## INFO
Scenario Description | Basic scenario
This Excel file defines an oemof energy system.
The components can be defined in the several sheets.
Sheet | Notes
buses | Defines the buses used in the energy system
-If excess or shortage flag is set (=1), an additional sink resp. source is added AUTOMATICALLY
chp | Defines CHP plants
-many params are currently defined manually, see "create_nodes()" -> move to sheet
commodity_sources | Defines the commodity sources such as oil, gas etc.
demand | Defines demand components such as heat demand
powerlines | Defines power lines between 2 buses
-Creates 2 oemof transformers (A->B, B->A)
renewables | Defines the renewable sources (fixed generation)
storages | Defines storages
transformers | Defines the transformers like power2gas plants etc.
-variable costs refer to input values!
- capacity is the nominal value of the output; "max nom in" is the maximum input which is multiplied with the timeseries transformer.max
-Power lines are defined in the sheet "powerlines"
time_series | Time series
-Format of column must follow the format NODE.PARAMETER (e.g. wind.actual_value)
time series are implemented for renewables, demands and transformer inputs
Notes
-For details on how this data is used (and to alter) during creation of the energy system refer to function "create_nodes()".
-Unit of values is MW / MWh and €
-If column "active" is set to 0, the component will not be created in the energy system

## buses
label | active | excess | shortage | shortage costs | excess costs
bus_el | 1 | 1 | 1 | 146.2 | 0
bus_th_sch | 1 | 1 | 1 | 100000 | 0
bus_th_pr | 1 | 1 | 1 | 100000 | 0
bus_gas | 1 | 0 | 0 | 0 | 0
bus_curt | 1 | 1 | 0 | 0 | -49.7
Note on C1: Elisa Gaudchau: soll excess für diesen Bus angelegt werden?
Note on D1: Elisa Gaudchau: soll shortage für diesen bus angelegt werden?
Note on E2: EEX_DA_2016 average + Umlagen (28.2+118= 146.2 EUR/MWh)
Note on E3: Missing data in pink color
Note on F6: Ricardo Viteri Buendia: Energy definetely curtailed. Entschaedigung maybe? Vergütungssatz= 4.97 cent/kWh) 49.7 EUR/MWh

## chp
label | active | from | to_el | to_th | back_pressure | fixed costs
heat_chp_pr | 1 | bus_gas | bus_el | bus_th_pr | 0 | 5
heat_chp_sch | 1 | bus_gas | bus_el | bus_th_sch | 0 | 5

## commodity_sources
label | active | to | variable costs
cs_gas | 1 | bus_gas | 50
cs_electric | 1 | bus_el | 118
Note on D2: Still dont know
Note on D3: Time series: time_series electric_grid.varcost wind_synth.actual_value spot_market electric_grid.variable_cost dist_heat_pr.real_value dist_heat_sch.real_value

## demand
label | active | from | nominal value | fixed
spot_market | 1 | bus_el | 390 | 0
dist_heat_sch | 1 | bus_th_sch | 1 | 0
dist_heat_pr | 1 | bus_th_pr | 1 | 0
Note on E1: When trying to run with fixed=1, it took more than 30min calculating. I just decided to stop the process.
Note on D2: Elisa Gaudchau: eigentlich maximale Einspeiseleistung, wird mit max-Zeitreihe multipliziert

## powerlines
label | active | bus_1 | bus_2 | efficiency | capacity

## renewables
label | active | to | capacity
wind_synth | 1 | bus_el | 390
Note on D2: provided by windfarm company

## storages
label | active | bus | nominal capacity | capacity loss | efficiency inflow | efficiency outflow | initial capacity | capacity min | capacity max | input costs | output costs
storage_th_pr | 1 | bus_th_pr | 3300000 | 0.01 | 0.95 | 0.95 | 0 | 0 | 1 | 0 | 0
storage_th_sch | 1 | bus_th_sch | 3300000 | 0.01 | 0.95 | 0.95 | 0 | 0 | 1 | 0 | 0
storage_el | 1 | bus_el | 3300000 | 0.01 | 0.95 | 0.95 | 0 | 0 | 1 | 0 | 0
Note on K1: Elisa Gaudchau: variable costs
Note on L1: Elisa Gaudchau: variable costs

## transformers
label | active | from | to | efficiency | capacity | variable input costs | max nom input | fixed
P2H_sch | 1 | bus_curt | bus_th_sch | 0.98 | 2000 | 0.05 | 550000 | 0
P2H_pr | 1 | bus_curt | bus_th_pr | 0.98 | 2000 | 0.05 | 550000 | 0
boiler_pr | 1 | bus_gas | bus_th_pr | 0.98 | 20000 | 0.05 | 550000 | 0
boiler_sch | 1 | bus_gas | bus_th_sch | 0.98 | 2000 | 0.05 | 550000 | 0
curtailment | 1 | bus_el | bus_curt | 1 | 2000 | 0.05 | 550000 | 0
negative_spot | 1 | bus_el | bus_curt | 1 | 2000 | 0.05 | 550000 | 0
Note on H1: Elisa Gaudchau: nominal value für input, falls inputmax als Zeitreihe (äqu. Spotmarkt)
Note on I1: when modifying the code, python error message is shown: File "pandas/_libs/hashtable_class_helper.pxi", line 1273, in pandas._libs.hashtable.PyObjectHashTable.get_item KeyError: 'fixed'

## time_series
timestamp | spot_market.variable_costs | dist_heat_pr.actual_value | dist_heat_sch.actual_value
2016-01-01 00:00:00 | -140.39 | 7.6839 | 31.2
2016-01-01 01:00:00 | -138.59 | 7.5563 | 30.72
2016-01-01 02:00:00 | -134.81 | 7.3863 | 30.08
2016-01-01 03:00:00 | -135.41 | 7.1737 | 29.28
2016-01-01 04:00:00 | -135.02 | 7.4713 | 30.4
2016-01-01 05:00:00 | -133.86 | 7.2163 | 29.44
2016-01-01 06:00:00 | -136.16 | 7.2163 | 29.44
2016-01-01 07:00:00 | -135.73 | 7.3013 | 29.76
2016-01-01 08:00:00 | -137.77 | 7.4713 | 30.4
2016-01-01 09:00:00 | -141.75 | 7.4288 | 30.24
2016-01-01 10:00:00 | -144.03 | 7.5138 | 30.56
2016-01-01 11:00:00 | -145.06 | 7.4288 | 30.24
2016-01-01 12:00:00 | -144.59 | 7.2588 | 29.6
2016-01-01 13:00:00 | -143 | 7.1737 | 29.28
2016-01-01 14:00:00 | -142.43 | 7.0462 | 28.8
2016-01-01 15:00:00 | -146.87 | 7.1312 | 29.12
2016-01-01 16:00:00 | -155.44 | 7.2163 | 29.44
2016-01-01 17:00:00 | -155.41 | 7.3013 | 29.76
2016-01-01 18:00:00 | -153.34 | 7.3863 | 30.08
2016-01-01 19:00:00 | -151.07 | 7.5138 | 30.56
2016-01-01 20:00:00 | -147.52 | 7.5988 | 30.88
2016-01-01 21:00:00 | -148.1 | 7.6413 | 31.04
2016-01-01 22:00:00 | -142.57 | 7.5138 | 30.56
2016-01-01 23:00:00 | -140.2 | 7.6839 | 31.2
2016-01-02 00:00:00 | -134.57 | 7.8114 | 31.68
2016-01-02 01:00:00 | -133.35 | 8.0239 | 32.48
2016-01-02 02:00:00 | -130.77 | 8.1514 | 32.96
2016-01-02 03:00:00 | -129.27 | 8.5765 | 34.56
2016-01-02 04:00:00 | -129.91 | 8.8741 | 35.68
2016-01-02 05:00:00 | -130.62 | 9.4692 | 37.92
2016-01-02 06:00:00 | -131.83 | 9.6393 | 38.56
2016-01-02 07:00:00 | -134.12 | 10.1494 | 40.48
2016-01-02 08:00:00 | -136.12 | 10.6595 | 42.4
2016-01-02 09:00:00 | -137.59 | 10.787 | 42.88
2016-01-02 10:00:00 | -139.07 | 10.787 | 42.88
2016-01-02 11:00:00 | -140.54 | 10.8295 | 43.04
2016-01-02 12:00:00 | -137.79 | 10.6595 | 42.4
2016-01-02 13:00:00 | -134.9 | 10.7445 | 42.72
2016-01-02 14:00:00 | -134.97 | 10.8295 | 43.04
2016-01-02 15:00:00 | -137.25 | 10.872 | 43.2
2016-01-02 16:00:00 | -146.01 | 10.9145 | 43.36
2016-01-02 17:00:00 | -146.36 | 10.9995 | 43.68
2016-01-02 18:00:00 | -144.56 | 11.1271 | 44.16
2016-01-02 19:00:00 | -135.38 | 11.2971 | 44.8
2016-01-02 20:00:00 | -133.83 | 11.4246 | 45.28
2016-01-02 21:00:00 | -134.97 | 11.5947 | 45.92
2016-01-02 22:00:00 | -133.31 | 11.7222 | 46.4
2016-01-02 23:00:00 | -124.99 | 11.8072 | 46.72
2016-01-03 00:00:00 | -117.99 | 11.9347 | 47.2
2016-01-03 01:00:00 | -118.23 | 12.0623 | 47.68
2016-01-03 02:00:00 | -122.51 | 12.1898 | 48.16
2016-01-03 03:00:00 | -122.12 | 12.2748 | 48.48
2016-01-03 04:00:00 | -124.76 | 12.3598 | 48.8
2016-01-03 05:00:00 | -118.75 | 12.4873 | 49.28
2016-01-03 06:00:00 | -122.27 | 12.5299 | 49.44
2016-01-03 07:00:00 | -127.11 | 12.5724 | 49.6
2016-01-03 08:00:00 | -133.92 | 12.6999 | 50.08
2016-01-03 09:00:00 | -135.06 | 12.6574 | 49.92
2016-01-03 10:00:00 | -137.28 | 12.4873 | 49.28
2016-01-03 11:00:00 | -138.25 | 12.1473 | 48
2016-01-03 12:00:00 | -135.66 | 12.0198 | 47.52
2016-01-03 13:00:00 | -136.49 | 11.8072 | 46.72
2016-01-03 14:00:00 | -134.51 | 11.7222 | 46.4
2016-01-03 15:00:00 | -136.76 | 11.8072 | 46.72
2016-01-03 16:00:00 | -140.21 | 12.0198 | 47.52
2016-01-03 17:00:00 | -144.76 | 12.1048 | 47.84
2016-01-03 18:00:00 | -145.08 | 12.1048 | 47.84
2016-01-03 19:00:00 | -143.33 | 12.1048 | 47.84
2016-01-03 20:00:00 | -140.11 | 12.1898 | 48.16
2016-01-03 21:00:00 | -138.91 | 12.2323 | 48.32
2016-01-03 22:00:00 | -132.43 | 12.3598 | 48.8
2016-01-03 23:00:00 | -131.78 | 12.4448 | 49.12
2016-01-04 00:00:00 | -130.77 | 12.5299 | 49.44
2016-01-04 01:00:00 | -128.56 | 12.6149 | 49.76
2016-01-04 02:00:00 | -121.87 | 12.7424 | 50.24
2016-01-04 03:00:00 | -121.2 | 12.8274 | 50.56
2016-01-04 04:00:00 | -126.67 | 12.9549 | 51.04
2016-01-04 05:00:00 | -136.01 | 13.04 | 51.36
2016-01-04 06:00:00 | -146.52 | 13.125 | 51.68
2016-01-04 07:00:00 | -152.74 | 13.0825 | 51.52
2016-01-04 08:00:00 | -151.46 | 13.04 | 51.36
2016-01-04 09:00:00 | -151.24 | 12.8699 | 50.72
2016-01-04 10:00:00 | -153.09 | 12.4448 | 49.12
2016-01-04 11:00:00 | -153 | 12.1048 | 47.84
2016-01-04 12:00:00 | -153 | 11.8497 | 46.88
2016-01-04 13:00:00 | -152.94 | 11.5947 | 45.92
2016-01-04 14:00:00 | -152.92 | 11.4671 | 45.44
2016-01-04 15:00:00 | -156 | 11.6372 | 46.08
2016-01-04 16:00:00 | -159.21 | 11.3821 | 45.12
2016-01-04 17:00:00 | -160.95 | 11.3821 | 45.12
2016-01-04 18:00:00 | -159.96 | 11.5522 | 45.76
2016-01-04 19:00:00 | -152.94 | 11.6372 | 46.08
2016-01-04 20:00:00 | -148.66 | 11.9347 | 47.2
2016-01-04 21:00:00 | -148 | 12.1048 | 47.84
2016-01-04 22:00:00 | -141.9 | 12.1898 | 48.16
2016-01-04 23:00:00 | -143.03 | 12.3173 | 48.64
2016-01-05 00:00:00 | -142.42 | 12.2748 | 48.48
2016-01-05 01:00:00 | -140.34 | 12.4023 | 48.96
2016-01-05 02:00:00 | -139.5 | 12.4873 | 49.28
2016-01-05 03:00:00 | -138 | 12.5724 | 49.6
2016-01-05 04:00:00 | -141.53 | 12.8274 | 50.56
2016-01-05 05:00:00 | -146.96 | 12.9549 | 51.04
2016-01-05 06:00:00 | -156.32 | 13.04 | 51.36
2016-01-05 07:00:00 | -159.45 | 13.1675 | 51.84
2016-01-05 08:00:00 | -158.72 | 13.04 | 51.36
2016-01-05 09:00:00 | -158.66 | 12.4873 | 49.28
2016-01-05 10:00:00 | -158.33 | 11.9347 | 47.2
2016-01-05 11:00:00 | -156.25 | 11.8072 | 46.72
2016-01-05 12:00:00 | -154.98 | 11.7222 | 46.4
2016-01-05 13:00:00 | -152.91 | 11.7647 | 46.56
2016-01-05 14:00:00 | -151.5 | 11.8497 | 46.88
2016-01-05 15:00:00 | -153.1 | 12.1898 | 48.16
2016-01-05 16:00:00 | -160.44 | 12.1473 | 48
2016-01-05 17:00:00 | -160.94 | 12.1048 | 47.84
2016-01-05 18:00:00 | -159.74 | 12.0198 | 47.52
2016-01-05 19:00:00 | -154.47 | 12.0623 | 47.68
2016-01-05 20:00:00 | -151.01 | 12.1473 | 48
2016-01-05 21:00:00 | -149.75 | 12.1048 | 47.84
2016-01-05 22:00:00 | -144.99 | 12.3598 | 48.8
2016-01-05 23:00:00 | -144.62 | 12.4023 | 48.96
2016-01-06 00:00:00 | -143.58 | 12.4448 | 49.12
2016-01-06 01:00:00 | -142.59 | 12.5724 | 49.6
2016-01-06 02:00:00 | -140.5 | 12.7424 | 50.24
2016-01-06 03:00:00 | -141.16 | 12.8699 | 50.72
2016-01-06 04:00:00 | -142.99 | 12.9124 | 50.88
2016-01-06 05:00:00 | -144.62 | 12.9124 | 50.88
2016-01-06 06:00:00 | -146.03 | 13.125 | 51.68
2016-01-06 07:00:00 | -147.34 | 13.21 | 52
2016-01-06 08:00:00 | -150.94 | 13.0825 | 51.52
2016-01-06 09:00:00 | -155.71 | 12.8274 | 50.56
2016-01-06 10:00:00 | -158.08 | 11.8497 | 46.88
2016-01-06 11:00:00 | -158.73 | 11.4246 | 45.28
2016-01-06 12:00:00 | -156.26 | 10.957 | 43.52
2016-01-06 13:00:00 | -153.44 | 10.617 | 42.24
2016-01-06 14:00:00 | -154.92 | 10.617 | 42.24
2016-01-06 15:00:00 | -159.28 | 11.1271 | 44.16
2016-01-06 16:00:00 | -162.95 | 11.4671 | 45.44
2016-01-06 17:00:00 | -164.9 | 11.6797 | 46.24
2016-01-06 18:00:00 | -161.95 | 11.8497 | 46.88
2016-01-06 19:00:00 | -157.94 | 11.9347 | 47.2
2016-01-06 20:00:00 | -150.4 | 12.1898 | 48.16
2016-01-06 21:00:00 | -151.51 | 12.3598 | 48.8
2016-01-06 22:00:00 | -148.11 | 12.4448 | 49.12
2016-01-06 23:00:00 | -144.41 | 12.5724 | 49.6
2016-01-07 00:00:00 | -144.05 | 12.6149 | 49.76
2016-01-07 01:00:00 | -142.93 | 12.6999 | 50.08
2016-01-07 02:00:00 | -140.39 | 12.1898 | 48.16
2016-01-07 03:00:00 | -140.32 | 11.6797 | 46.24
2016-01-07 04:00:00 | -142.2 | 11.6797 | 46.24
2016-01-07 05:00:00 | -149 | 11.5947 | 45.92
2016-01-07 06:00:00 | -160.47 | 11.4246 | 45.28
2016-01-07 07:00:00 | -160.97 | 11.2971 | 44.8
2016-01-07 08:00:00 | -159.93 | 11.7647 | 46.56
2016-01-07 09:00:00 | -159.62 | 11.3396 | 44.96
2016-01-07 10:00:00 | -159.5 | 10.787 | 42.88
2016-01-07 11:00:00 | -158.66 | 10.2344 | 40.8
2016-01-07 12:00:00 | -158.33 | 10.1069 | 40.32
2016-01-07 13:00:00 | -154.51 | 9.9793 | 39.84
2016-01-07 14:00:00 | -151.49 | 9.8943 | 39.52
2016-01-07 15:00:00 | -152.19 | 9.8518 | 39.36
2016-01-07 16:00:00 | -158.66 | 9.7243 | 38.88
2016-01-07 17:00:00 | -158.8 | 9.7668 | 39.04
2016-01-07 18:00:00 | -155.19 | 9.7668 | 39.04
2016-01-07 19:00:00 | -149.94 | 9.8093 | 39.2
2016-01-07 20:00:00 | -145.01 | 9.6818 | 38.72
2016-01-07 21:00:00 | -145.52 | 9.4692 | 37.92
2016-01-07 22:00:00 | -141.4 | 9.3417 | 37.44
2016-01-07 23:00:00 | -130.12 | 9.1717 | 36.8
2016-01-08 00:00:00 | -135.23 | 9.0866 | 36.48
2016-01-08 01:00:00 | -131.9 | 9.0016 | 36.16
2016-01-08 02:00:00 | -130.11 | 8.8741 | 35.68
2016-01-08 03:00:00 | -130.99 | 8.9166 | 35.84
2016-01-08 04:00:00 | -134.98 | 8.7466 | 35.2
2016-01-08 05:00:00 | -140.02 | 8.534 | 34.4
2016-01-08 06:00:00 | -146.4 | 8.364 | 33.76
2016-01-08 07:00:00 | -147.31 | 7.6839 | 31.2
2016-01-08 08:00:00 | -144.6 | 6.9187 | 28.32
2016-01-08 09:00:00 | -143.55 | 6.7061 | 27.52
2016-01-08 10:00:00 | -143.76 | 6.5786 | 27.04
2016-01-08 11:00:00 | -143.13 | 6.4936 | 26.72
2016-01-08 12:00:00 | -143.58 | 6.7487 | 27.68
2016-01-08 13:00:00 | -145.6 | 6.5786 | 27.04
2016-01-08 14:00:00 | -150.08 | 6.196 | 25.6
2016-01-08 15:00:00 | -155.16 | 6.2386 | 25.76
2016-01-08 16:00:00 | -163 | 6.4511 | 26.56
2016-01-08 17:00:00 | -164.97 | 6.3236 | 26.08
2016-01-08 18:00:00 | -158.09 | 6.5361 | 26.88
2016-01-08 19:00:00 | -152.61 | 6.6636 | 27.36
2016-01-08 20:00:00 | -149.52 | 6.8762 | 28.16
2016-01-08 21:00:00 | -150.5 | 7.1312 | 29.12
2016-01-08 22:00:00 | -144.01 | 7.0887 | 28.96
2016-01-08 23:00:00 | -144.1 | 7.3013 | 29.76
2016-01-09 00:00:00 | -143.1 | 7.1312 | 29.12
2016-01-09 01:00:00 | -142.3 | 7.7264 | 31.36
2016-01-09 02:00:00 | -141.23 | 7.8539 | 31.84
2016-01-09 03:00:00 | -139.96 | 8.3215 | 33.6
2016-01-09 04:00:00 | -140.45 | 7.7264 | 31.36
2016-01-09 05:00:00 | -141.07 | 7.8539 | 31.84
2016-01-09 06:00:00 | -143 | 7.9814 | 32.32
2016-01-09 07:00:00 | -150.11 | 8.0664 | 32.64
2016-01-09 08:00:00 | -155.12 | 8.1089 | 32.8
2016-01-09 09:00:00 | -154.13 | 7.5988 | 30.88
2016-01-09 10:00:00 | -153.76 | 6.9187 | 28.32
2016-01-09 11:00:00 | -152.06 | 6.3661 | 26.24
2016-01-09 12:00:00 | -149.54 | 6.0685 | 25.12
2016-01-09 13:00:00 | -145.92 | 6.111 | 25.28
2016-01-09 14:00:00 | -145 | 6.2386 | 25.76
2016-01-09 15:00:00 | -148.5 | 6.7912 | 27.84
2016-01-09 16:00:00 | -154.99 | 6.8337 | 28
2016-01-09 17:00:00 | -154.8 | 7.0887 | 28.96
2016-01-09 18:00:00 | -153 | 7.0887 | 28.96
2016-01-09 19:00:00 | -147 | 7.3013 | 29.76
2016-01-09 20:00:00 | -143.01 | 7.5138 | 30.56
2016-01-09 21:00:00 | -143.1 | 7.5988 | 30.88
2016-01-09 22:00:00 | -140.28 | 7.8539 | 31.84
2016-01-09 23:00:00 | -133.58 | 7.8964 | 32
2016-01-10 00:00:00 | -137.05 | 8.194 | 33.12
2016-01-10 01:00:00 | -134.87 | 8.4065 | 33.92
2016-01-10 02:00:00 | -130.75 | 8.4915 | 34.24
2016-01-10 03:00:00 | -128.81 | 8.534 | 34.4
2016-01-10 04:00:00 | -128.85 | 8.449 | 34.08
2016-01-10 05:00:00 | -127.85 | 8.534 | 34.4
2016-01-10 06:00:00 | -129.92 | 8.4065 | 33.92
2016-01-10 07:00:00 | -133.44 | 8.194 | 33.12
2016-01-10 08:00:00 | -136.99 | 7.9814 | 32.32
2016-01-10 09:00:00 | -137.66 | 7.6839 | 31.2
2016-01-10 10:00:00 | -139.59 | 7.3438 | 29.92
2016-01-10 11:00:00 | -139.83 | 7.2163 | 29.44
2016-01-10 12:00:00 | -138.82 | 7.1312 | 29.12
2016-01-10 13:00:00 | -138.06 | 7.0462 | 28.8
2016-01-10 14:00:00 | -139.45 | 7.2163 | 29.44
2016-01-10 15:00:00 | -141.92 | 7.0887 | 28.96
2016-01-10 16:00:00 | -145.93 | 7.1737 | 29.28
2016-01-10 17:00:00 | -153 | 7.0037 | 28.64
2016-01-10 18:00:00 | -151 | 6.9187 | 28.32
2016-01-10 19:00:00 | -148.03 | 7.2163 | 29.44
2016-01-10 20:00:00 | -144.06 | 7.4713 | 30.4
2016-01-10 21:00:00 | -144.93 | 7.6839 | 31.2
2016-01-10 22:00:00 | -141.12 | 7.8114 | 31.68
2016-01-10 23:00:00 | -139.95 | 7.8114 | 31.68
2016-01-11 00:00:00 | -138.04 | 7.7264 | 31.36
2016-01-11 01:00:00 | -137.78 | 7.5563 | 30.72
2016-01-11 02:00:00 | -137.36 | 7.5563 | 30.72
2016-01-11 03:00:00 | -137.56 | 7.6839 | 31.2
2016-01-11 04:00:00 | -139.67 | 7.8964 | 32
2016-01-11 05:00:00 | -146.5 | 7.6413 | 31.04
2016-01-11 06:00:00 | -159.61 | 7.5988 | 30.88
2016-01-11 07:00:00 | -163.93 | 7.5988 | 30.88
2016-01-11 08:00:00 | -162 | 7.7264 | 31.36
2016-01-11 09:00:00 | -159.94 | 7.7264 | 31.36
2016-01-11 10:00:00 | -159.96 | 7.3438 | 29.92
2016-01-11 11:00:00 | -160.33 | 7.1737 | 29.28
2016-01-11 12:00:00 | -160.1 | 6.9612 | 28.48
2016-01-11 13:00:00 | -157.88 | 7.0037 | 28.64
2016-01-11 14:00:00 | -155.5 | 6.8762 | 28.16
2016-01-11 15:00:00 | -155.95 | 7.0037 | 28.64
2016-01-11 16:00:00 | -162.69 | 7.1312 | 29.12
2016-01-11 17:00:00 | -160.88 | 7.2163 | 29.44
2016-01-11 18:00:00 | -158 | 7.3013 | 29.76
2016-01-11 19:00:00 | -151.09 | 7.4713 | 30.4
2016-01-11 20:00:00 | -145.93 | 7.5988 | 30.88
2016-01-11 21:00:00 | -146 | 7.8114 | 31.68
2016-01-11 22:00:00 | -142.14 | 7.7264 | 31.36
2016-01-11 23:00:00 | -139.51 | 7.7264 | 31.36
2016-01-12 00:00:00 | -137.81 | 7.7264 | 31.36
2016-01-12 01:00:00 | -137.1 | 7.6839 | 31.2
2016-01-12 02:00:00 | -133.74 | 7.6413 | 31.04
2016-01-12 03:00:00 | -133.54 | 7.5988 | 30.88
2016-01-12 04:00:00 | -138.19 | 7.5138 | 30.56
2016-01-12 05:00:00 | -142.38 | 7.4713 | 30.4
2016-01-12 06:00:00 | -153.92 | 7.4288 | 30.24
2016-01-12 07:00:00 | -158.5 | 7.4288 | 30.24
2016-01-12 08:00:00 | -159 | 7.3863 | 30.08
2016-01-12 09:00:00 | -156.66 | 7.3013 | 29.76
2016-01-12 10:00:00 | -154.46 | 7.1737 | 29.28
2016-01-12 11:00:00 | -153 | 7.1312 | 29.12
2016-01-12 12:00:00 | -151.3 | 7.0462 | 28.8
2016-01-12 13:00:00 | -150.21 | 7.0462 | 28.8
2016-01-12 14:00:00 | -151 | 7.3013 | 29.76
2016-01-12 15:00:00 | -154.08 | 7.3863 | 30.08
2016-01-12 16:00:00 | -159.94 | 7.3013 | 29.76
2016-01-12 17:00:00 | -158.33 | 7.2163 | 29.44
2016-01-12 18:00:00 | -147.69 | 7.1312 | 29.12
2016-01-12 19:00:00 | -144.05 | 6.7487 | 27.68
2016-01-12 20:00:00 | -142.76 | 6.3661 | 26.24
2016-01-12 21:00:00 | -142.03 | 6.7061 | 27.52
2016-01-12 22:00:00 | -139.51 | 6.5786 | 27.04
2016-01-12 23:00:00 | -139 | 6.6636 | 27.36
2016-01-13 00:00:00 | -137.66 | 6.6211 | 27.2
2016-01-13 01:00:00 | -136.13 | 6.5786 | 27.04
2016-01-13 02:00:00 | -133.3 | 6.7061 | 27.52
2016-01-13 03:00:00 | -136.05 | 6.9612 | 28.48
2016-01-13 04:00:00 | -138.83 | 6.8762 | 28.16
2016-01-13 05:00:00 | -142.1 | 6.8762 | 28.16
2016-01-13 06:00:00 | -145.87 | 6.9612 | 28.48
2016-01-13 07:00:00 | -147.98 | 6.9612 | 28.48
2016-01-13 08:00:00 | -148.73 | 6.8337 | 28
2016-01-13 09:00:00 | -149.45 | 6.7061 | 27.52
2016-01-13 10:00:00 | -151.56 | 6.5786 | 27.04
2016-01-13 11:00:00 | -151.99 | 6.5786 | 27.04
2016-01-13 12:00:00 | -152.09 | 6.9187 | 28.32
2016-01-13 13:00:00 | -152.02 | 7.3438 | 29.92
2016-01-13 14:00:00 | -155.44 | 7.3863 | 30.08
2016-01-13 15:00:00 | -157.58 | 7.4713 | 30.4
2016-01-13 16:00:00 | -161 | 7.6413 | 31.04
2016-01-13 17:00:00 | -160.22 | 7.8114 | 31.68
2016-01-13 18:00:00 | -156.86 | 7.8964 | 32
2016-01-13 19:00:00 | -147.62 | 8.0664 | 32.64
2016-01-13 20:00:00 | -144.97 | 7.9389 | 32.16
2016-01-13 21:00:00 | -143.88 | 8.0239 | 32.48
2016-01-13 22:00:00 | -141.52 | 8.0239 | 32.48
2016-01-13 23:00:00 | -142.29 | 7.9389 | 32.16
2016-01-14 00:00:00 | -141.06 | 7.6839 | 31.2
2016-01-14 01:00:00 | -140.22 | 7.5138 | 30.56
2016-01-14 02:00:00 | -140.03 | 7.5138 | 30.56
2016-01-14 03:00:00 | -140.53 | 7.5138 | 30.56
2016-01-14 04:00:00 | -141.9 | 7.4288 | 30.24
2016-01-14 05:00:00 | -147.99 | 7.4713 | 30.4
2016-01-14 06:00:00 | -162.07 | 7.4713 | 30.4
2016-01-14 07:00:00 | -162.99 | 7.4288 | 30.24
2016-01-14 08:00:00 | -159.39 | 7.3863 | 30.08
2016-01-14 09:00:00 | -152.95 | 7.1737 | 29.28
2016-01-14 10:00:00 | -151.18 | 7.0462 | 28.8
2016-01-14 11:00:00 | -149.17 | 6.9612 | 28.48
2016-01-14 12:00:00 | -151.52 | 6.9187 | 28.32
2016-01-14 13:00:00 | -157.97 | 7.0462 | 28.8
2016-01-14 14:00:00 | -160.99 | 7.1312 | 29.12
2016-01-14 15:00:00 | -160.34 | 7.6413 | 31.04
2016-01-14 16:00:00 | -163.5 | 7.5138 | 30.56
2016-01-14 17:00:00 | -159.06 | 7.3863 | 30.08
2016-01-14 18:00:00 | -158.02 | 7.3013 | 29.76
2016-01-14 19:00:00 | -156.34 | 7.4713 | 30.4
2016-01-14 20:00:00 | -148.86 | 7.7689 | 31.52
2016-01-14 21:00:00 | -146.16 | 8.0239 | 32.48
2016-01-14 22:00:00 | -143.73 | 8.1089 | 32.8
2016-01-14 23:00:00 | -142.58 | 8.0664 | 32.64
2016-01-15 00:00:00 | -143.03 | 8.1089 | 32.8
2016-01-15 01:00:00 | -142.36 | 8.364 | 33.76
2016-01-15 02:00:00 | -141.5 | 8.3215 | 33.6
2016-01-15 03:00:00 | -140.94 | 8.1514 | 32.96
2016-01-15 04:00:00 | -141.17 | 8.2365 | 33.28
2016-01-15 05:00:00 | -144.35 | 8.4915 | 34.24
2016-01-15 06:00:00 | -158.9 | 8.4065 | 33.92
2016-01-15 07:00:00 | -163.21 | 8.279 | 33.44
2016-01-15 08:00:00 | -163.46 | 8.2365 | 33.28
2016-01-15 09:00:00 | -163.99 | 8.2365 | 33.28
2016-01-15 10:00:00 | -164.95 | 8.194 | 33.12
2016-01-15 11:00:00 | -162 | 8.1514 | 32.96
2016-01-15 12:00:00 | -160.05 | 8.0664 | 32.64
2016-01-15 13:00:00 | -157.99 | 7.9389 | 32.16
2016-01-15 14:00:00 | -155.65 | 7.9389 | 32.16
2016-01-15 15:00:00 | -156 | 8.0664 | 32.64
2016-01-15 16:00:00 | -163.26 | 8.1514 | 32.96
2016-01-15 17:00:00 | -166.04 | 8.364 | 33.76
2016-01-15 18:00:00 | -162.36 | 8.4065 | 33.92
2016-01-15 19:00:00 | -152.38 | 8.279 | 33.44
2016-01-15 20:00:00 | -147.34 | 8.1089 | 32.8
2016-01-15 21:00:00 | -145.17 | 7.8964 | 32
2016-01-15 22:00:00 | -143.02 | 7.5988 | 30.88
2016-01-15 23:00:00 | -145.13 | 7.6839 | 31.2
2016-01-16 00:00:00 | -144.37 | 7.8539 | 31.84
2016-01-16 01:00:00 | -143.58 | 8.1089 | 32.8
2016-01-16 02:00:00 | -142.73 | 8.1514 | 32.96
2016-01-16 03:00:00 | -142.08 | 8.4065 | 33.92
2016-01-16 04:00:00 | -143.32 | 8.8741 | 35.68
2016-01-16 05:00:00 | -142.77 | 9.0016 | 36.16
2016-01-16 06:00:00 | -143.03 | 9.0441 | 36.32
2016-01-16 07:00:00 | -145.55 | 9.0441 | 36.32
2016-01-16 08:00:00 | -150.4 | 9.1717 | 36.8
2016-01-16 09:00:00 | -152.21 | 8.9591 | 36
2016-01-16 10:00:00 | -151.23 | 8.8741 | 35.68
2016-01-16 11:00:00 | -147.16 | 8.7466 | 35.2
2016-01-16 12:00:00 | -144.31 | 8.5765 | 34.56
2016-01-16 13:00:00 | -143.47 | 8.279 | 33.44
2016-01-16 14:00:00 | -143.6 | 8.1514 | 32.96
2016-01-16 15:00:00 | -148.15 | 8.1514 | 32.96
2016-01-16 16:00:00 | -157.77 | 8.279 | 33.44
2016-01-16 17:00:00 | -158.03 | 8.279 | 33.44
2016-01-16 18:00:00 | -148.99 | 8.2365 | 33.28
2016-01-16 19:00:00 | -144.19 | 8.279 | 33.44
2016-01-16 20:00:00 | -143.9 | 8.279 | 33.44
2016-01-16 21:00:00 | -143.53 | 8.279 | 33.44
2016-01-16 22:00:00 | -142.12 | 8.279 | 33.44
2016-01-16 23:00:00 | -138.86 | 8.279 | 33.44
2016-01-17 00:00:00 | -138.25 | 8.3215 | 33.6
2016-01-17 01:00:00 | -138.76 | 8.4915 | 34.24
2016-01-17 02:00:00 | -138.97 | 8.619 | 34.72
2016-01-17 03:00:00 | -138.89 | 8.7466 | 35.2
2016-01-17 04:00:00 | -138.94 | 8.7466 | 35.2
2016-01-17 05:00:00 | -137.64 | 8.7041 | 35.04
2016-01-17 06:00:00 | -140.35 | 8.7041 | 35.04
2016-01-17 07:00:00 | -141.52 | 8.8316 | 35.52
2016-01-17 08:00:00 | -144.54 | 8.6616 | 34.88
2016-01-17 09:00:00 | -148.11 | 8.534 | 34.4
2016-01-17 10:00:00 | -154.29 | 8.3215 | 33.6
2016-01-17 11:00:00 | -150.44 | 8.1514 | 32.96
2016-01-17 12:00:00 | -144.93 | 8.0664 | 32.64
2016-01-17 13:00:00 | -144.19 | 8.1089 | 32.8
2016-01-17 14:00:00 | -145.07 | 8.0239 | 32.48
2016-01-17 15:00:00 | -149.94 | 7.9814 | 32.32
2016-01-17 16:00:00 | -157.49 | 8.0239 | 32.48
2016-01-17 17:00:00 | -160.8 | 8.1089 | 32.8
2016-01-17 18:00:00 | -157.23 | 8.1089 | 32.8
2016-01-17 19:00:00 | -151.3 | 8.3215 | 33.6
2016-01-17 20:00:00 | -145.04 | 8.279 | 33.44
2016-01-17 21:00:00 | -145.05 | 8.449 | 34.08
2016-01-17 22:00:00 | -142.99 | 8.8741 | 35.68
2016-01-17 23:00:00 | -141.96 | 9.1717 | 36.8
2016-01-18 00:00:00 | -141.47 | 9.6818 | 38.72
2016-01-18 01:00:00 | -141.56 | 10.4469 | 41.6
2016-01-18 02:00:00 | -141.48 | 11.2121 | 44.48
2016-01-18 03:00:00 | -141.51 | 10.0643 | 40.16
2016-01-18 04:00:00 | -142.25 | 9.8518 | 39.36
2016-01-18 05:00:00 | -145.61 | 9.6818 | 38.72
2016-01-18 06:00:00 | -164.01 | 9.7243 | 38.88
2016-01-18 07:00:00 | -167.98 | 9.8943 | 39.52
2016-01-18 08:00:00 | -168.54 | 10.872 | 43.2
2016-01-18 09:00:00 | -167.91 | 10.9145 | 43.36
2016-01-18 10:00:00 | -166.44 | 10.1494 | 40.48
2016-01-18 11:00:00 | -164.93 | 9.4692 | 37.92
2016-01-18 12:00:00 | -164.32 | 9.2142 | 36.96
2016-01-18 13:00:00 | -163.76 | 9.1292 | 36.64
2016-01-18 14:00:00 | -167.53 | 9.5542 | 38.24
2016-01-18 15:00:00 | -167.66 | 9.9793 | 39.84
2016-01-18 16:00:00 | -180.55 | 11.042 | 43.84
2016-01-18 17:00:00 | -174.07 | 10.4044 | 41.44
2016-01-18 18:00:00 | -165.18 | 10.9145 | 43.36
2016-01-18 19:00:00 | -153.09 | 10.3619 | 41.28
2016-01-18 20:00:00 | -144.95 | 11.5522 | 45.76
2016-01-18 21:00:00 | -144.94 | 10.702 | 42.56
2016-01-18 22:00:00 | -143.09 | 10.4469 | 41.6
2016-01-18 23:00:00 | -149.95 | 10.2344 | 40.8
2016-01-19 00:00:00 | -150.16 | 10.0218 | 40
2016-01-19 01:00:00 | -146.97 | 10.6595 | 42.4
2016-01-19 02:00:00 | -148.01 | 9.6393 | 38.56
2016-01-19 03:00:00 | -148.45 | 9.9368 | 39.68
2016-01-19 04:00:00 | -145.01 | 10.872 | 43.2
2016-01-19 05:00:00 | -149.9 | 11.4246 | 45.28
2016-01-19 06:00:00 | -172.1 | 11.6372 | 46.08
2016-01-19 07:00:00 | -182.9 | 11.3396 | 44.96
2016-01-19 08:00:00 | -183.35 | 10.957 | 43.52
2016-01-19 09:00:00 | -179.31 | 10.4894 | 41.76
2016-01-19 10:00:00 | -179.43 | 9.8518 | 39.36
2016-01-19 11:00:00 | -176.98 | 9.4267 | 37.76
2016-01-19 12:00:00 | -176.53 | 8.8741 | 35.68
2016-01-19 13:00:00 | -173.81 | 8.9166 | 35.84
2016-01-19 14:00:00 | -173.5 | 8.9166 | 35.84
2016-01-19 15:00:00 | -174.21 | 8.8741 | 35.68
2016-01-19 16:00:00 | -188.07 | 9.0441 | 36.32
2016-01-19 17:00:00 | -192.97 | 9.1292 | 36.64
2016-01-19 18:00:00 | -175.56 | 9.1292 | 36.64
2016-01-19 19:00:00 | -166.24 | 9.2142 | 36.96
2016-01-19 20:00:00 | -155.98 | 9.2567 | 37.12
2016-01-19 21:00:00 | -151.67 | 9.5117 | 38.08
2016-01-19 22:00:00 | -147.79 | 9.1717 | 36.8
2016-01-19 23:00:00 | -144.05 | 9.1292 | 36.64
2016-01-20 00:00:00 | -144.17 | 9.0441 | 36.32
2016-01-20 01:00:00 | -144.42 | 8.9591 | 36
2016-01-20 02:00:00 | -143.36 | 8.9591 | 36
2016-01-20 03:00:00 | -143.76 | 8.9166 | 35.84
2016-01-20 04:00:00 | -144.54 | 8.8316 | 35.52
2016-01-20 05:00:00 | -150.7 | 8.7466 | 35.2
2016-01-20 06:00:00 | -173.08 | 8.5765 | 34.56
2016-01-20 07:00:00 | -179.08 | 8.4915 | 34.24
2016-01-20 08:00:00 | -176.43 | 8.534 | 34.4
2016-01-20 09:00:00 | -176.97 | 8.4915 | 34.24
2016-01-20 10:00:00 | -174.14 | 8.1514 | 32.96
2016-01-20 11:00:00 | -176.6 | 8.1514 | 32.96
2016-01-20 12:00:00 | -175.58 | 8.1089 | 32.8
2016-01-20 13:00:00 | -172.95 | 8.0239 | 32.48
2016-01-20 14:00:00 | -170.42 | 8.2365 | 33.28
2016-01-20 15:00:00 | -190.01 | 8.3215 | 33.6
2016-01-20 16:00:00 | -210.75 | 8.449 | 34.08
2016-01-20 17:00:00 | -197.09 | 8.619 | 34.72
2016-01-20 18:00:00 | -188.03 | 8.5765 | 34.56
2016-01-20 19:00:00 | -168.1 | 8.5765 | 34.56
2016-01-20 20:00:00 | -158.06 | 8.7041 | 35.04
2016-01-20 21:00:00 | -151.52 | 8.6616 | 34.88
2016-01-20 22:00:00 | -147.63 | 8.5765 | 34.56
2016-01-20 23:00:00 | -147.65 | 8.534 | 34.4
2016-01-21 00:00:00 | -145.82 | 8.5765 | 34.56
2016-01-21 01:00:00 | -144.65 | 8.5765 | 34.56
2016-01-21 02:00:00 | -144.96 | 8.5765 | 34.56
2016-01-21 03:00:00 | -145.47 | 8.5765 | 34.56
2016-01-21 04:00:00 | -147.09 | 8.619 | 34.72
2016-01-21 05:00:00 | -158.78 | 9.6818 | 38.72
2016-01-21 06:00:00 | -188.01 | 10.4044 | 41.44
2016-01-21 07:00:00 | -203.05 | 9.7243 | 38.88
2016-01-21 08:00:00 | -201.54 | 9.4267 | 37.76
2016-01-21 09:00:00 | -192.94 | 8.9591 | 36
2016-01-21 10:00:00 | -188.12 | 8.6616 | 34.88
2016-01-21 11:00:00 | -177.91 | 8.4915 | 34.24
2016-01-21 12:00:00 | -175.69 | 8.0664 | 32.64
2016-01-21 13:00:00 | -175.99 | 8.0239 | 32.48
2016-01-21 14:00:00 | -179.05 | 8.2365 | 33.28
2016-01-21 15:00:00 | -175.43 | 8.4065 | 33.92
2016-01-21 16:00:00 | -195.13 | 8.4915 | 34.24
2016-01-21 17:00:00 | -204.01 | 9.1292 | 36.64
2016-01-21 18:00:00 | -178.13 | 9.6393 | 38.56
2016-01-21 19:00:00 | -168.09 | 10.4894 | 41.76
2016-01-21 20:00:00 | -153.47 | 10.3619 | 41.28
2016-01-21 21:00:00 | -148.36 | 10.5319 | 41.92
2016-01-21 22:00:00 | -144.97 | 10.9145 | 43.36
2016-01-21 23:00:00 | -146.05 | 11.1696 | 44.32
2016-01-22 00:00:00 | -145.92 | 10.8295 | 43.04
2016-01-22 01:00:00 | -144.78 | 10.9995 | 43.68
2016-01-22 02:00:00 | -144.57 | 10.9145 | 43.36
2016-01-22 03:00:00 | -145.02 | 11.1271 | 44.16
2016-01-22 04:00:00 | -146.07 | 11.2546 | 44.64
2016-01-22 05:00:00 | -148.82 | 11.5096 | 45.6
2016-01-22 06:00:00 | -166.46 | 11.8497 | 46.88
2016-01-22 07:00:00 | -170.5 | 11.8922 | 47.04
2016-01-22 08:00:00 | -166.66 | 11.4671 | 45.44
2016-01-22 09:00:00 | -163.11 | 10.617 | 42.24
2016-01-22 10:00:00 | -162.96 | 9.9793 | 39.84
2016-01-22 11:00:00 | -160.06 | 9.3417 | 37.44
2016-01-22 12:00:00 | -155.02 | 9.0441 | 36.32
2016-01-22 13:00:00 | -150.27 | 8.8741 | 35.68
2016-01-22 14:00:00 | -150.65 | 8.9166 | 35.84
2016-01-22 15:00:00 | -150.84 | 9.3842 | 37.6
2016-01-22 16:00:00 | -152.83 | 9.8518 | 39.36
2016-01-22 17:00:00 | -146.3 | 10.0643 | 40.16
2016-01-22 18:00:00 | -144.88 | 9.9368 | 39.68
2016-01-22 19:00:00 | -143.46 | 10.1494 | 40.48
2016-01-22 20:00:00 | -142.88 | 10.1494 | 40.48
2016-01-22 21:00:00 | -142.28 | 10.2344 | 40.8
2016-01-22 22:00:00 | -140.63 | 10.2769 | 40.96
2016-01-22 23:00:00 | -142.44 | 10.702 | 42.56
2016-01-23 00:00:00 | -142.02 | 10.5745 | 42.08
2016-01-23 01:00:00 | -141.03 | 10.4469 | 41.6
2016-01-23 02:00:00 | -140.99 | 10.3619 | 41.28
2016-01-23 03:00:00 | -140.68 | 10.3194 | 41.12
2016-01-23 04:00:00 | -140.44 | 10.1494 | 40.48
2016-01-23 05:00:00 | -139.46 | 10.1069 | 40.32
2016-01-23 06:00:00 | -141.35 | 9.9368 | 39.68
2016-01-23 07:00:00 | -142.68 | 9.8518 | 39.36
2016-01-23 08:00:00 | -146.9 | 9.9368 | 39.68
2016-01-23 09:00:00 | -149.32 | 9.7243 | 38.88
2016-01-23 10:00:00 | -152.75 | 9.3842 | 37.6
2016-01-23 11:00:00 | -152.39 | 9.0866 | 36.48
2016-01-23 12:00:00 | -148.45 | 8.9166 | 35.84
2016-01-23 13:00:00 | -146.04 | 8.7466 | 35.2
2016-01-23 14:00:00 | -147.1 | 8.5765 | 34.56
2016-01-23 15:00:00 | -147.7 | 8.279 | 33.44
2016-01-23 16:00:00 | -154.97 | 8.279 | 33.44
2016-01-23 17:00:00 | -160.6 | 8.2365 | 33.28
2016-01-23 18:00:00 | -153.83 | 8.0664 | 32.64
2016-01-23 19:00:00 | -146.84 | 7.9389 | 32.16
2016-01-23 20:00:00 | -143.4 | 7.5988 | 30.88
2016-01-23 21:00:00 | -144.27 | 6.9612 | 28.48
2016-01-23 22:00:00 | -145.06 | 6.9612 | 28.48
2016-01-23 23:00:00 | -142.08 | 6.7487 | 27.68
2016-01-24 00:00:00 | -141.99 | 6.5361 | 26.88
2016-01-24 01:00:00 | -142.83 | 6.4511 | 26.56
2016-01-24 02:00:00 | -141.24 | 6.5786 | 27.04
2016-01-24 03:00:00 | -140.54 | 6.5361 | 26.88
2016-01-24 04:00:00 | -141.41 | 6.5786 | 27.04
2016-01-24 05:00:00 | -139.41 | 6.5786 | 27.04
2016-01-24 06:00:00 | -139.4 | 6.5361 | 26.88
2016-01-24 07:00:00 | -140.12 | 6.4936 | 26.72
2016-01-24 08:00:00 | -142.63 | 6.5361 | 26.88
2016-01-24 09:00:00 | -145.05 | 6.4936 | 26.72
2016-01-24 10:00:00 | -150.66 | 6.4511 | 26.56
2016-01-24 11:00:00 | -146.94 | 6.4086 | 26.4
2016-01-24 12:00:00 | -144.04 | 6.2386 | 25.76
2016-01-24 13:00:00 | -142.84 | 6.2386 | 25.76
2016-01-24 14:00:00 | -141.99 | 6.2386 | 25.76
2016-01-24 15:00:00 | -143.04 | 6.4936 | 26.72
2016-01-24 16:00:00 | -150.88 | 6.7487 | 27.68
2016-01-24 17:00:00 | -154.09 | 6.5361 | 26.88
2016-01-24 18:00:00 | -153.87 | 6.6636 | 27.36
2016-01-24 19:00:00 | -149.7 | 6.8762 | 28.16
2016-01-24 20:00:00 | -144 | 6.8337 | 28
2016-01-24 21:00:00 | -145.09 | 6.7061 | 27.52
2016-01-24 22:00:00 | -140.44 | 6.7061 | 27.52
2016-01-24 23:00:00 | -138.07 | 6.6211 | 27.2
2016-01-25 00:00:00 | -137.65 | 6.5786 | 27.04
2016-01-25 01:00:00 | -137.68 | 6.4511 | 26.56
2016-01-25 02:00:00 | -137.98 | 6.3661 | 26.24
2016-01-25 03:00:00 | -138.33 | 6.3236 | 26.08
2016-01-25 04:00:00 | -139.32 | 6.3236 | 26.08
2016-01-25 05:00:00 | -143.01 | 6.0685 | 25.12
2016-01-25 06:00:00 | -152.94 | 5.8135 | 24.16
2016-01-25 07:00:00 | -153 | 5.856 | 24.32
2016-01-25 08:00:00 | -154.04 | 5.3459 | 22.4
2016-01-25 09:00:00 | -154.62 | 5.1333 | 21.6
2016-01-25 10:00:00 | -153.6 | 4.8783 | 20.64
2016-01-25 11:00:00 | -152.75 | 4.7507 | 20.16
2016-01-25 12:00:00 | -150.26 | 4.5807 | 19.52
2016-01-25 13:00:00 | -148.61 | 4.6657 | 19.84
2016-01-25 14:00:00 | -147.73 | 4.5807 | 19.52
2016-01-25 15:00:00 | -149.17 | 4.9208 | 20.8
2016-01-25 16:00:00 | -152.96 | 4.8358 | 20.48
2016-01-25 17:00:00 | -154.33 | 4.9208 | 20.8
2016-01-25 18:00:00 | -149.96 | 5.1758 | 21.76
2016-01-25 19:00:00 | -144.8 | 4.9633 | 20.96
2016-01-25 20:00:00 | -143.32 | 5.2183 | 21.92
2016-01-25 21:00:00 | -141.93 | 5.0908 | 21.44
2016-01-25 22:00:00 | -136.11 | 4.9633 | 20.96
2016-01-25 23:00:00 | -138.23 | 4.7933 | 20.32
2016-01-26 00:00:00 | -136.02 | 4.6657 | 19.84
2016-01-26 01:00:00 | -133.9 | 5.0483 | 21.28
2016-01-26 02:00:00 | -133.91 | 5.0058 | 21.12
2016-01-26 03:00:00 | -135.1 | 5.2183 | 21.92
2016-01-26 04:00:00 | -139.8 | 5.1333 | 21.6
2016-01-26 05:00:00 | -145.09 | 5.2183 | 21.92
2016-01-26 06:00:00 | -152.13 | 5.3034 | 22.24
2016-01-26 07:00:00 | -156.11 | 4.9633 | 20.96
2016-01-26 08:00:00 | -150.31 | 5.0058 | 21.12
2016-01-26 09:00:00 | -147.99 | 4.5807 | 19.52
2016-01-26 10:00:00 | -147.55 | 4.4532 | 19.04
2016-01-26 11:00:00 | -146.52 | 3.9856 | 17.28
2016-01-26 12:00:00 | -147.33 | 3.773 | 16.48
2016-01-26 13:00:00 | -145.97 | 3.8155 | 16.64
2016-01-26 14:00:00 | -148.09 | 4.1131 | 17.76
2016-01-26 15:00:00 | -148.62 | 4.6232 | 19.68
2016-01-26 16:00:00 | -150.87 | 5.2183 | 21.92
2016-01-26 17:00:00 | -147.27 | 4.9208 | 20.8
2016-01-26 18:00:00 | -142.94 | 5.0908 | 21.44
2016-01-26 19:00:00 | -141.17 | 4.7082 | 20
2016-01-26 20:00:00 | -139.66 | 4.5807 | 19.52
2016-01-26 21:00:00 | -138.24 | 4.3257 | 18.56
2016-01-26 22:00:00 | -131.43 | 4.2831 | 18.4
2016-01-26 23:00:00 | -128.97 | 4.3257 | 18.56
2016-01-27 00:00:00 | -121.18 | 4.2831 | 18.4
2016-01-27 01:00:00 | -118.05 | 4.4532 | 19.04
2016-01-27 02:00:00 | -118.13 | 4.6232 | 19.68
2016-01-27 03:00:00 | -126.82 | 4.6657 | 19.84
2016-01-27 04:00:00 | -131.3 | 4.5807 | 19.52
2016-01-27 05:00:00 | -135.33 | 4.4957 | 19.2
2016-01-27 06:00:00 | -140.97 | 4.5807 | 19.52
2016-01-27 07:00:00 | -141.93 | 4.3682 | 18.72
2016-01-27 08:00:00 | -146.95 | 4.4107 | 18.88
2016-01-27 09:00:00 | -147.94 | 4.3257 | 18.56
2016-01-27 10:00:00 | -143.55 | 4.1556 | 17.92
2016-01-27 11:00:00 | -142.12 | 3.7305 | 16.32
2016-01-27 12:00:00 | -140.95 | 3.4755 | 15.36
2016-01-27 13:00:00 | -138.95 | 3.348 | 14.88
2016-01-27 14:00:00 | -141.91 | 3.518 | 15.52
2016-01-27 15:00:00 | -141.97 | 3.3905 | 15.04
2016-01-27 16:00:00 | -146.93 | 3.433 | 15.2
2016-01-27 17:00:00 | -148.98 | 3.4755 | 15.36
2016-01-27 18:00:00 | -147.07 | 3.348 | 14.88
2016-01-27 19:00:00 | -139.5 | 3.433 | 15.2
2016-01-27 20:00:00 | -137.06 | 3.3905 | 15.04
2016-01-27 21:00:00 | -134.34 | 3.348 | 14.88
2016-01-27 22:00:00 | -131.96 | 3.4755 | 15.36
2016-01-27 23:00:00 | -132.5 | 3.2629 | 14.56
2016-01-28 00:00:00 | -130.83 | 3.5605 | 15.68
2016-01-28 01:00:00 | -130.88 | 3.518 | 15.52
2016-01-28 02:00:00 | -130.14 | 3.3054 | 14.72
2016-01-28 03:00:00 | -131.2 | 3.433 | 15.2
2016-01-28 04:00:00 | -135.39 | 3.5605 | 15.68
2016-01-28 05:00:00 | -141.41 | 3.6455 | 16
2016-01-28 06:00:00 | -146.49 | 3.7305 | 16.32
2016-01-28 07:00:00 | -148.96 | 4.3682 | 18.72
2016-01-28 08:00:00 | -147.97 | 4.5382 | 19.36
2016-01-28 09:00:00 | -147.07 | 4.5382 | 19.36
2016-01-28 10:00:00 | -143.21 | 4.7507 | 20.16
2016-01-28 11:00:00 | -142.01 | 4.5807 | 19.52
2016-01-28 12:00:00 | -143.56 | 5.0908 | 21.44
2016-01-28 13:00:00 | -144.73 | 4.7507 | 20.16
2016-01-28 14:00:00 | -149.02 | 4.7082 | 20
2016-01-28 15:00:00 | -151.58 | 4.9633 | 20.96
2016-01-28 16:00:00 | -157.05 | 5.4734 | 22.88
2016-01-28 17:00:00 | -164.02 | 5.6434 | 23.52
2016-01-28 18:00:00 | -154.56 | 5.7284 | 23.84
2016-01-28 19:00:00 | -150.12 | 6.5786 | 27.04
2016-01-28 20:00:00 | -145.45 | 6.7061 | 27.52
2016-01-28 21:00:00 | -144.31 | 6.5361 | 26.88
2016-01-28 22:00:00 | -138.79 | 6.7061 | 27.52
2016-01-28 23:00:00 | -139.1 | 6.9612 | 28.48
2016-01-29 00:00:00 | -137.53 | 6.9612 | 28.48
2016-01-29 01:00:00 | -137.06 | 7.0037 | 28.64
2016-01-29 02:00:00 | -136.08 | 6.9612 | 28.48
2016-01-29 03:00:00 | -133.96 | 6.7487 | 27.68
2016-01-29 04:00:00 | -136.01 | 6.7061 | 27.52
2016-01-29 05:00:00 | -144 | 6.8762 | 28.16
2016-01-29 06:00:00 | -152.89 | 6.6636 | 27.36
2016-01-29 07:00:00 | -154.06 | 6.4511 | 26.56
2016-01-29 08:00:00 | -152.94 | 6.4511 | 26.56
2016-01-29 09:00:00 | -147.91 | 6.2386 | 25.76
2016-01-29 10:00:00 | -143.43 | 6.026 | 24.96
2016-01-29 11:00:00 | -139.83 | 5.8135 | 24.16
2016-01-29 12:00:00 | -138.03 | 5.3884 | 22.56
2016-01-29 13:00:00 | -137.1 | 5.0908 | 21.44
2016-01-29 14:00:00 | -137.39 | 5.0058 | 21.12
2016-01-29 15:00:00 | -140.54 | 4.8358 | 20.48
2016-01-29 16:00:00 | -145.43 | 4.3682 | 18.72
2016-01-29 17:00:00 | -143.99 | 4.3257 | 18.56
2016-01-29 18:00:00 | -143.18 | 4.1981 | 18.08
2016-01-29 19:00:00 | -139.11 | 3.9856 | 17.28
2016-01-29 20:00:00 | -135.08 | 4.1131 | 17.76
2016-01-29 21:00:00 | -132.6 | 4.1131 | 17.76
2016-01-29 22:00:00 | -128.29 | 4.1556 | 17.92
2016-01-29 23:00:00 | -132.08 | 4.0706 | 17.6
2016-01-30 00:00:00 | -126.4 | 4.1556 | 17.92
2016-01-30 01:00:00 | -118.79 | 4.1981 | 18.08
2016-01-30 02:00:00 | -118 | 4.1556 | 17.92
2016-01-30 03:00:00 | -117.98 | 4.3257 | 18.56
2016-01-30 04:00:00 | -117.96 | 4.2406 | 18.24
2016-01-30 05:00:00 | -115.03 | 4.2406 | 18.24
2016-01-30 06:00:00 | -126.51 | 4.2406 | 18.24
2016-01-30 07:00:00 | -130.42 | 4.1981 | 18.08
2016-01-30 08:00:00 | -131.78 | 4.2406 | 18.24
2016-01-30 09:00:00 | -132.22 | 4.4532 | 19.04
2016-01-30 10:00:00 | -132.69 | 4.4957 | 19.2
2016-01-30 11:00:00 | -132.27 | 4.3682 | 18.72
2016-01-30 12:00:00 | -132.6 | 4.3682 | 18.72
2016-01-30 13:00:00 | -132.28 | 4.3257 | 18.56
2016-01-30 14:00:00 | -133.37 | 4.1131 | 17.76
2016-01-30 15:00:00 | -134.03 | 4.1131 | 17.76
2016-01-30 16:00:00 | -136.67 | 4.5382 | 19.36
2016-01-30 17:00:00 | -145.78 | 4.7507 | 20.16
2016-01-30 18:00:00 | -140.16 | 4.9208 | 20.8
2016-01-30 19:00:00 | -136.53 | 4.9633 | 20.96
2016-01-30 20:00:00 | -134.21 | 5.0908 | 21.44
2016-01-30 21:00:00 | -133.49 | 5.5584 | 23.2
2016-01-30 22:00:00 | -130 | 5.941 | 24.64
2016-01-30 23:00:00 | -126.43 | 6.2811 | 25.92
2016-01-31 00:00:00 | -121.04 | 6.6211 | 27.2
2016-01-31 01:00:00 | -123.09 | 6.4511 | 26.56
2016-01-31 02:00:00 | -118.85 | 6.4936 | 26.72
2016-01-31 03:00:00 | -117.73 | 6.4086 | 26.4
2016-01-31 04:00:00 | -118.03 | 6.5361 | 26.88
2016-01-31 05:00:00 | -118.08 | 6.4086 | 26.4
2016-01-31 06:00:00 | -124.04 | 6.3236 | 26.08
2016-01-31 07:00:00 | -126.33 | 6.4511 | 26.56
2016-01-31 08:00:00 | -128.59 | 6.2386 | 25.76
2016-01-31 09:00:00 | -129.91 | 6.196 | 25.6
2016-01-31 10:00:00 | -132.68 | 5.9835 | 24.8
2016-01-31 11:00:00 | -134.18 | 5.6859 | 23.68
2016-01-31 12:00:00 | -130.5 | 5.6434 | 23.52
2016-01-31 13:00:00 | -131.96 | 5.6009 | 23.36
2016-01-31 14:00:00 | -131.89 | 5.6009 | 23.36
2016-01-31 15:00:00 | -134.08 | 5.5159 | 23.04
2016-01-31 16:00:00 | -139.44 | 6.0685 | 25.12
2016-01-31 17:00:00 | -144.28 | 6.026 | 24.96
2016-01-31 18:00:00 | -143.48 | 5.9835 | 24.8
2016-01-31 19:00:00 | -139.34 | 5.856 | 24.32
2016-01-31 20:00:00 | -136.04 | 5.941 | 24.64
2016-01-31 21:00:00 | -136.79 | 5.8135 | 24.16
2016-01-31 22:00:00 | -134.45 | 5.9835 | 24.8
2016-01-31 23:00:00 | -134.31 | 6.1535 | 25.44
2016-02-01 00:00:00 | -132.42 | 6.026 | 24.96
2016-02-01 01:00:00 | -133.07 | 6.196 | 25.6
2016-02-01 02:00:00 | -131.27 | 5.941 | 24.64
2016-02-01 03:00:00 | -131.87 | 5.6859 | 23.68
2016-02-01 04:00:00 | -132.26 | 5.6859 | 23.68
2016-02-01 05:00:00 | -141.93 | 5.6859 | 23.68
2016-02-01 06:00:00 | -153.9 | 5.8135 | 24.16
2016-02-01 07:00:00 | -155.99 | 6.4511 | 26.56
2016-02-01 08:00:00 | -154.05 | 6.1535 | 25.44
2016-02-01 09:00:00 | -151.34 | 5.7284 | 23.84
2016-02-01 10:00:00 | -147.24 | 5.4734 | 22.88
2016-02-01 11:00:00 | -142.99 | 5.5584 | 23.2
2016-02-01 12:00:00 | -139.96 | 5.5584 | 23.2
2016-02-01 13:00:00 | -136.34 | 5.4309 | 22.72
2016-02-01 14:00:00 | -135.97 | 5.2608 | 22.08
2016-02-01 15:00:00 | -136.24 | 4.8783 | 20.64
2016-02-01 16:00:00 | -141.37 | 4.3257 | 18.56
2016-02-01 17:00:00 | -141.95 | 3.5605 | 15.68
2016-02-01 18:00:00 | -140.65 | 3.4755 | 15.36
2016-02-01 19:00:00 | -135.75 | 3.8155 | 16.64
2016-02-01 20:00:00 | -132.63 | 3.688 | 16.16
2016-02-01 21:00:00 | -132.16 | 3.603 | 15.84
2016-02-01 22:00:00 | -126.44 | 3.6455 | 16
2016-02-01 23:00:00 | -122.06 | 3.603 | 15.84
2016-02-02 00:00:00 | -118.3 | 3.6455 | 16
2016-02-02 01:00:00 | -115.34 | 3.6455 | 16
2016-02-02 02:00:00 | -116.08 | 3.5605 | 15.68
2016-02-02 03:00:00 | -118.09 | 3.8581 | 16.8
2016-02-02 04:00:00 | -127.52 | 3.9431 | 17.12
2016-02-02 05:00:00 | -133.68 | 3.9431 | 17.12
2016-02-02 06:00:00 | -140.92 | 3.9856 | 17.28
2016-02-02 07:00:00 | -140.99 | 4.1131 | 17.76
2016-02-02 08:00:00 | -140.15 | 3.9431 | 17.12
2016-02-02 09:00:00 | -140.16 | 3.9856 | 17.28
2016-02-02 10:00:00 | -140.53 | 3.688 | 16.16
2016-02-02 11:00:00 | -140.08 | 3.3054 | 14.72
2016-02-02 12:00:00 | -140.09 | 3.433 | 15.2
2016-02-02 13:00:00 | -140.19 | 3.433 | 15.2
2016-02-02 14:00:00 | -141.35 | 3.688 | 16.16
2016-02-02 15:00:00 | -141.31 | 3.7305 | 16.32
2016-02-02 16:00:00 | -146.42 | 3.773 | 16.48
2016-02-02 17:00:00 | -147.99 | 4.2406 | 18.24
2016-02-02 18:00:00 | -142.61 | 4.3257 | 18.56
2016-02-02 19:00:00 | -140.51 | 4.4957 | 19.2
2016-02-02 20:00:00 | -135.59 | 5.6009 | 23.36
2016-02-02 21:00:00 | -132.18 | 5.5159 | 23.04
2016-02-02 22:00:00 | -127.53 | 5.3459 | 22.4
2016-02-02 23:00:00 | -131.75 | 5.3459 | 22.4
2016-02-03 00:00:00 | -129.58 | 5.0483 | 21.28
2016-02-03 01:00:00 | -126.09 | 4.9633 | 20.96
2016-02-03 02:00:00 | -124.93 | 4.8783 | 20.64
2016-02-03 03:00:00 | -127.04 | 4.7933 | 20.32
2016-02-03 04:00:00 | -131.74 | 5.1333 | 21.6
2016-02-03 05:00:00 | -139.41 | 5.0483 | 21.28
2016-02-03 06:00:00 | -151.25 | 5.0908 | 21.44
2016-02-03 07:00:00 | -153 | 5.2608 | 22.08
2016-02-03 08:00:00 | -151.96 | 5.4734 | 22.88
2016-02-03 09:00:00 | -143.44 | 5.4309 | 22.72
2016-02-03 10:00:00 | -140.93 | 5.2608 | 22.08
2016-02-03 11:00:00 | -139.46 | 5.2183 | 21.92
2016-02-03 12:00:00 | -138.95 | 4.9633 | 20.96
2016-02-03 13:00:00 | -140.93 | 5.0058 | 21.12
2016-02-03 14:00:00 | -141.02 | 5.1333 | 21.6
2016-02-03 15:00:00 | -144.4 | 5.3034 | 22.24
2016-02-03 16:00:00 | -150.62 | 5.2608 | 22.08
2016-02-03 17:00:00 | -154.69 | 5.6009 | 23.36
2016-02-03 18:00:00 | -154.19 | 5.6434 | 23.52
2016-02-03 19:00:00 | -148.13 | 5.6009 | 23.36
2016-02-03 20:00:00 | -141.75 | 6.3236 | 26.08
2016-02-03 21:00:00 | -140.41 | 6.2811 | 25.92
2016-02-03 22:00:00 | -135.13 | 6.196 | 25.6
2016-02-03 23:00:00 | -136.04 | 6.0685 | 25.12
2016-02-04 00:00:00 | -134.38 | 6.196 | 25.6
2016-02-04 01:00:00 | -133.99 | 6.4511 | 26.56
2016-02-04 02:00:00 | -133.29 | 6.4511 | 26.56
2016-02-04 03:00:00 | -131.93 | 6.7061 | 27.52
2016-02-04 04:00:00 | -135.01 | 6.7061 | 27.52
2016-02-04 05:00:00 | -140.43 | 6.7487 | 27.68
2016-02-04 06:00:00 | -149.96 | 6.5361 | 26.88
2016-02-04 07:00:00 | -148.91 | 6.4086 | 26.4
2016-02-04 08:00:00 | -145.93 | 6.2811 | 25.92
2016-02-04 09:00:00 | -147.19 | 6.2386 | 25.76
2016-02-04 10:00:00 | -148.22 | 6.111 | 25.28
2016-02-04 11:00:00 | -145.97 | 6.3236 | 26.08
2016-02-04 12:00:00 | -144.87 | 6.196 | 25.6
2016-02-04 13:00:00 | -143.85 | 6.2811 | 25.92
2016-02-04 14:00:00 | -145.94 | 5.8985 | 24.48
2016-02-04 15:00:00 | -145.81 | 6.026 | 24.96
2016-02-04 16:00:00 | -153 | 6.2811 | 25.92
2016-02-04 17:00:00 | -160.18 | 6.4936 | 26.72
2016-02-04 18:00:00 | -157.01 | 7.0037 | 28.64
2016-02-04 19:00:00 | -150.04 | 6.8762 | 28.16
2016-02-04 20:00:00 | -144.96 | 6.9612 | 28.48
2016-02-04 21:00:00 | -145.83 | 7.2163 | 29.44
2016-02-04 22:00:00 | -141.98 | 7.0462 | 28.8
2016-02-04 23:00:00 | -142.61 | 7.0887 | 28.96
2016-02-05 00:00:00 | -141 | 7.3863 | 30.08
2016-02-05 01:00:00 | -140.22 | 7.3438 | 29.92
2016-02-05 02:00:00 | -138.1 | 7.5138 | 30.56
2016-02-05 03:00:00 | -139.18 | 7.5988 | 30.88
2016-02-05 04:00:00 | -139.18 | 7.7264 | 31.36
2016-02-05 05:00:00 | -143.97 | 7.8114 | 31.68
2016-02-05 06:00:00 | -151.92 | 7.9814 | 32.32
2016-02-05 07:00:00 | -155.48 | 7.8539 | 31.84
2016-02-05 08:00:00 | -153.25 | 7.4713 | 30.4
2016-02-05 09:00:00 | -154.5 | 7.2163 | 29.44
2016-02-05 10:00:00 | -153.94 | 7.0037 | 28.64
2016-02-05 11:00:00 | -152.36 | 6.7061 | 27.52
2016-02-05 12:00:00 | -149.95 | 6.196 | 25.6
2016-02-05 13:00:00 | -145.74 | 5.8985 | 24.48
2016-02-05 14:00:00 | -143.33 | 5.771 | 24
2016-02-05 15:00:00 | -142.78 | 5.856 | 24.32
2016-02-05 16:00:00 | -147.96 | 5.8985 | 24.48
2016-02-05 17:00:00 | -151.09 | 6.0685 | 25.12
2016-02-05 18:00:00 | -146.01 | 6.1535 | 25.44
2016-02-05 19:00:00 | -143.7 | 6.196 | 25.6
2016-02-05 20:00:00 | -141.12 | 6.026 | 24.96
2016-02-05 21:00:00 | -142.55 | 5.8985 | 24.48
2016-02-05 22:00:00 | -140.71 | 5.6434 | 23.52
2016-02-05 23:00:00 | -136.18 | 5.4734 | 22.88
2016-02-06 00:00:00 | -133.55 | 5.3459 | 22.4
2016-02-06 01:00:00 | -134.01 | 5.3034 | 22.24
2016-02-06 02:00:00 | -132.33 | 5.2608 | 22.08
2016-02-06 03:00:00 | -131.78 | 5.1758 | 21.76
2016-02-06 04:00:00 | -131.98 | 5.0483 | 21.28
2016-02-06 05:00:00 | -133.05 | 5.0058 | 21.12
2016-02-06 06:00:00 | -134.08 | 5.0058 | 21.12
2016-02-06 07:00:00 | -136.02 | 4.9633 | 20.96
2016-02-06 08:00:00 | -137.34 | 4.7933 | 20.32
2016-02-06 09:00:00 | -135.1 | 4.5807 | 19.52
2016-02-06 10:00:00 | -134.5 | 4.3257 | 18.56
2016-02-06 11:00:00 | -134.09 | 4.1556 | 17.92
2016-02-06 12:00:00 | -133.11 | 4.2406 | 18.24
2016-02-06 13:00:00 | -131.99 | 4.1981 | 18.08
2016-02-06 14:00:00 | -133.29 | 4.1131 | 17.76
2016-02-06 15:00:00 | -135.01 | 4.0706 | 17.6
2016-02-06 16:00:00 | -137.97 | 5.1758 | 21.76
2016-02-06 17:00:00 | -141.15 | 5.0908 | 21.44
2016-02-06 18:00:00 | -139.02 | 4.7507 | 20.16
2016-02-06 19:00:00 | -134.07 | 5.1758 | 21.76
2016-02-06 20:00:00 | -130.71 | 4.7082 | 20
2016-02-06 21:00:00 | -133.04 | 5.0058 | 21.12
2016-02-06 22:00:00 | -129.74 | 5.0908 | 21.44
2016-02-06 23:00:00 | -123.01 | 5.1758 | 21.76
2016-02-07 00:00:00 | -123.98 | 5.6859 | 23.68
2016-02-07 01:00:00 | -123.62 | 5.941 | 24.64
2016-02-07 02:00:00 | -121.05 | 6.0685 | 25.12
2016-02-07 03:00:00 | -118.93 | 6.2386 | 25.76
2016-02-07 04:00:00 | -118.08 | 6.111 | 25.28
2016-02-07 05:00:00 | -117.08 | 6.5361 | 26.88
2016-02-07 06:00:00 | -119.13 | 6.3236 | 26.08
2016-02-07 07:00:00 | -123.74 | 6.196 | 25.6
2016-02-07 08:00:00 | -126.01 | 5.856 | 24.32
2016-02-07 09:00:00 | -130.92 | 5.3034 | 22.24
2016-02-07 10:00:00 | -131.79 | 4.7933 | 20.32
2016-02-07 11:00:00 | -131.84 | 4.0706 | 17.6
2016-02-07 12:00:00 | -130.19 | 3.6455 | 16
2016-02-07 13:00:00 | -129.76 | 3.4755 | 15.36
2016-02-07 14:00:00 | -128.01 | 3.348 | 14.88
2016-02-07 15:00:00 | -131.32 | 3.9006 | 16.96
2016-02-07 16:00:00 | -134.64 | 4.4107 | 18.88
2016-02-07 17:00:00 | -140.17 | 4.5382 | 19.36
2016-02-07 18:00:00 | -135.28 | 4.6657 | 19.84
2016-02-07 19:00:00 | -135.88 | 5.0058 | 21.12
2016-02-07 20:00:00 | -131.79 | 4.6657 | 19.84
2016-02-07 21:00:00 | -133.04 | 4.8783 | 20.64
2016-02-07 22:00:00 | -127.29 | 5.0908 | 21.44
2016-02-07 23:00:00 | -128.02 | 5.2608 | 22.08
2016-02-08 00:00:00 | -125.99 | 5.1758 | 21.76
2016-02-08 01:00:00 | -123.24 | 5.4309 | 22.72
2016-02-08 02:00:00 | -119.16 | 5.5584 | 23.2
2016-02-08 03:00:00 | -119.4 | 5.5584 | 23.2
2016-02-08 04:00:00 | -125.32 | 5.6859 | 23.68
2016-02-08 05:00:00 | -130.32 | 5.4734 | 22.88
2016-02-08 06:00:00 | -134.17 | 5.3459 | 22.4
2016-02-08 07:00:00 | -134.55 | 5.2608 | 22.08
2016-02-08 08:00:00 | -134.41 | 4.9208 | 20.8
2016-02-08 09:00:00 | -134.56 | 4.7507 | 20.16
2016-02-08 10:00:00 | -134.61 | 4.4107 | 18.88
2016-02-08 11:00:00 | -134.35 | 4.4532 | 19.04
2016-02-08 12:00:00 | -134.1 | 4.1556 | 17.92
2016-02-08 13:00:00 | -134.15 | 4.5807 | 19.52
2016-02-08 14:00:00 | -134.35 | 4.3682 | 18.72
2016-02-08 15:00:00 | -133.94 | 4.1131 | 17.76
2016-02-08 16:00:00 | -138.88 | 4.1131 | 17.76
2016-02-08 17:00:00 | -145.26 | 4.1981 | 18.08
2016-02-08 18:00:00 | -139.02 | 4.1556 | 17.92
2016-02-08 19:00:00 | -133.24 | 4.1556 | 17.92
2016-02-08 20:00:00 | -130.52 | 4.9633 | 20.96
2016-02-08 21:00:00 | -130.11 | 4.9633 | 20.96
2016-02-08 22:00:00 | -127.72 | 4.8783 | 20.64
2016-02-08 23:00:00 | -98.06 | 4.7933 | 20.32
2016-02-09 00:00:00 | -105.66 | 4.6232 | 19.68
2016-02-09 01:00:00 | -98.05 | 4.5382 | 19.36
2016-02-09 02:00:00 | -98.7 | 4.8358 | 20.48
2016-02-09 03:00:00 | -112.48 | 4.9208 | 20.8
2016-02-09 04:00:00 | -120.79 | 5.1758 | 21.76
2016-02-09 05:00:00 | -134.98 | 5.0483 | 21.28
2016-02-09 06:00:00 | -137.75 | 5.0058 | 21.12
2016-02-09 07:00:00 | -141.43 | 4.8358 | 20.48
2016-02-09 08:00:00 | -138.99 | 4.4532 | 19.04
2016-02-09 09:00:00 | -141.9 | 4.4957 | 19.2
2016-02-09 10:00:00 | -142.93 | 4.3257 | 18.56
2016-02-09 11:00:00 | -145.03 | 4.3257 | 18.56
2016-02-09 12:00:00 | -146.69 | 4.1131 | 17.76
2016-02-09 13:00:00 | -145.44 | 3.9856 | 17.28
2016-02-09 14:00:00 | -144.97 | 4.1981 | 18.08
2016-02-09 15:00:00 | -145.24 | 4.3682 | 18.72
2016-02-09 16:00:00 | -149.01 | 4.6232 | 19.68
2016-02-09 17:00:00 | -157.98 | 4.6657 | 19.84
2016-02-09 18:00:00 | -152.06 | 5.0058 | 21.12
2016-02-09 19:00:00 | -146.77 | 5.0908 | 21.44
2016-02-09 20:00:00 | -141.97 | 4.9208 | 20.8
2016-02-09 21:00:00 | -138.78 | 4.7082 | 20
2016-02-09 22:00:00 | -133.99 | 4.4107 | 18.88
2016-02-09 23:00:00 | -131.08 | 4.3257 | 18.56
2016-02-10 00:00:00 | -131.68 | 3.9431 | 17.12
2016-02-10 01:00:00 | -131.06 | 5.2608 | 22.08
2016-02-10 02:00:00 | -131.41 | 5.8985 | 24.48
2016-02-10 03:00:00 | -132.3 | 6.1535 | 25.44
2016-02-10 04:00:00 | -134.2 | 6.2811 | 25.92
2016-02-10 05:00:00 | -140.8 | 6.026 | 24.96
2016-02-10 06:00:00 | -148.59 | 6.026 | 24.96
2016-02-10 07:00:00 | -150.05 | 5.941 | 24.64
2016-02-10 08:00:00 | -150.42 | 5.8985 | 24.48
2016-02-10 09:00:00 | -148.94 | 5.8985 | 24.48
2016-02-10 10:00:00 | -147.98 | 5.771 | 24
2016-02-10 11:00:00 | -143.97 | 5.6859 | 23.68
2016-02-10 12:00:00 | -145.74 | 5.3459 | 22.4
2016-02-10 13:00:00 | -145.44 | 5.1758 | 21.76
2016-02-10 14:00:00 | -145.77 | 5.0908 | 21.44
2016-02-10 15:00:00 | -146.68 | 5.2183 | 21.92
2016-02-10 16:00:00 | -150.1 | 5.5159 | 23.04
2016-02-10 17:00:00 | -154.59 | 5.8985 | 24.48
2016-02-10 18:00:00 | -147.44 | 6.5786 | 27.04
2016-02-10 19:00:00 | -141.18 | 6.5361 | 26.88
2016-02-10 20:00:00 | -139.66 | 6.4936 | 26.72
2016-02-10 21:00:00 | -139.94 | 6.8337 | 28
2016-02-10 22:00:00 | -136.88 | 6.9187 | 28.32
2016-02-10 23:00:00 | -135.72 | 6.7487 | 27.68
2016-02-11 00:00:00 | -135.46 | 6.4936 | 26.72
2016-02-11 01:00:00 | -134.91 | 6.3236 | 26.08
2016-02-11 02:00:00 | -134.97 | 6.196 | 25.6
2016-02-11 03:00:00 | -135.66 | 6.0685 | 25.12
2016-02-11 04:00:00 | -136.55 | 5.8985 | 24.48
2016-02-11 05:00:00 | -138.84 | 5.7284 | 23.84
2016-02-11 06:00:00 | -148.82 | 5.7284 | 23.84
2016-02-11 07:00:00 | -143.34 | 5.8985 | 24.48
2016-02-11 08:00:00 | -140.84 | 5.856 | 24.32
2016-02-11 09:00:00 | -139.12 | 5.771 | 24
2016-02-11 10:00:00 | -142.74 | 5.771 | 24
2016-02-11 11:00:00 | -141.72 | 5.7284 | 23.84
2016-02-11 12:00:00 | -141.01 | 5.8135 | 24.16
2016-02-11 13:00:00 | -139.03 | 5.8135 | 24.16
2016-02-11 14:00:00 | -148 | 5.941 | 24.64
2016-02-11 15:00:00 | -149.58 | 5.8985 | 24.48
2016-02-11 16:00:00 | -154 | 5.9835 | 24.8
2016-02-11 17:00:00 | -159.02 | 6.0685 | 25.12
2016-02-11 18:00:00 | -159.34 | 6.1535 | 25.44
2016-02-11 19:00:00 | -150.98 | 6.196 | 25.6
2016-02-11 20:00:00 | -147.96 | 6.196 | 25.6
2016-02-11 21:00:00 | -147.46 | 6.2386 | 25.76
2016-02-11 22:00:00 | -144.1 | 6.2386 | 25.76
2016-02-11 23:00:00 | -140.81 | 6.5361 | 26.88
2016-02-12 00:00:00 | -139.59 | 6.6211 | 27.2
2016-02-12 01:00:00 | -139.3 | 6.6211 | 27.2
2016-02-12 02:00:00 | -137.86 | 7.0462 | 28.8
2016-02-12 03:00:00 | -138.69 | 7.0037 | 28.64
2016-02-12 04:00:00 | -139.64 | 6.9187 | 28.32
2016-02-12 05:00:00 | -145.18 | 7.0887 | 28.96
2016-02-12 06:00:00 | -154.43 | 7.0462 | 28.8
2016-02-12 07:00:00 | -155.3 | 7.0462 | 28.8
2016-02-12 08:00:00 | -152.97 | 6.9187 | 28.32
2016-02-12 09:00:00 | -152.7 | 6.7912 | 27.84
2016-02-12 10:00:00 | -151.48 | 6.7061 | 27.52
2016-02-12 11:00:00 | -148 | 6.7061 | 27.52
2016-02-12 12:00:00 | -144.93 | 6.3236 | 26.08
2016-02-12 13:00:00 | -143.62 | 6.0685 | 25.12
2016-02-12 14:00:00 | -143 | 5.771 | 24
2016-02-12 15:00:00 | -145.18 | 5.6859 | 23.68
2016-02-12 16:00:00 | -152.56 | 6.196 | 25.6
2016-02-12 17:00:00 | -158.36 | 6.4086 | 26.4
2016-02-12 18:00:00 | -153.56 | 6.9187 | 28.32
2016-02-12 19:00:00 | -147.96 | 6.9612 | 28.48
2016-02-12 20:00:00 | -144.45 | 7.8539 | 31.84
2016-02-12 21:00:00 | -145.18 | 7.3863 | 30.08
2016-02-12 22:00:00 | -143.45 | 7.2588 | 29.6
2016-02-12 23:00:00 | -140.23 | 7.5563 | 30.72
2016-02-13 00:00:00 | -139.1 | 7.9814 | 32.32
2016-02-13 01:00:00 | -138.21 | 7.9389 | 32.16
2016-02-13 02:00:00 | -137.94 | 7.4713 | 30.4
2016-02-13 03:00:00 | -137.9 | 7.2163 | 29.44
2016-02-13 04:00:00 | -137.98 | 7.5563 | 30.72
2016-02-13 05:00:00 | -137.9 | 8.2365 | 33.28
2016-02-13 06:00:00 | -139.48 | 8.1089 | 32.8
2016-02-13 07:00:00 | -146.38 | 8.279 | 33.44
2016-02-13 08:00:00 | -148.36 | 7.8539 | 31.84
2016-02-13 09:00:00 | -148.09 | 7.0037 | 28.64
2016-02-13 10:00:00 | -147.84 | 6.7487 | 27.68
2016-02-13 11:00:00 | -144.75 | 6.3236 | 26.08
2016-02-13 12:00:00 | -141.93 | 5.8985 | 24.48
2016-02-13 13:00:00 | -139.37 | 5.4734 | 22.88
2016-02-13 14:00:00 | -139.15 | 5.3884 | 22.56
2016-02-13 15:00:00 | -138.96 | 5.4734 | 22.88
2016-02-13 16:00:00 | -142.69 | 7.0037 | 28.64
2016-02-13 17:00:00 | -147.65 | 7.5988 | 30.88
2016-02-13 18:00:00 | -142.61 | 7.7689 | 31.52
2016-02-13 19:00:00 | -137.91 | 7.7689 | 31.52
2016-02-13 20:00:00 | -136.7 | 7.7264 | 31.36
2016-02-13 21:00:00 | -136.47 | 7.6839 | 31.2
2016-02-13 22:00:00 | -134.88 | 7.5563 | 30.72
2016-02-13 23:00:00 | -131.06 | 7.4288 | 30.24
2016-02-14 00:00:00 | -128.28 | 7.3438 | 29.92
2016-02-14 01:00:00 | -126.48 | 7.3438 | 29.92
2016-02-14 02:00:00 | -123.09 | 7.3013 | 29.76
2016-02-14 03:00:00 | -122.21 | 7.2588 | 29.6
2016-02-14 04:00:00 | -122.75 | 7.1312 | 29.12
2016-02-14 05:00:00 | -123.3 | 7.0887 | 28.96
2016-02-14 06:00:00 | -126.76 | 7.0462 | 28.8
2016-02-14 07:00:00 | -129.81 | 7.0037 | 28.64
2016-02-14 08:00:00 | -133.03 | 6.8337 | 28
2016-02-14 09:00:00 | -135.46 | 6.6636 | 27.36
2016-02-14 10:00:00 | -136.01 | 6.5786 | 27.04
2016-02-14 11:00:00 | -135.69 | 6.4936 | 26.72
2016-02-14 12:00:00 | -135.34 | 6.2811 | 25.92
2016-02-14 13:00:00 | -134.27 | 6.1535 | 25.44
2016-02-14 14:00:00 | -133.13 | 5.9835 | 24.8
2016-02-14 15:00:00 | -134.96 | 6.026 | 24.96
2016-02-14 16:00:00 | -139.21 | 6.2386 | 25.76
2016-02-14 17:00:00 | -147.94 | 6.3661 | 26.24
2016-02-14 18:00:00 | -148.38 | 6.4086 | 26.4
2016-02-14 19:00:00 | -141.57 | 6.4086 | 26.4
2016-02-14 20:00:00 | -138.21 | 6.3661 | 26.24
2016-02-14 21:00:00 | -138.33 | 6.3661 | 26.24
2016-02-14 22:00:00 | -135.52 | 6.4086 | 26.4
2016-02-14 23:00:00 | -134.57 | 6.4511 | 26.56
2016-02-15 00:00:00 | -134 | 6.4511 | 26.56
2016-02-15 01:00:00 | -132.36 | 6.4086 | 26.4
2016-02-15 02:00:00 | -131.14 | 6.4511 | 26.56
2016-02-15 03:00:00 | -130.68 | 6.4511 | 26.56
2016-02-15 04:00:00 | -132.65 | 6.4511 | 26.56
2016-02-15 05:00:00 | -139.12 | 6.4511 | 26.56
2016-02-15 06:00:00 | -150.18 | 6.4511 | 26.56
2016-02-15 07:00:00 | -148.11 | 6.4086 | 26.4
2016-02-15 08:00:00 | -149.72 | 6.3661 | 26.24
2016-02-15 09:00:00 | -148.91 | 6.111 | 25.28
2016-02-15 10:00:00 | -147.93 | 5.9835 | 24.8
2016-02-15 11:00:00 | -145.22 | 5.8985 | 24.48
2016-02-15 12:00:00 | -143.39 | 5.941 | 24.64
2016-02-15 13:00:00 | -142.81 | 6.196 | 25.6
2016-02-15 14:00:00 | -142.4 | 6.3661 | 26.24
2016-02-15 15:00:00 | -142.93 | 6.7061 | 27.52
2016-02-15 16:00:00 | -146.45 | 6.7912 | 27.84
2016-02-15 17:00:00 | -153.19 | 6.8762 | 28.16
2016-02-15 18:00:00 | -150.19 | 6.9187 | 28.32
2016-02-15 19:00:00 | -148.05 | 6.9187 | 28.32
2016-02-15 20:00:00 | -142.39 | 7.0037 | 28.64
2016-02-15 21:00:00 | -143.87 | 7.0462 | 28.8
2016-02-15 22:00:00 | -140.39 | 7.1312 | 29.12
2016-02-15 23:00:00 | -140.37 | 7.2588 | 29.6
2016-02-16 00:00:00 | -140.32 | 7.4288 | 30.24
2016-02-16 01:00:00 | -140.31 | 7.5563 | 30.72
2016-02-16 02:00:00 | -140.04 | 7.5988 | 30.88
2016-02-16 03:00:00 | -139.83 | 7.6413 | 31.04
2016-02-16 04:00:00 | -140.74 | 7.6413 | 31.04
2016-02-16 05:00:00 | -147.39 | 7.5988 | 30.88
2016-02-16 06:00:00 | -158.43 | 7.5563 | 30.72
2016-02-16 07:00:00 | -160.46 | 7.5988 | 30.88
2016-02-16 08:00:00 | -160.42 | 7.5138 | 30.56
2016-02-16 09:00:00 | -155.91 | 7.4288 | 30.24
2016-02-16 10:00:00 | -153.72 | 7.3013 | 29.76
2016-02-16 11:00:00 | -151.07 | 7.0462 | 28.8
2016-02-16 12:00:00 | -150.77 | 7.0462 | 28.8
2016-02-16 13:00:00 | -149.7 | 6.9612 | 28.48
2016-02-16 14:00:00 | -150.09 | 7.1737 | 29.28
2016-02-16 15:00:00 | -152.88 | 6.8762 | 28.16
2016-02-16 16:00:00 | -157.81 | 7.3863 | 30.08
2016-02-16 17:00:00 | -171.46 | 7.9814 | 32.32
2016-02-16 18:00:00 | -167.71 | 8.194 | 33.12
2016-02-16 19:00:00 | -151.96 | 8.279 | 33.44
2016-02-16 20:00:00 | -145 | 8.5765 | 34.56
2016-02-16 21:00:00 | -142.98 | 8.8741 | 35.68
2016-02-16 22:00:00 | -139.48 | 8.9591 | 36
2016-02-16 23:00:00 | -136.97 | 9.0016 | 36.16
2016-02-17 00:00:00 | -136.86 | 9.1717 | 36.8
2016-02-17 01:00:00 | -136.7 | 8.7041 | 35.04
2016-02-17 02:00:00 | -136.74 | 8.5765 | 34.56
2016-02-17 03:00:00 | -137.58 | 8.7466 | 35.2
2016-02-17 04:00:00 | -137 | 8.8741 | 35.68
2016-02-17 05:00:00 | -140.75 | 8.8316 | 35.52
2016-02-17 06:00:00 | -148.97 | 8.7891 | 35.36
2016-02-17 07:00:00 | -149.71 | 8.619 | 34.72
2016-02-17 08:00:00 | -147.95 | 8.2365 | 33.28
2016-02-17 09:00:00 | -141.53 | 7.8539 | 31.84
2016-02-17 10:00:00 | -142.77 | 7.2588 | 29.6
2016-02-17 11:00:00 | -141.55 | 6.8337 | 28
2016-02-17 12:00:00 | -142.72 | 6.4936 | 26.72
2016-02-17 13:00:00 | -143.91 | 6.1535 | 25.44
2016-02-17 14:00:00 | -147.9 | 6.2811 | 25.92
2016-02-17 15:00:00 | -148.67 | 6.4936 | 26.72
2016-02-17 16:00:00 | -156.06 | 6.7061 | 27.52
2016-02-17 17:00:00 | -158.87 | 6.9187 | 28.32
2016-02-17 18:00:00 | -151.96 | 7.6413 | 31.04
2016-02-17 19:00:00 | -147.94 | 7.7689 | 31.52
2016-02-17 20:00:00 | -142.05 | 7.8114 | 31.68
2016-02-17 21:00:00 | -142.25 | 7.8114 | 31.68
2016-02-17 22:00:00 | -140.73 | 7.7264 | 31.36
2016-02-17 23:00:00 | -138.74 | 7.6413 | 31.04
2016-02-18 00:00:00 | -138.57 | 7.5138 | 30.56
2016-02-18 01:00:00 | -136.87 | 7.4713 | 30.4
2016-02-18 02:00:00 | -137.88 | 7.4288 | 30.24
2016-02-18 03:00:00 | -137.89 | 7.3438 | 29.92
2016-02-18 04:00:00 | -138.33 | 7.3863 | 30.08
2016-02-18 05:00:00 | -141.16 | 7.4288 | 30.24
2016-02-18 06:00:00 | -153.53 | 7.4713 | 30.4
2016-02-18 07:00:00 | -157.92 | 7.5138 | 30.56
2016-02-18 08:00:00 | -152.97 | 7.4288 | 30.24
2016-02-18 09:00:00 | -147.92 | 7.4288 | 30.24
2016-02-18 10:00:00 | -143.98 | 7.1737 | 29.28
2016-02-18 11:00:00 | -141.77 | 6.8337 | 28
2016-02-18 12:00:00 | -142.53 | 6.3236 | 26.08
2016-02-18 13:00:00 | -143.13 | 5.941 | 24.64
2016-02-18 14:00:00 | -147.04 | 6.111 | 25.28
2016-02-18 15:00:00 | -150 | 6.1535 | 25.44
2016-02-18 16:00:00 | -156.74 | 6.4086 | 26.4
2016-02-18 17:00:00 | -163.08 | 6.8337 | 28
2016-02-18 18:00:00 | -156.06 | 6.8762 | 28.16
2016-02-18 19:00:00 | -150.24 | 6.8337 | 28
2016-02-18 20:00:00 | -143.95 | 6.9187 | 28.32
2016-02-18 21:00:00 | -141.09 | 6.9187 | 28.32
2016-02-18 22:00:00 | -139.34 | 7.0037 | 28.64
2016-02-18 23:00:00 | -139.85 | 7.0462 | 28.8
2016-02-19 00:00:00 | -139.44 | 7.2163 | 29.44
2016-02-19 01:00:00 | -139.75 | 7.2163 | 29.44
2016-02-19 02:00:00 | -140.19 | 7.3013 | 29.76
2016-02-19 03:00:00 | -140.37 | 7.3863 | 30.08
2016-02-19 04:00:00 | -137.46 | 7.3863 | 30.08
2016-02-19 05:00:00 | -145.83 | 7.6413 | 31.04
2016-02-19 06:00:00 | -152.98 | 7.2588 | 29.6
2016-02-19 07:00:00 | -156.49 | 7.1312 | 29.12
2016-02-19 08:00:00 | -152.95 | 7.3013 | 29.76
2016-02-19 09:00:00 | -152.95 | 7.0037 | 28.64
2016-02-19 10:00:00 | -155.91 | 6.7912 | 27.84
2016-02-19 11:00:00 | -149.55 | 6.5786 | 27.04
2016-02-19 12:00:00 | -145.93 | 6.2811 | 25.92
2016-02-19 13:00:00 | -143.25 | 5.8135 | 24.16
2016-02-19 14:00:00 | -143.09 | 5.7284 | 23.84
2016-02-19 15:00:00 | -142.84 | 5.8985 | 24.48
2016-02-19 16:00:00 | -148.04 | 6.3661 | 26.24
2016-02-19 17:00:00 | -152.94 | 6.9612 | 28.48
2016-02-19 18:00:00 | -145.99 | 6.7061 | 27.52
2016-02-19 19:00:00 | -141.69 | 7.0887 | 28.96
2016-02-19 20:00:00 | -142.93 | 7.0462 | 28.8
2016-02-19 21:00:00 | -141.38 | 6.9187 | 28.32
2016-02-19 22:00:00 | -136.9 | 6.7912 | 27.84
2016-02-19 23:00:00 | -136.3 | 6.7912 | 27.84
2016-02-20 00:00:00 | -134.82 | 6.8337 | 28
2016-02-20 01:00:00 | -129.54 | 6.8337 | 28
2016-02-20 02:00:00 | -127.69 | 7.2163 | 29.44
2016-02-20 03:00:00 | -127.52 | 6.9612 | 28.48
2016-02-20 04:00:00 | -123.01 | 7.3438 | 29.92
2016-02-20 05:00:00 | -123.06 | 7.4288 | 30.24
2016-02-20 06:00:00 | -127.09 | 7.4288 | 30.24
2016-02-20 07:00:00 | -126.69 | 7.4288 | 30.24
2016-02-20 08:00:00 | -131.43 | 7.2588 | 29.6
2016-02-20 09:00:00 | -134.36 | 6.9187 | 28.32
2016-02-20 10:00:00 | -135 | 6.4511 | 26.56
2016-02-20 11:00:00 | -134.96 | 6.2811 | 25.92
2016-02-20 12:00:00 | -133.94 | 6.2386 | 25.76
2016-02-20 13:00:00 | -133.77 | 6.1535 | 25.44
2016-02-20 14:00:00 | -134.05 | 5.941 | 24.64
2016-02-20 15:00:00 | -134.15 | 5.771 | 24
2016-02-20 16:00:00 | -136.99 | 5.8135 | 24.16
2016-02-20 17:00:00 | -142.22 | 5.6859 | 23.68
2016-02-20 18:00:00 | -141.49 | 5.5159 | 23.04
2016-02-20 19:00:00 | -136.96 | 5.6009 | 23.36
2016-02-20 20:00:00 | -131.92 | 5.5584 | 23.2
2016-02-20 21:00:00 | -129.79 | 5.5584 | 23.2
2016-02-20 22:00:00 | -125.81 | 5.5584 | 23.2
2016-02-20 23:00:00 | -127.37 | 5.5584 | 23.2
2016-02-21 00:00:00 | -124.52 | 5.5584 | 23.2
2016-02-21 01:00:00 | -123.09 | 5.6009 | 23.36
2016-02-21 02:00:00 | -121.14 | 5.5159 | 23.04
2016-02-21 03:00:00 | -118.46 | 5.5584 | 23.2
2016-02-21 04:00:00 | -118.13 | 5.2183 | 21.92
2016-02-21 05:00:00 | -117.95 | 5.1333 | 21.6
2016-02-21 06:00:00 | -118.13 | 5.1333 | 21.6
2016-02-21 07:00:00 | -123.62 | 5.1758 | 21.76
2016-02-21 08:00:00 | -128.81 | 4.9208 | 20.8
2016-02-21 09:00:00 | -131.07 | 4.7082 | 20
2016-02-21 10:00:00 | -132.94 | 4.4107 | 18.88
2016-02-21 11:00:00 | -132.95 | 4.4107 | 18.88
2016-02-21 12:00:00 | -128.6 | 4.3257 | 18.56
2016-02-21 13:00:00 | -125.71 | 4.3257 | 18.56
2016-02-21 14:00:00 | -122.95 | 4.5382 | 19.36
2016-02-21 15:00:00 | -125.69 | 4.8358 | 20.48
2016-02-21 16:00:00 | -132.34 | 5.0058 | 21.12
2016-02-21 17:00:00 | -136.61 | 5.0483 | 21.28
2016-02-21 18:00:00 | -136.2 | 4.9208 | 20.8
2016-02-21 19:00:00 | -130 | 4.2831 | 18.4
2016-02-21 20:00:00 | -130.64 | 3.4755 | 15.36
2016-02-21 21:00:00 | -131.94 | 3.433 | 15.2
2016-02-21 22:00:00 | -127.31 | 3.0929 | 13.92
2016-02-21 23:00:00 | -113.07 | 3.2629 | 14.56
2016-02-22 00:00:00 | -113.02 | 3.0929 | 13.92
2016-02-22 01:00:00 | -112.92 | 3.0079 | 13.6
2016-02-22 02:00:00 | -116.98 | 2.9654 | 13.44
2016-02-22 03:00:00 | -117.03 | 2.9654 | 13.44
2016-02-22 04:00:00 | -125.63 | 3.9856 | 17.28
2016-02-22 05:00:00 | -136.05 | 4.1981 | 18.08
2016-02-22 06:00:00 | -144.38 | 4.4107 | 18.88
2016-02-22 07:00:00 | -145.92 | 5.1333 | 21.6
2016-02-22 08:00:00 | -141.97 | 5.2183 | 21.92
2016-02-22 09:00:00 | -141.11 | 5.3034 | 22.24
2016-02-22 10:00:00 | -141.93 | 5.0908 | 21.44
2016-02-22 11:00:00 | -142 | 5.3884 | 22.56
2016-02-22 12:00:00 | -142.52 | 5.6009 | 23.36
2016-02-22 13:00:00 | -141.98 | 5.4734 | 22.88
2016-02-22 14:00:00 | -141.91 | 5.4309 | 22.72
2016-02-22 15:00:00 | -141.92 | 5.5159 | 23.04
2016-02-22 16:00:00 | -145.93 | 5.771 | 24
2016-02-22 17:00:00 | -158.13 | 5.9835 | 24.8
2016-02-22 18:00:00 | -157.45 | 6.0685 | 25.12
2016-02-22 19:00:00 | -147.37 | 5.8985 | 24.48
2016-02-22 20:00:00 | -142.69 | 5.8135 | 24.16
2016-02-22 21:00:00 | -143.08 | 5.941 | 24.64
2016-02-22 22:00:00 | -137.56 | 5.9835 | 24.8
2016-02-22 23:00:00 | -135.81 | 5.9835 | 24.8
2016-02-23 00:00:00 | -132.28 | 5.9835 | 24.8
2016-02-23 01:00:00 | -135.23 | 5.941 | 24.64
2016-02-23 02:00:00 | -135.47 | 6.0685 | 25.12
2016-02-23 03:00:00 | -135.83 | 5.8985 | 24.48
2016-02-23 04:00:00 | -137.15 | 5.9835 | 24.8
2016-02-23 05:00:00 | -145.32 | 6.111 | 25.28
2016-02-23 06:00:00 | -148.62 | 6.2811 | 25.92
2016-02-23 07:00:00 | -149.9 | 6.111 | 25.28
2016-02-23 08:00:00 | -149.09 | 5.856 | 24.32
2016-02-23 09:00:00 | -147.19 | 5.6859 | 23.68
2016-02-23 10:00:00 | -148.68 | 5.4734 | 22.88
2016-02-23 11:00:00 | -143.92 | 5.1333 | 21.6
2016-02-23 12:00:00 | -142.96 | 5.0058 | 21.12
2016-02-23 13:00:00 | -141.9 | 5.4734 | 22.88
2016-02-23 14:00:00 | -142.13 | 4.8358 | 20.48
2016-02-23 15:00:00 | -142.36 | 4.5807 | 19.52
2016-02-23 16:00:00 | -148.08 | 5.1758 | 21.76
2016-02-23 17:00:00 | -154.75 | 5.5584 | 23.2
2016-02-23 18:00:00 | -147.94 | 6.2811 | 25.92
2016-02-23 19:00:00 | -140.96 | 6.4936 | 26.72
2016-02-23 20:00:00 | -141.23 | 6.4936 | 26.72
2016-02-23 21:00:00 | -137.76 | 6.6211 | 27.2
2016-02-23 22:00:00 | -135.9 | 6.7061 | 27.52
2016-02-23 23:00:00 | -136.04 | 6.5361 | 26.88
2016-02-24 00:00:00 | -134.59 | 6.4936 | 26.72
2016-02-24 01:00:00 | -131.61 | 6.3661 | 26.24
2016-02-24 02:00:00 | -131.66 | 6.4936 | 26.72
2016-02-24 03:00:00 | -135.43 | 6.5786 | 27.04
2016-02-24 04:00:00 | -136.92 | 6.5786 | 27.04
2016-02-24 05:00:00 | -141.15 | 6.6211 | 27.2
2016-02-24 06:00:00 | -151.69 | 6.8337 | 28
2016-02-24 07:00:00 | -148.99 | 6.8762 | 28.16
2016-02-24 08:00:00 | -143.04 | 6.5361 | 26.88
2016-02-24 09:00:00 | -141.41 | 6.4086 | 26.4
2016-02-24 10:00:00 | -140.56 | 6.0685 | 25.12
2016-02-24 11:00:00 | -140.03 | 5.941 | 24.64
2016-02-24 12:00:00 | -140.05 | 5.7284 | 23.84
2016-02-24 13:00:00 | -140.56 | 5.8135 | 24.16
2016-02-24 14:00:00 | -142 | 5.771 | 24
2016-02-24 15:00:00 | -143.05 | 6.2386 | 25.76
2016-02-24 16:00:00 | -149.96 | 6.3236 | 26.08
2016-02-24 17:00:00 | -153.68 | 6.7061 | 27.52
2016-02-24 18:00:00 | -154.41 | 7.3013 | 29.76
2016-02-24 19:00:00 | -148.51 | 7.1737 | 29.28
2016-02-24 20:00:00 | -141.97 | 7.5563 | 30.72
2016-02-24 21:00:00 | -140.96 | 7.4713 | 30.4
2016-02-24 22:00:00 | -138.56 | 7.7264 | 31.36
2016-02-24 23:00:00 | -142.04 | 7.8964 | 32
2016-02-25 00:00:00 | -140.58 | 8.0664 | 32.64
2016-02-25 01:00:00 | -139.26 | 7.9389 | 32.16
2016-02-25 02:00:00 | -138.09 | 8.194 | 33.12
2016-02-25 03:00:00 | -137.94 | 8.2365 | 33.28
2016-02-25 04:00:00 | -139.7 | 8.1514 | 32.96
2016-02-25 05:00:00 | -145.19 | 7.9814 | 32.32
2016-02-25 06:00:00 | -154.04 | 8.0239 | 32.48
2016-02-25 07:00:00 | -156.29 | 7.8114 | 31.68
2016-02-25 08:00:00 | -152.44 | 7.5988 | 30.88
2016-02-25 09:00:00 | -150.12 | 7.5138 | 30.56
2016-02-25 10:00:00 | -148.44 | 7.2588 | 29.6
2016-02-25 11:00:00 | -144.55 | 6.8762 | 28.16
2016-02-25 12:00:00 | -144.01 | 6.7487 | 27.68
2016-02-25 13:00:00 | -143 | 6.3661 | 26.24
2016-02-25 14:00:00 | -142.78 | 6.2811 | 25.92
2016-02-25 15:00:00 | -143.39 | 6.4086 | 26.4
2016-02-25 16:00:00 | -149.16 | 6.5786 | 27.04
2016-02-25 17:00:00 | -157.91 | 6.7487 | 27.68
2016-02-25 18:00:00 | -154.51 | 6.9612 | 28.48
2016-02-25 19:00:00 | -149.54 | 7.0037 | 28.64
2016-02-25 20:00:00 | -143.2 | 7.3438 | 29.92
2016-02-25 21:00:00 | -143.1 | 7.5138 | 30.56
2016-02-25 22:00:00 | -141.84 | 7.6413 | 31.04
2016-02-25 23:00:00 | -139.66 | 7.6839 | 31.2
2016-02-26 00:00:00 | -139.69 | 7.5988 | 30.88
2016-02-26 01:00:00 | -139.11 | 7.3438 | 29.92
2016-02-26 02:00:00 | -138 | 7.3013 | 29.76
2016-02-26 03:00:00 | -139.02 | 7.1737 | 29.28
2016-02-26 04:00:00 | -140.07 | 7.1312 | 29.12
2016-02-26 05:00:00 | -145.35 | 7.1737 | 29.28
2016-02-26 06:00:00 | -150.93 | 7.1312 | 29.12
2016-02-26 07:00:00 | -154.08 | 7.0462 | 28.8
2016-02-26 08:00:00 | -151.48 | 6.8337 | 28
2016-02-26 09:00:00 | -149.68 | 6.5786 | 27.04
2016-02-26 10:00:00 | -147.5 | 6.2386 | 25.76
2016-02-26 11:00:00 | -145.47 | 6.196 | 25.6
2016-02-26 12:00:00 | -143.06 | 6.3236 | 26.08
2016-02-26 13:00:00 | -142 | 6.4086 | 26.4
2016-02-26 14:00:00 | -143.11 | 6.1535 | 25.44
2016-02-26 15:00:00 | -144.94 | 5.9835 | 24.8
2016-02-26 16:00:00 | -151.98 | 6.3236 | 26.08
2016-02-26 17:00:00 | -157.94 | 6.6636 | 27.36
2016-02-26 18:00:00 | -155.55 | 6.7912 | 27.84
2016-02-26 19:00:00 | -149.18 | 7.3013 | 29.76
2016-02-26 20:00:00 | -144.35 | 7.8964 | 32
2016-02-26 21:00:00 | -144.86 | 8.0664 | 32.64
2016-02-26 22:00:00 | -143 | 8.3215 | 33.6
2016-02-26 23:00:00 | -144.94 | 8.4915 | 34.24
2016-02-27 00:00:00 | -141.02 | 8.449 | 34.08
2016-02-27 01:00:00 | -139.77 | 8.534 | 34.4
2016-02-27 02:00:00 | -137.76 | 8.449 | 34.08
2016-02-27 03:00:00 | -137.83 | 8.7466 | 35.2
2016-02-27 04:00:00 | -138.16 | 8.4065 | 33.92
2016-02-27 05:00:00 | -139.18 | 8.534 | 34.4
2016-02-27 06:00:00 | -140.76 | 9.0441 | 36.32
2016-02-27 07:00:00 | -143.71 | 8.6616 | 34.88
2016-02-27 08:00:00 | -144.79 | 7.6839 | 31.2
2016-02-27 09:00:00 | -141.24 | 7.1737 | 29.28
2016-02-27 10:00:00 | -139.17 | 6.4511 | 26.56
2016-02-27 11:00:00 | -137.92 | 6.2386 | 25.76
2016-02-27 12:00:00 | -137.49 | 5.8135 | 24.16
2016-02-27 13:00:00 | -137.68 | 5.771 | 24
2016-02-27 14:00:00 | -137.93 | 5.6859 | 23.68
2016-02-27 15:00:00 | -138.21 | 5.771 | 24
2016-02-27 16:00:00 | -142.97 | 5.9835 | 24.8
2016-02-27 17:00:00 | -150.04 | 6.3236 | 26.08
2016-02-27 18:00:00 | -149.91 | 6.6636 | 27.36
2016-02-27 19:00:00 | -143.72 | 6.7061 | 27.52
2016-02-27 20:00:00 | -139.74 | 7.0037 | 28.64
2016-02-27 21:00:00 | -141.1 | 7.0887 | 28.96
2016-02-27 22:00:00 | -138.98 | 7.2163 | 29.44
2016-02-27 23:00:00 | -137.9 | 7.3013 | 29.76
2016-02-28 00:00:00 | -136.39 | 7.5988 | 30.88
2016-02-28 01:00:00 | -136.01 | 7.5563 | 30.72
2016-02-28 02:00:00 | -135.62 | 7.5563 | 30.72
2016-02-28 03:00:00 | -135.31 | 7.6839 | 31.2
2016-02-28 04:00:00 | -135.46 | 7.7264 | 31.36
2016-02-28 05:00:00 | -135.51 | 7.7264 | 31.36
2016-02-28 06:00:00 | -135.58 | 7.7689 | 31.52
2016-02-28 07:00:00 | -135.9 | 7.7264 | 31.36
2016-02-28 08:00:00 | -137.02 | 7.5138 | 30.56
2016-02-28 09:00:00 | -137.01 | 7.0887 | 28.96
2016-02-28 10:00:00 | -137.02 | 6.6211 | 27.2
2016-02-28 11:00:00 | -134.6 | 6.0685 | 25.12
2016-02-28 12:00:00 | -132.06 | 5.6434 | 23.52
2016-02-28 13:00:00 | -130.45 | 5.2608 | 22.08
2016-02-28 14:00:00 | -130.21 | 5.4309 | 22.72
2016-02-28 15:00:00 | -131.26 | 5.6009 | 23.36
2016-02-28 16:00:00 | -137.11 | 5.771 | 24
2016-02-28 17:00:00 | -142.6 | 6.1535 | 25.44
2016-02-28 18:00:00 | -144.98 | 6.6211 | 27.2
2016-02-28 19:00:00 | -139.81 | 7.1737 | 29.28
2016-02-28 20:00:00 | -137.9 | 7.4288 | 30.24
2016-02-28 21:00:00 | -138.44 | 7.5138 | 30.56
2016-02-28 22:00:00 | -137.93 | 7.7689 | 31.52
2016-02-28 23:00:00 | -137.12 | 7.8964 | 32
2016-02-29 00:00:00 | -135.77 | 7.9814 | 32.32
2016-02-29 01:00:00 | -135.6 | 8.0239 | 32.48
2016-02-29 02:00:00 | -134.77 | 8.1514 | 32.96
2016-02-29 03:00:00 | -135.01 | 8.3215 | 33.6
2016-02-29 04:00:00 | -136.49 | 8.364 | 33.76
2016-02-29 05:00:00 | -146.23 | 8.4065 | 33.92
2016-02-29 06:00:00 | -152.72 | 8.279 | 33.44
2016-02-29 07:00:00 | -150.96 | 8.2365 | 33.28
2016-02-29 08:00:00 | -145.99 | 7.7689 | 31.52
2016-02-29 09:00:00 | -142.92 | 7.7264 | 31.36
2016-02-29 10:00:00 | -141.48 | 7.5138 | 30.56
2016-02-29 11:00:00 | -140.77 | 7.2588 | 29.6
2016-02-29 12:00:00 | -140.2 | 6.9187 | 28.32
2016-02-29 13:00:00 | -140 | 6.6636 | 27.36
2016-02-29 14:00:00 | -140.24 | 6.4936 | 26.72
2016-02-29 15:00:00 | -140.57 | 6.5361 | 26.88
2016-02-29 16:00:00 | -144.58 | 6.7487 | 27.68
2016-02-29 17:00:00 | -152.03 | 7.5563 | 30.72
2016-02-29 18:00:00 | -149.21 | 7.5138 | 30.56
2016-02-29 19:00:00 | -145.14 | 7.4713 | 30.4
2016-02-29 20:00:00 | -141.04 | 7.4713 | 30.4
2016-02-29 21:00:00 | -140.55 | 7.5563 | 30.72
2016-02-29 22:00:00 | -137.29 | 7.6413 | 31.04
2016-02-29 23:00:00 | -140.48 | 7.8114 | 31.68
2016-03-01 00:00:00 | -140.08 | 7.9814 | 32.32
2016-03-01 01:00:00 | -137.87 | 8.1089 | 32.8
2016-03-01 02:00:00 | -137.13 | 8.279 | 33.44
2016-03-01 03:00:00 | -137.33 | 8.3215 | 33.6
2016-03-01 04:00:00 | -138.18 | 8.4915 | 34.24
2016-03-01 05:00:00 | -143.59 | 8.6616 | 34.88
2016-03-01 06:00:00 | -150.93 | 8.364 | 33.76
2016-03-01 07:00:00 | -155.86 | 8.1514 | 32.96
2016-03-01 08:00:00 | -152.95 | 7.6839 | 31.2
2016-03-01 09:00:00 | -149.9 | 7.4288 | 30.24
2016-03-01 10:00:00 | -148.06 | 7.0887 | 28.96
2016-03-01 11:00:00 | -146.8 | 6.6211 | 27.2
2016-03-01 12:00:00 | -145.96 | 6.2811 | 25.92
2016-03-01 13:00:00 | -143.55 | 5.8135 | 24.16
2016-03-01 14:00:00 | -143.48 | 5.771 | 24
2016-03-01 15:00:00 | -141.97 | 5.6859 | 23.68
2016-03-01 16:00:00 | -144.95 | 6.111 | 25.28
2016-03-01 17:00:00 | -144 | 6.7912 | 27.84
2016-03-01 18:00:00 | -140.63 | 7.7689 | 31.52
2016-03-01 19:00:00 | -139.26 | 7.6839 | 31.2
2016-03-01 20:00:00 | -137.52 | 7.8539 | 31.84
2016-03-01 21:00:00 | -136.39 | 7.8114 | 31.68
2016-03-01 22:00:00 | -135.06 | 7.7689 | 31.52
2016-03-01 23:00:00 | -128.58 | 7.6413 | 31.04
2016-03-02 00:00:00 | -131.56 | 7.7264 | 31.36
2016-03-02 01:00:00 | -130.69 | 7.4713 | 30.4
2016-03-02 02:00:00 | -130.62 | 7.5563 | 30.72
2016-03-02 03:00:00 | -131.27 | 7.5988 | 30.88
2016-03-02 04:00:00 | -133.85 | 7.5138 | 30.56
2016-03-02 05:00:00 | -139.45 | 7.3013 | 29.76
2016-03-02 06:00:00 | -141.08 | 7.2163 | 29.44
2016-03-02 07:00:00 | -143.96 | 7.0037 | 28.64
2016-03-02 08:00:00 | -142.68 | 6.7061 | 27.52
2016-03-02 09:00:00 | -144.7 | 6.4936 | 26.72
2016-03-02 10:00:00 | -146 | 6.2386 | 25.76
2016-03-02 11:00:00 | -145.43 | 5.856 | 24.32
2016-03-02 12:00:00 | -144 | 5.3034 | 22.24
2016-03-02 13:00:00 | -143.92 | 4.6232 | 19.68
2016-03-02 14:00:00 | -146.06 | 4.3257 | 18.56
2016-03-02 15:00:00 | -146.56 | 4.4532 | 19.04
2016-03-02 16:00:00 | -149.99 | 4.5807 | 19.52
2016-03-02 17:00:00 | -158 | 4.7933 | 20.32
2016-03-02 18:00:00 | -154.87 | 5.6434 | 23.52
2016-03-02 19:00:00 | -148.99 | 6.026 | 24.96
2016-03-02 20:00:00 | -145.07 | 6.9187 | 28.32
2016-03-02 21:00:00 | -142.27 | 7.0462 | 28.8
2016-03-02 22:00:00 | -139.58 | 7.1737 | 29.28
2016-03-02 23:00:00 | -138.02 | 7.4713 | 30.4
2016-03-03 00:00:00 | -137.29 | 7.6413 | 31.04
2016-03-03 01:00:00 | -136.64 | 7.4713 | 30.4
2016-03-03 02:00:00 | -135.93 | 7.3863 | 30.08
2016-03-03 03:00:00 | -136.26 | 7.3013 | 29.76
2016-03-03 04:00:00 | -137.38 | 7.4288 | 30.24
2016-03-03 05:00:00 | -142.58 | 7.6413 | 31.04
2016-03-03 06:00:00 | -148.93 | 7.5563 | 30.72
2016-03-03 07:00:00 | -149.04 | 7.3863 | 30.08
2016-03-03 08:00:00 | -148.94 | 7.0037 | 28.64
2016-03-03 09:00:00 | -148.57 | 6.5361 | 26.88
2016-03-03 10:00:00 | -149.94 | 6.026 | 24.96
2016-03-03 11:00:00 | -148.07 | 5.4734 | 22.88
2016-03-03 12:00:00 | -148.53 | 5.0908 | 21.44
2016-03-03 13:00:00 | -148.06 | 4.8783 | 20.64
2016-03-03 14:00:00 | -148.97 | 4.9208 | 20.8
2016-03-03 15:00:00 | -148.96 | 5.0483 | 21.28
2016-03-03 16:00:00 | -150.85 | 5.2183 | 21.92
2016-03-03 17:00:00 | -160.71 | 5.771 | 24
2016-03-03 18:00:00 | -160.92 | 5.941 | 24.64
2016-03-03 19:00:00 | -151.98 | 6.0685 | 25.12
2016-03-03 20:00:00 | -146.97 | 6.196 | 25.6
2016-03-03 21:00:00 | -143.92 | 6.7487 | 27.68
2016-03-03 22:00:00 | -141.11 | 7.1737 | 29.28
2016-03-03 23:00:00 | -140.15 | 7.2163 | 29.44
2016-03-04 00:00:00 | -138.03 | 7.5988 | 30.88
2016-03-04 01:00:00 | -137.75 | 7.5563 | 30.72
2016-03-04 02:00:00 | -137.19 | 7.6413 | 31.04
2016-03-04 03:00:00 | -136.99 | 7.9814 | 32.32
2016-03-04 04:00:00 | -138.18 | 8.2365 | 33.28
2016-03-04 05:00:00 | -144.92 | 8.4915 | 34.24
2016-03-04 06:00:00 | -149.73 | 8.4915 | 34.24
2016-03-04 07:00:00 | -151.97 | 8.1514 | 32.96
2016-03-04 08:00:00 | -148.04 | 7.2163 | 29.44
2016-03-04 09:00:00 | -144.69 | 6.5361 | 26.88
2016-03-04 10:00:00 | -141.78 | 5.8985 | 24.48
2016-03-04 11:00:00 | -140.48 | 5.0908 | 21.44
2016-03-04 12:00:00 | -139.78 | 4.6232 | 19.68
2016-03-04 13:00:00 | -139.86 | 4.1981 | 18.08
2016-03-04 14:00:00 | -140.48 | 4.3682 | 18.72
2016-03-04 15:00:00 | -142.17 | 4.5807 | 19.52
2016-03-04 16:00:00 | -147.2 | 4.8358 | 20.48
2016-03-04 17:00:00 | -151.99 | 5.5159 | 23.04
2016-03-04 18:00:00 | -149.06 | 6.026 | 24.96
2016-03-04 19:00:00 | -145.9 | 5.8985 | 24.48
2016-03-04 20:00:00 | -141.52 | 6.5361 | 26.88
2016-03-04 21:00:00 | -141.8 | 6.3661 | 26.24
2016-03-04 22:00:00 | -139.55 | 6.5786 | 27.04
2016-03-04 23:00:00 | -137.15 | 6.7912 | 27.84
2016-03-05 00:00:00 | -137.17 | 6.7061 | 27.52
2016-03-05 01:00:00 | -137.04 | 6.9187 | 28.32
2016-03-05 02:00:00 | -136.96 | 6.5361 | 26.88
2016-03-05 03:00:00 | -136.88 | 6.4511 | 26.56
2016-03-05 04:00:00 | -137.01 | 6.5786 | 27.04
2016-03-05 05:00:00 | -137.16 | 6.7061 | 27.52
2016-03-05 06:00:00 | -138.75 | 6.7912 | 27.84
2016-03-05 07:00:00 | -142.55 | 6.7061 | 27.52
2016-03-05 08:00:00 | -144.9 | 6.2386 | 25.76
2016-03-05 09:00:00 | -142.78 | 6.0685 | 25.12
2016-03-05 10:00:00 | -142.63 | 5.6434 | 23.52
2016-03-05 11:00:00 | -142.25 | 5.1758 | 21.76
2016-03-05 12:00:00 | -139.14 | 5.1333 | 21.6
2016-03-05 13:00:00 | -138.42 | 5.6009 | 23.36
2016-03-05 14:00:00 | -138.57 | 5.8135 | 24.16
2016-03-05 15:00:00 | -139.25 | 5.8135 | 24.16
2016-03-05 16:00:00 | -143.92 | 5.8985 | 24.48
2016-03-05 17:00:00 | -152.02 | 6.026 | 24.96
2016-03-05 18:00:00 | -153 | 5.9835 | 24.8
2016-03-05 19:00:00 | -145.86 | 6.026 | 24.96
2016-03-05 20:00:00 | -142.44 | 6.1535 | 25.44
2016-03-05 21:00:00 | -143.18 | 6.2811 | 25.92
2016-03-05 22:00:00 | -138 | 6.2811 | 25.92
2016-03-05 23:00:00 | -138.69 | 6.2811 | 25.92
2016-03-06 00:00:00 | -137.94 | 6.2386 | 25.76
2016-03-06 01:00:00 | -137.13 | 6.2386 | 25.76
2016-03-06 02:00:00 | -136.69 | 6.196 | 25.6
2016-03-06 03:00:00 | -136.58 | 6.1535 | 25.44
2016-03-06 04:00:00 | -136.83 | 6.2811 | 25.92
2016-03-06 05:00:00 | -136.65 | 6.2811 | 25.92
2016-03-06 06:00:00 | -136.78 | 6.3236 | 26.08
2016-03-06 07:00:00 | -137.28 | 6.3661 | 26.24
2016-03-06 08:00:00 | -137.99 | 6.2811 | 25.92
2016-03-06 09:00:00 | -138.26 | 6.1535 | 25.44
2016-03-06 10:00:00 | -138.51 | 5.9835 | 24.8
2016-03-06 11:00:00 | -138.02 | 5.856 | 24.32
2016-03-06 12:00:00 | -137.14 | 6.0685 | 25.12
2016-03-06 13:00:00 | -136.24 | 6.2811 | 25.92
2016-03-06 14:00:00 | -136.23 | 6.3661 | 26.24
2016-03-06 15:00:00 | -136.73 | 6.3236 | 26.08
2016-03-06 16:00:00 | -138.57 | 6.196 | 25.6
2016-03-06 17:00:00 | -146.93 | 6.196 | 25.6
2016-03-06 18:00:00 | -149.62 | 6.2386 | 25.76
2016-03-06 19:00:00 | -147.17 | 6.4086 | 26.4
2016-03-06 20:00:00 | -143.44 | 6.8762 | 28.16
2016-03-06 21:00:00 | -145.44 | 6.7912 | 27.84
2016-03-06 22:00:00 | -139.15 | 6.7061 | 27.52
2016-03-06 23:00:00 | -140.04 | 6.7061 | 27.52
2016-03-07 00:00:00 | -140.05 | 7.2163 | 29.44
2016-03-07 01:00:00 | -138.34 | 7.3863 | 30.08
2016-03-07 02:00:00 | -138.02 | 7.4713 | 30.4
2016-03-07 03:00:00 | -138.09 | 7.8114 | 31.68
2016-03-07 04:00:00 | -139.87 | 7.8964 | 32
2016-03-07 05:00:00 | -150.34 | 7.7689 | 31.52
2016-03-07 06:00:00 | -153.97 | 7.6839 | 31.2
2016-03-07 07:00:00 | -155.79 | 7.5138 | 30.56
2016-03-07 08:00:00 | -151.07 | 7.1737 | 29.28
2016-03-07 09:00:00 | -149.98 | 6.8337 | 28
2016-03-07 10:00:00 | -147.96 | 6.7487 | 27.68
2016-03-07 11:00:00 | -145.98 | 6.0685 | 25.12
2016-03-07 12:00:00 | -145.44 | 5.856 | 24.32
2016-03-07 13:00:00 | -145.72 | 5.3459 | 22.4
2016-03-07 14:00:00 | -145.1 | 5.1758 | 21.76
2016-03-07 15:00:00 | -148.07 | 5.2183 | 21.92
2016-03-07 16:00:00 | -151.97 | 5.6859 | 23.68
2016-03-07 17:00:00 | -166.29 | 6.0685 | 25.12
2016-03-07 18:00:00 | -164.65 | 6.5786 | 27.04
2016-03-07 19:00:00 | -148.03 | 6.5361 | 26.88
2016-03-07 20:00:00 | -145.95 | 7.0037 | 28.64
2016-03-07 21:00:00 | -144.96 | 7.0462 | 28.8
2016-03-07 22:00:00 | -142.47 | 7.4713 | 30.4
2016-03-07 23:00:00 | -140.39 | 7.8114 | 31.68
2016-03-08 00:00:00 | -140.91 | 7.7264 | 31.36
2016-03-08 01:00:00 | -140.81 | 7.8964 | 32
2016-03-08 02:00:00 | -140 | 8.7041 | 35.04
2016-03-08 03:00:00 | -139.67 | 8.4065 | 33.92
2016-03-08 04:00:00 | -140.7 | 8.7466 | 35.2
2016-03-08 05:00:00 | -145.44 | 8.4915 | 34.24
2016-03-08 06:00:00 | -155.73 | 8.7891 | 35.36
2016-03-08 07:00:00 | -157.08 | 8.1514 | 32.96
2016-03-08 08:00:00 | -152.98 | 7.0887 | 28.96
2016-03-08 09:00:00 | -146.61 | 6.2811 | 25.92
2016-03-08 10:00:00 | -143.42 | 5.4734 | 22.88
2016-03-08 11:00:00 | -143.1 | 5.0908 | 21.44
2016-03-08 12:00:00 | -142.64 | 5.1758 | 21.76
2016-03-08 13:00:00 | -142.81 | 4.7933 | 20.32
2016-03-08 14:00:00 | -143.09 | 4.8358 | 20.48
2016-03-08 15:00:00 | -145.92 | 4.7507 | 20.16
2016-03-08 16:00:00 | -151.1 | 4.8783 | 20.64
2016-03-08 17:00:00 | -162.93 | 5.6859 | 23.68
2016-03-08 18:00:00 | -158.58 | 6.2811 | 25.92
2016-03-08 19:00:00 | -149.94 | 6.8337 | 28
2016-03-08 20:00:00 | -143.07 | 7.1312 | 29.12
2016-03-08 21:00:00 | -145.2 | 7.1737 | 29.28
2016-03-08 22:00:00 | -140.61 | 7.4713 | 30.4
2016-03-08 23:00:00 | -141.8 | 7.4288 | 30.24
2016-03-09 00:00:00 | -140.03 | 7.6413 | 31.04
2016-03-09 01:00:00 | -138.94 | 7.9814 | 32.32
2016-03-09 02:00:00 | -138.08 | 8.1089 | 32.8
2016-03-09 03:00:00 | -138.01 | 8.2365 | 33.28
2016-03-09 04:00:00 | -139.14 | 8.0239 | 32.48
2016-03-09 05:00:00 | -142.95 | 8.1514 | 32.96
2016-03-09 06:00:00 | -149.92 | 8.364 | 33.76
2016-03-09 07:00:00 | -147.91 | 7.6413 | 31.04
2016-03-09 08:00:00 | -143.03 | 6.7487 | 27.68
2016-03-09 09:00:00 | -141.43 | 6.026 | 24.96
2016-03-09 10:00:00 | -141.85 | 5.5159 | 23.04
2016-03-09 11:00:00 | -140.28 | 4.8358 | 20.48
2016-03-09 12:00:00 | -139.96 | 4.6232 | 19.68
2016-03-09 13:00:00 | -140.48 | 4.4957 | 19.2
2016-03-09 14:00:00 | -141.05 | 4.1131 | 17.76
2016-03-09 15:00:00 | -142.83 | 4.5807 | 19.52
2016-03-09 16:00:00 | -151 | 5.0058 | 21.12
2016-03-09 17:00:00 | -156.77 | 5.6434 | 23.52
2016-03-09 18:00:00 | -155.99 | 6.026 | 24.96
2016-03-09 19:00:00 | -147.81 | 6.3236 | 26.08
2016-03-09 20:00:00 | -143.8 | 6.5786 | 27.04
2016-03-09 21:00:00 | -145.51 | 6.9187 | 28.32
2016-03-09 22:00:00 | -141.41 | 7.1737 | 29.28
2016-03-09 23:00:00 | -137.72 | 7.2588 | 29.6
2016-03-10 00:00:00 | -138.17 | 7.3863 | 30.08
2016-03-10 01:00:00 | -138.04 | 7.4288 | 30.24
2016-03-10 02:00:00 | -138.16 | 7.3863 | 30.08
2016-03-10 03:00:00 | -138.94 | 7.3438 | 29.92
2016-03-10 04:00:00 | -139.6 | 7.3863 | 30.08
2016-03-10 05:00:00 | -146.48 | 7.1737 | 29.28
2016-03-10 06:00:00 | -153.44 | 7.0037 | 28.64
2016-03-10 07:00:00 | -149.99 | 6.7487 | 27.68
2016-03-10 08:00:00 | -148.07 | 6.4086 | 26.4
2016-03-10 09:00:00 | -143.53 | 5.8135 | 24.16
2016-03-10 10:00:00 | -142.71 | 5.4309 | 22.72
2016-03-10 11:00:00 | -144.35 | 5.3034 | 22.24
2016-03-10 12:00:00 | -143 | 4.9633 | 20.96
2016-03-10 13:00:00 | -143 | 4.8358 | 20.48
2016-03-10 14:00:00 | -142.89 | 4.8358 | 20.48
2016-03-10 15:00:00 | -143.03 | 5.0058 | 21.12
2016-03-10 16:00:00 | -147.95 | 5.2608 | 22.08
2016-03-10 17:00:00 | -153.49 | 5.4734 | 22.88
2016-03-10 18:00:00 | -155.79 | 5.6859 | 23.68
2016-03-10 19:00:00 | -148.02 | 5.856 | 24.32
2016-03-10 20:00:00 | -143.31 | 6.111 | 25.28
2016-03-10 21:00:00 | -140.72 | 6.2386 | 25.76
2016-03-10 22:00:00 | -139.32 | 6.3236 | 26.08
2016-03-10 23:00:00 | -140.03 | 6.4511 | 26.56
2016-03-11 00:00:00 | -138.85 | 6.5361 | 26.88
2016-03-11 01:00:00 | -139.03 | 6.4936 | 26.72
2016-03-11 02:00:00 | -139.06 | 6.4936 | 26.72
2016-03-11 03:00:00 | -139.75 | 6.8762 | 28.16
2016-03-11 04:00:00 | -140.39 | 6.7912 | 27.84
2016-03-11 05:00:00 | -146.34 | 6.7061 | 27.52
2016-03-11 06:00:00 | -152.47 | 6.7912 | 27.84
2016-03-11 07:00:00 | -156.34 | 6.6636 | 27.36
2016-03-11 08:00:00 | -154.69 | 6.5361 | 26.88
2016-03-11 09:00:00 | -150.91 | 6.2386 | 25.76
2016-03-11 10:00:00 | -149.98 | 6.1535 | 25.44
2016-03-11 11:00:00 | -147.81 | 5.941 | 24.64
2016-03-11 12:00:00 | -145.03 | 5.8985 | 24.48
2016-03-11 13:00:00 | -143.01 | 5.8985 | 24.48
2016-03-11 14:00:00 | -142.92 | 5.9835 | 24.8
2016-03-11 15:00:00 | -142.88 | 6.111 | 25.28
2016-03-11 16:00:00 | -145.9 | 6.0685 | 25.12
2016-03-11 17:00:00 | -150.55 | 6.196 | 25.6
2016-03-11 18:00:00 | -153.69 | 6.3236 | 26.08
2016-03-11 19:00:00 | -148.33 | 6.3661 | 26.24
2016-03-11 20:00:00 | -144.77 | 6.5361 | 26.88
2016-03-11 21:00:00 | -146.2 | 6.7061 | 27.52
2016-03-11 22:00:00 | -143.21 | 6.7912 | 27.84
2016-03-11 23:00:00 | -147.01 | 6.8337 | 28
2016-03-12 00:00:00 | -144.1 | 6.8762 | 28.16
2016-03-12 01:00:00 | -143.69 | 6.8762 | 28.16
2016-03-12 02:00:00 | -142.5 | 6.9187 | 28.32
2016-03-12 03:00:00 | -141.26 | 6.9612 | 28.48
2016-03-12 04:00:00 | -142.5 | 7.0037 | 28.64
2016-03-12 05:00:00 | -143.45 | 6.9187 | 28.32
2016-03-12 06:00:00 | -143.51 | 6.8762 | 28.16
2016-03-12 07:00:00 | -146.91 | 6.7487 | 27.68
2016-03-12 08:00:00 | -148.09 | 6.4936 | 26.72
2016-03-12 09:00:00 | -147.26 | 6.3661 | 26.24
2016-03-12 10:00:00 | -146.44 | 6.196 | 25.6
2016-03-12 11:00:00 | -145.6 | 6.196 | 25.6
2016-03-12 12:00:00 | -143.01 | 6.026 | 24.96
2016-03-12 13:00:00 | -141.38 | 5.941 | 24.64
2016-03-12 14:00:00 | -140.96 | 6.0685 | 25.12
2016-03-12 15:00:00 | -141.67 | 5.941 | 24.64
2016-03-12 16:00:00 | -145.07 | 6.0685 | 25.12
2016-03-12 17:00:00 | -152.09 | 6.6211 | 27.2
2016-03-12 18:00:00 | -154.97 | 7.4288 | 30.24
2016-03-12 19:00:00 | -153 | 7.4713 | 30.4
2016-03-12 20:00:00 | -148.17 | 7.3013 | 29.76
2016-03-12 21:00:00 | -148.91 | 7.2588 | 29.6
2016-03-12 22:00:00 | -148 | 6.9612 | 28.48
2016-03-12 23:00:00 | -144.51 | 6.8762 | 28.16
2016-03-13 00:00:00 | -140.65 | 6.8762 | 28.16
2016-03-13 01:00:00 | -139.67 | 6.7912 | 27.84
2016-03-13 02:00:00 | -139.05 | 7.0037 | 28.64
2016-03-13 03:00:00 | -139.12 | 7.1312 | 29.12
2016-03-13 04:00:00 | -139.17 | 7.2163 | 29.44
2016-03-13 05:00:00 | -139.11 | 7.2588 | 29.6
2016-03-13 06:00:00 | -139.08 | 7.2588 | 29.6
2016-03-13 07:00:00 | -139.31 | 7.1737 | 29.28
2016-03-13 08:00:00 | -139.69 | 7.0462 | 28.8
2016-03-13 09:00:00 | -139.73 | 6.7487 | 27.68
2016-03-13 10:00:00 | -139.69 | 6.5786 | 27.04
2016-03-13 11:00:00 | -139.07 | 6.4511 | 26.56
2016-03-13 12:00:00 | -137.4 | 6.2386 | 25.76
2016-03-13 13:00:00 | -135.78 | 6.0685 | 25.12
2016-03-13 14:00:00 | -135.46 | 5.771 | 24
2016-03-13 15:00:00 | -136.08 | 5.6434 | 23.52
2016-03-13 16:00:00 | -138.19 | 5.856 | 24.32
2016-03-13 17:00:00 | -144.08 | 6.6211 | 27.2
2016-03-13 18:00:00 | -151.55 | 7.4713 | 30.4
2016-03-13 19:00:00 | -149.05 | 7.6839 | 31.2
2016-03-13 20:00:00 | -145.24 | 7.7264 | 31.36
2016-03-13 21:00:00 | -146.93 | 7.5563 | 30.72
2016-03-13 22:00:00 | -144.63 | 7.4713 | 30.4
2016-03-13 23:00:00 | -140.39 | 7.5138 | 30.56
2016-03-14 00:00:00 | -138.7 | 7.5563 | 30.72
2016-03-14 01:00:00 | -138.22 | 7.5138 | 30.56
2016-03-14 02:00:00 | -137.99 | 7.5988 | 30.88
2016-03-14 03:00:00 | -138.36 | 7.8114 | 31.68
2016-03-14 04:00:00 | -139.92 | 7.8114 | 31.68
2016-03-14 05:00:00 | -147.46 | 7.8114 | 31.68
2016-03-14 06:00:00 | -153.43 | 7.8539 | 31.84
2016-03-14 07:00:00 | -153.81 | 7.8964 | 32
2016-03-14 08:00:00 | -149.75 | 7.6413 | 31.04
2016-03-14 09:00:00 | -146.82 | 7.4713 | 30.4
2016-03-14 10:00:00 | -142.33 | 7.0887 | 28.96
2016-03-14 11:00:00 | -141.31 | 6.4936 | 26.72
2016-03-14 12:00:00 | -140.84 | 6.1535 | 25.44
2016-03-14 13:00:00 | -140.55 | 5.4734 | 22.88
2016-03-14 14:00:00 | -141.04 | 4.9208 | 20.8
2016-03-14 15:00:00 | -142.8 | 4.9208 | 20.8
2016-03-14 16:00:00 | -148.71 | 4.9633 | 20.96
2016-03-14 17:00:00 | -157.48 | 5.3034 | 22.24
2016-03-14 18:00:00 | -165.92 | 5.7284 | 23.84
2016-03-14 19:00:00 | -152.32 | 5.6859 | 23.68
2016-03-14 20:00:00 | -147.48 | 5.856 | 24.32
2016-03-14 21:00:00 | -144.37 | 6.196 | 25.6
2016-03-14 22:00:00 | -140.91 | 6.3236 | 26.08
2016-03-14 23:00:00 | -139.1 | 6.3661 | 26.24
2016-03-15 00:00:00 | -138.76 | 6.3236 | 26.08
2016-03-15 01:00:00 | -139.17 | 6.2386 | 25.76
2016-03-15 02:00:00 | -138.74 | 6.111 | 25.28
2016-03-15 03:00:00 | -138.91 | 6.026 | 24.96
2016-03-15 04:00:00 | -140.86 | 6.0685 | 25.12
2016-03-15 05:00:00 | -145.1 | 6.111 | 25.28
2016-03-15 06:00:00 | -151.69 | 6.026 | 24.96
2016-03-15 07:00:00 | -156.47 | 5.8135 | 24.16
2016-03-15 08:00:00 | -153.96 | 5.6009 | 23.36
2016-03-15 09:00:00 | -154.09 | 5.771 | 24
2016-03-15 10:00:00 | -152.31 | 5.6859 | 23.68
2016-03-15 11:00:00 | -148.93 | 5.5584 | 23.2
2016-03-15 12:00:00 | -145.44 | 5.1333 | 21.6
2016-03-15 13:00:00 | -142.78 | 4.8783 | 20.64
2016-03-15 14:00:00 | -141.71 | 5.1333 | 21.6
2016-03-15 15:00:00 | -141.3 | 5.4309 | 22.72
2016-03-15 16:00:00 | -143.45 | 5.6434 | 23.52
2016-03-15 17:00:00 | -149.91 | 5.771 | 24
2016-03-15 18:00:00 | -152.13 | 5.8985 | 24.48
2016-03-15 19:00:00 | -147.06 | 5.856 | 24.32
2016-03-15 20:00:00 | -142.15 | 5.9835 | 24.8
2016-03-15 21:00:00 | -140.52 | 6.0685 | 25.12
2016-03-15 22:00:00 | -138.95 | 6.2811 | 25.92
2016-03-15 23:00:00 | -139.22 | 6.3236 | 26.08
2016-03-16 00:00:00 | -138.92 | 6.3236 | 26.08
2016-03-16 01:00:00 | -138.45 | 6.2386 | 25.76
2016-03-16 02:00:00 | -138.06 | 6.6211 | 27.2
2016-03-16 03:00:00 | -138.49 | 6.8337 | 28
2016-03-16 04:00:00 | -139.59 | 7.2163 | 29.44
2016-03-16 05:00:00 | -144.24 | 7.4713 | 30.4
2016-03-16 06:00:00 | -151.94 | 7.3863 | 30.08
2016-03-16 07:00:00 | -150.99 | 7.0462 | 28.8
2016-03-16 08:00:00 | -142.71 | 6.3236 | 26.08
2016-03-16 09:00:00 | -140.48 | 5.7284 | 23.84
2016-03-16 10:00:00 | -140.43 | 5.2183 | 21.92
2016-03-16 11:00:00 | -140.16 | 4.7507 | 20.16
2016-03-16 12:00:00 | -139.85 | 4.4107 | 18.88
2016-03-16 13:00:00 | -139.9 | 4.1981 | 18.08
2016-03-16 14:00:00 | -140.28 | 4.0706 | 17.6
2016-03-16 15:00:00 | -141.67 | 4.0281 | 17.44
2016-03-16 16:00:00 | -147.92 | 4.1556 | 17.92
2016-03-16 17:00:00 | -153.6 | 4.4957 | 19.2
2016-03-16 18:00:00 | -157.2 | 5.6859 | 23.68
2016-03-16 19:00:00 | -150.02 | 6.196 | 25.6
2016-03-16 20:00:00 | -145.04 | 6.5361 | 26.88
2016-03-16 21:00:00 | -141.7 | 7.5988 | 30.88
2016-03-16 22:00:00 | -140.97 | 7.8114 | 31.68
2016-03-16 23:00:00 | -141.08 | 8.194 | 33.12
2016-03-17 00:00:00 | -140.3 | 8.0239 | 32.48
2016-03-17 01:00:00 | -140.13 | 8.3215 | 33.6
2016-03-17 02:00:00 | -140.27 | 8.4915 | 34.24
2016-03-17 03:00:00 | -140.24 | 8.364 | 33.76
2016-03-17 04:00:00 | -141.55 | 8.4915 | 34.24
2016-03-17 05:00:00 | -151.9 | 8.6616 | 34.88
2016-03-17 06:00:00 | -156.16 | 8.4065 | 33.92
2016-03-17 07:00:00 | -152.97 | 7.5988 | 30.88
2016-03-17 08:00:00 | -143.98 | 6.6211 | 27.2
2016-03-17 09:00:00 | -141.11 | 5.4734 | 22.88
2016-03-17 10:00:00 | -140.96 | 4.4957 | 19.2
2016-03-17 11:00:00 | -140.38 | 3.9856 | 17.28
2016-03-17 12:00:00 | -140.2 | 3.3054 | 14.72
2016-03-17 13:00:00 | -140.15 | 3.2204 | 14.4
2016-03-17 14:00:00 | -140.43 | 3.0504 | 13.76
2016-03-17 15:00:00 | -143.85 | 2.9229 | 13.28
2016-03-17 16:00:00 | -149.92 | 3.0504 | 13.76
2016-03-17 17:00:00 | -156.81 | 3.8155 | 16.64
2016-03-17 18:00:00 | -164.69 | 4.4957 | 19.2
2016-03-17 19:00:00 | -155.76 | 5.0483 | 21.28
2016-03-17 20:00:00 | -148.98 | 5.6434 | 23.52
2016-03-17 21:00:00 | -143.48 | 6.026 | 24.96
2016-03-17 22:00:00 | -139.84 | 6.3236 | 26.08
2016-03-17 23:00:00 | -138.34 | 6.4511 | 26.56
2016-03-18 00:00:00 | -137.47 | 6.6211 | 27.2
2016-03-18 01:00:00 | -137.49 | 6.5361 | 26.88
2016-03-18 02:00:00 | -137.67 | 6.9612 | 28.48
2016-03-18 03:00:00 | -138.14 | 6.3236 | 26.08
2016-03-18 04:00:00 | -139.58 | 6.2386 | 25.76
2016-03-18 05:00:00 | -142.86 | 6.2811 | 25.92
2016-03-18 06:00:00 | -150.69 | 6.3236 | 26.08
2016-03-18 07:00:00 | -147.94 | 6.2386 | 25.76
2016-03-18 08:00:00 | -141.88 | 6.111 | 25.28
2016-03-18 09:00:00 | -140.43 | 5.8985 | 24.48
2016-03-18 10:00:00 | -140.92 | 5.7284 | 23.84
2016-03-18 11:00:00 | -140.59 | 5.4734 | 22.88
2016-03-18 12:00:00 | -140.53 | 5.4309 | 22.72
2016-03-18 13:00:00 | -140.56 | 5.3459 | 22.4
2016-03-18 14:00:00 | -141.46 | 5.3459 | 22.4
2016-03-18 15:00:00 | -142.42 | 5.4309 | 22.72
2016-03-18 16:00:00 | -145.82 | 5.5159 | 23.04
2016-03-18 17:00:00 | -151.99 | 5.6009 | 23.36
2016-03-18 18:00:00 | -157.3 | 5.6434 | 23.52
2016-03-18 19:00:00 | -151.91 | 5.6859 | 23.68
2016-03-18 20:00:00 | -145.09 | 5.7284 | 23.84
2016-03-18 21:00:00 | -144.92 | 5.856 | 24.32
2016-03-18 22:00:00 | -141.78 | 5.8135 | 24.16
2016-03-18 23:00:00 | -141.37 | 5.8985 | 24.48
2016-03-19 00:00:00 | -139.68 | 5.9835 | 24.8
2016-03-19 01:00:00 | -139.66 | 6.0685 | 25.12
2016-03-19 02:00:00 | -140.6 | 6.111 | 25.28
2016-03-19 03:00:00 | -140.71 | 6.111 | 25.28
2016-03-19 04:00:00 | -140.2 | 6.1535 | 25.44
2016-03-19 05:00:00 | -140.4 | 6.1535 | 25.44
2016-03-19 06:00:00 | -146.93 | 6.1535 | 25.44
2016-03-19 07:00:00 | -147.38 | 5.941 | 24.64
2016-03-19 08:00:00 | -146.58 | 5.8985 | 24.48
2016-03-19 09:00:00 | -144.96 | 5.6859 | 23.68
2016-03-19 10:00:00 | -142.79 | 5.0058 | 21.12
2016-03-19 11:00:00 | -141.04 | 4.4532 | 19.04
2016-03-19 12:00:00 | -140.04 | 3.7305 | 16.32
2016-03-19 13:00:00 | -139.12 | 3.3905 | 15.04
2016-03-19 14:00:00 | -138.93 | 3.3054 | 14.72
2016-03-19 15:00:00 | -139.3 | 3.2204 | 14.4
2016-03-19 16:00:00 | -142 | 3.4755 | 15.36
2016-03-19 17:00:00 | -149.21 | 4.0706 | 17.6
2016-03-19 18:00:00 | -153.42 | 5.0908 | 21.44
2016-03-19 19:00:00 | -144.18 | 5.8135 | 24.16
2016-03-19 20:00:00 | -140.78 | 6.4086 | 26.4
2016-03-19 21:00:00 | -142.69 | 6.0685 | 25.12
2016-03-19 22:00:00 | -139.21 | 5.856 | 24.32
2016-03-19 23:00:00 | -135.73 | 6.2386 | 25.76
2016-03-20 00:00:00 | -135.04 | 5.6859 | 23.68
2016-03-20 01:00:00 | -136.63 | 5.771 | 24
2016-03-20 02:00:00 | -136.59 | 5.9835 | 24.8
2016-03-20 03:00:00 | -136.71 | 5.771 | 24
2016-03-20 04:00:00 | -136.73 | 5.6859 | 23.68
2016-03-20 05:00:00 | -136.51 | 5.5159 | 23.04
2016-03-20 06:00:00 | -135.05 | 5.6859 | 23.68
2016-03-20 07:00:00 | -134.04 | 5.6009 | 23.36
2016-03-20 08:00:00 | -134.09 | 5.7284 | 23.84
2016-03-20 09:00:00 | -132.33 | 5.6859 | 23.68
2016-03-20 10:00:00 | -134.07 | 5.5159 | 23.04
2016-03-20 11:00:00 | -131.19 | 5.5159 | 23.04
2016-03-20 12:00:00 | -130.44 | 5.3459 | 22.4
2016-03-20 13:00:00 | -130 | 5.1758 | 21.76
2016-03-20 14:00:00 | -130.69 | 4.7507 | 20.16
2016-03-20 15:00:00 | -131.59 | 4.5807 | 19.52
2016-03-20 16:00:00 | -137.02 | 4.9208 | 20.8
2016-03-20 17:00:00 | -141.54 | 5.0483 | 21.28
2016-03-20 18:00:00 | -143.86 | 5.5159 | 23.04
2016-03-20 19:00:00 | -140.66 | 5.7284 | 23.84
2016-03-20 20:00:00 | -140.32 | 6.111 | 25.28
2016-03-20 21:00:00 | -142.03 | 6.3236 | 26.08
2016-03-20 22:00:00 | -138.33 | 6.4936 | 26.72
2016-03-20 23:00:00 | -138.82 | 6.9612 | 28.48
2016-03-21 00:00:00 | -137.9 | 7.1737 | 29.28
2016-03-21 01:00:00 | -137.79 | 7.1737 | 29.28
2016-03-21 02:00:00 | -137.9 | 6.9187 | 28.32
2016-03-21 03:00:00 | -138.4 | 6.7487 | 27.68
2016-03-21 04:00:00 | -141.18 | 6.2811 | 25.92
2016-03-21 05:00:00 | -150.01 | 6.3661 | 26.24
2016-03-21 06:00:00 | -149.72 | 6.196 | 25.6
2016-03-21 07:00:00 | -148.94 | 6.0685 | 25.12
2016-03-21 08:00:00 | -148.04 | 5.4734 | 22.88
2016-03-21 09:00:00 | -142.9 | 4.8358 | 20.48
2016-03-21 10:00:00 | -142.73 | 4.8783 | 20.64
2016-03-21 11:00:00 | -144.03 | 4.4532 | 19.04
2016-03-21 12:00:00 | -142.53 | 4.4532 | 19.04
2016-03-21 13:00:00 | -141.75 | 4.6232 | 19.68
2016-03-21 14:00:00 | -142.28 | 5.0058 | 21.12
2016-03-21 15:00:00 | -141.91 | 5.0058 | 21.12
2016-03-21 16:00:00 | -144.87 | 4.7082 | 20
2016-03-21 17:00:00 | -148.1 | 4.7082 | 20
2016-03-21 18:00:00 | -151.49 | 4.8358 | 20.48
2016-03-21 19:00:00 | -147.9 | 5.0908 | 21.44
2016-03-21 20:00:00 | -141.02 | 5.4309 | 22.72
2016-03-21 21:00:00 | -140.11 | 5.4734 | 22.88
2016-03-21 22:00:00 | -138.9 | 5.3459 | 22.4
2016-03-21 23:00:00 | -138.28 | 5.5159 | 23.04
2016-03-22 00:00:00 | -138.08 | 5.4309 | 22.72
2016-03-22 01:00:00 | -138.05 | 5.5584 | 23.2
2016-03-22 02:00:00 | -138.47 | 5.6009 | 23.36
2016-03-22 03:00:00 | -139 | 5.5159 | 23.04
2016-03-22 04:00:00 | -140.01 | 5.6434 | 23.52
2016-03-22 05:00:00 | -142.07 | 5.5584 | 23.2
2016-03-22 06:00:00 | -147.99 | 5.5584 | 23.2
2016-03-22 07:00:00 | -149.46 | 5.6009 | 23.36
2016-03-22 08:00:00 | -149.41 | 5.4734 | 22.88
2016-03-22 09:00:00 | -146.9 | 5.2183 | 21.92
2016-03-22 10:00:00 | -148 | 4.7507 | 20.16
2016-03-22 11:00:00 | -146.94 | 4.4957 | 19.2
2016-03-22 12:00:00 | -146.99 | 4.4532 | 19.04
2016-03-22 13:00:00 | -147 | 4.3257 | 18.56
2016-03-22 14:00:00 | -147.29 | 4.5807 | 19.52
2016-03-22 15:00:00 | -148.08 | 4.7082 | 20
2016-03-22 16:00:00 | -152.01 | 4.7082 | 20
2016-03-22 17:00:00 | -154.73 | 4.7082 | 20
2016-03-22 18:00:00 | -158.64 | 5.0058 | 21.12
2016-03-22 19:00:00 | -156.1 | 5.3884 | 22.56
2016-03-22 20:00:00 | -151.05 | 5.5159 | 23.04
2016-03-22 21:00:00 | -147.86 | 5.6434 | 23.52
2016-03-22 22:00:00 | -141.73 | 6.0685 | 25.12
2016-03-22 23:00:00 | -139.3 | 5.9835 | 24.8
2016-03-23 00:00:00 | -138.51 | 6.0685 | 25.12
2016-03-23 01:00:00 | -138.26 | 6.026 | 24.96
2016-03-23 02:00:00 | -139.06 | 6.026 | 24.96
2016-03-23 03:00:00 | -139.38 | 6.0685 | 25.12
2016-03-23 04:00:00 | -139.38 | 6.111 | 25.28
2016-03-23 05:00:00 | -143.88 | 6.026 | 24.96
2016-03-23 06:00:00 | -150.9 | 5.9835 | 24.8
2016-03-23 07:00:00 | -150.46 | 5.7284 | 23.84
2016-03-23 08:00:00 | -148.03 | 5.6859 | 23.68
2016-03-23 09:00:00 | -144.53 | 5.3459 | 22.4
2016-03-23 10:00:00 | -144.73 | 4.8358 | 20.48
2016-03-23 11:00:00 | -143.23 | 4.5382 | 19.36
2016-03-23 12:00:00 | -143 | 4.7082 | 20
2016-03-23 13:00:00 | -142.03 | 4.6657 | 19.84
2016-03-23 14:00:00 | -142.13 | 4.9208 | 20.8
2016-03-23 15:00:00 | -142.18 | 4.7933 | 20.32
2016-03-23 16:00:00 | -146 | 4.7507 | 20.16
2016-03-23 17:00:00 | -150.44 | 4.9633 | 20.96
2016-03-23 18:00:00 | -155.16 | 5.1333 | 21.6
2016-03-23 19:00:00 | -152.98 | 5.6859 | 23.68
2016-03-23 20:00:00 | -149.43 | 6.0685 | 25.12
2016-03-23 21:00:00 | -143.02 | 5.941 | 24.64
2016-03-23 22:00:00 | -140.59 | 6.026 | 24.96
2016-03-23 23:00:00 | -140.08 | 6.3236 | 26.08
2016-03-24 00:00:00 | -139.5 | 6.5786 | 27.04
2016-03-24 01:00:00 | -139.11 | 6.9612 | 28.48
2016-03-24 02:00:00 | -139.38 | 7.0462 | 28.8
2016-03-24 03:00:00 | -139.75 | 6.8337 | 28
2016-03-24 04:00:00 | -140.97 | 6.4936 | 26.72
2016-03-24 05:00:00 | -149.49 | 6.6211 | 27.2
2016-03-24 06:00:00 | -153 | 6.8762 | 28.16
2016-03-24 07:00:00 | -152.94 | 6.5361 | 26.88
2016-03-24 08:00:00 | -150.4 | 6.7912 | 27.84
2016-03-24 09:00:00 | -149.69 | 6.2386 | 25.76
2016-03-24 10:00:00 | -149 | 5.771 | 24
2016-03-24 11:00:00 | -146.62 | 5.5159 | 23.04
2016-03-24 12:00:00 | -145.27 | 5.1758 | 21.76
2016-03-24 13:00:00 | -144.5 | 4.9633 | 20.96
2016-03-24 14:00:00 | -143.35 | 5.0058 | 21.12
2016-03-24 15:00:00 | -144.6 | 4.8783 | 20.64
2016-03-24 16:00:00 | -148 | 4.8783 | 20.64
2016-03-24 17:00:00 | -150.47 | 5.1333 | 21.6
2016-03-24 18:00:00 | -153.18 | 5.9835 | 24.8
2016-03-24 19:00:00 | -151.97 | 6.3661 | 26.24
2016-03-24 20:00:00 | -143.96 | 6.3661 | 26.24
2016-03-24 21:00:00 | -143.06 | 6.4936 | 26.72
2016-03-24 22:00:00 | -140.52 | 6.4511 | 26.56
2016-03-24 23:00:00 | -141.92 | 6.196 | 25.6
2016-03-25 00:00:00 | -139.07 | 6.026 | 24.96
2016-03-25 01:00:00 | -139 | 5.8985 | 24.48
2016-03-25 02:00:00 | -138 | 5.8135 | 24.16
2016-03-25 03:00:00 | -138.01 | 5.8985 | 24.48
2016-03-25 04:00:00 | -138.3 | 6.111 | 25.28
2016-03-25 05:00:00 | -138.26 | 6.111 | 25.28
2016-03-25 06:00:00 | -138.39 | 5.9835 | 24.8
2016-03-25 07:00:00 | -139.85 | 5.771 | 24
2016-03-25 08:00:00 | -141.85 | 5.4734 | 22.88
2016-03-25 09:00:00 | -145.26 | 5.0908 | 21.44
2016-03-25 10:00:00 | -146.91 | 4.4532 | 19.04
2016-03-25 11:00:00 | -145.87 | 4.3682 | 18.72
2016-03-25 12:00:00 | -145.06 | 4.4532 | 19.04
2016-03-25 13:00:00 | -144.01 | 4.4532 | 19.04
2016-03-25 14:00:00 | -142.44 | 4.4107 | 18.88
2016-03-25 15:00:00 | -141.5 | 4.3682 | 18.72
2016-03-25 16:00:00 | -144.1 | 4.5382 | 19.36
2016-03-25 17:00:00 | -147.44 | 4.7082 | 20
2016-03-25 18:00:00 | -151.08 | 4.9208 | 20.8
2016-03-25 19:00:00 | -150.95 | 5.0483 | 21.28
2016-03-25 20:00:00 | -149.48 | 5.0058 | 21.12
2016-03-25 21:00:00 | -148.12 | 4.9633 | 20.96
2016-03-25 22:00:00 | -148 | 4.9633 | 20.96
2016-03-25 23:00:00 | -146.07 | 4.8358 | 20.48
2016-03-26 00:00:00 | -142.08 | 4.7082 | 20
2016-03-26 01:00:00 | -139.11 | 4.5382 | 19.36
2016-03-26 02:00:00 | -138 | 4.5807 | 19.52
2016-03-26 03:00:00 | -138 | 4.9633 | 20.96
2016-03-26 04:00:00 | -138.01 | 5.5159 | 23.04
2016-03-26 05:00:00 | -138.01 | 6.1535 | 25.44
2016-03-26 06:00:00 | -139.69 | 6.026 | 24.96
2016-03-26 07:00:00 | -140.49 | 5.8135 | 24.16
2016-03-26 08:00:00 | -142 | 5.0483 | 21.28
2016-03-26 09:00:00 | -139.6 | 4.4532 | 19.04
2016-03-26 10:00:00 | -137.97 | 4.0706 | 17.6
2016-03-26 11:00:00 | -137.06 | 3.5605 | 15.68
2016-03-26 12:00:00 | -136.07 | 3.0079 | 13.6
2016-03-26 13:00:00 | -134.28 | 2.7528 | 12.64
2016-03-26 14:00:00 | -133.75 | 2.4553 | 11.52
2016-03-26 15:00:00 | -133.85 | 2.2427 | 10.72
2016-03-26 16:00:00 | -137.39 | 2.4978 | 11.68
2016-03-26 17:00:00 | -139.32 | 2.8804 | 13.12
2016-03-26 18:00:00 | -140.12 | 3.9856 | 17.28
2016-03-26 19:00:00 | -138.75 | 4.5382 | 19.36
2016-03-26 20:00:00 | -135.99 | 4.7082 | 20
2016-03-26 21:00:00 | -135.91 | 4.7507 | 20.16
2016-03-26 22:00:00 | -132.66 | 5.1758 | 21.76
2016-03-26 23:00:00 | -125.33 | 5.4734 | 22.88
2016-03-27 00:00:00 | -121.04 | 5.3884 | 22.56
2016-03-27 01:00:00 | -124.1 | 5.6859 | 23.68
2016-03-27 02:00:00 | -122.02 | 6.026 | 24.96
2016-03-27 03:00:00 | -122.02 | 6.026 | 24.96
2016-03-27 04:00:00 | -118.91 | 5.7284 | 23.84
2016-03-27 05:00:00 | -122.63 | 5.8135 | 24.16
2016-03-27 06:00:00 | -125.5 | 5.5584 | 23.2
2016-03-27 07:00:00 | -126.91 | 4.7082 | 20
2016-03-27 08:00:00 | -128.99 | 4.0281 | 17.44
2016-03-27 09:00:00 | -129.16 | 3.433 | 15.2
2016-03-27 10:00:00 | -129.49 | 2.6678 | 12.32
2016-03-27 11:00:00 | -127.19 | 1.9877 | 9.76
2016-03-27 12:00:00 | -124.49 | 1.6051 | 8.32
2016-03-27 13:00:00 | -124.92 | 1.18 | 6.72
2016-03-27 14:00:00 | -125.47 | 1.18 | 6.72
2016-03-27 15:00:00 | -131.06 | 1.6901 | 8.64
2016-03-27 16:00:00 | -132.94 | 2.0727 | 10.08
2016-03-27 17:00:00 | -137.6 | 2.6678 | 12.32
2016-03-27 18:00:00 | -140.86 | 3.433 | 15.2
2016-03-27 19:00:00 | -138.36 | 3.9006 | 16.96
2016-03-27 20:00:00 | -137.98 | 4.1556 | 17.92
2016-03-27 21:00:00 | -136.5 | 4.4532 | 19.04
2016-03-27 22:00:00 | -130.88 | 4.7933 | 20.32
2016-03-27 23:00:00 | -126.28 | 5.0483 | 21.28
2016-03-28 00:00:00 | -125.43 | 5.3884 | 22.56
2016-03-28 01:00:00 | -124.5 | 5.5159 | 23.04
2016-03-28 02:00:00 | -123.27 | 5.6009 | 23.36
2016-03-28 03:00:00 | -124.28 | 5.6859 | 23.68
2016-03-28 04:00:00 | -123.86 | 5.6859 | 23.68
2016-03-28 05:00:00 | -123.96 | 6.026 | 24.96
2016-03-28 06:00:00 | -121.99 | 5.6434 | 23.52
2016-03-28 07:00:00 | -121.41 | 4.7507 | 20.16
2016-03-28 08:00:00 | -120.68 | 3.8581 | 16.8
2016-03-28 09:00:00 | -118.07 | 2.8378 | 12.96
2016-03-28 10:00:00 | -113.99 | 2.2427 | 10.72
2016-03-28 11:00:00 | -89.32 | 1.8601 | 9.28
2016-03-28 12:00:00 | -79.55 | 1.5201 | 8
2016-03-28 13:00:00 | -98.08 | 1.18 | 6.72
2016-03-28 14:00:00 | -104.18 | 1.5626 | 8.16
2016-03-28 15:00:00 | -113.8 | 1.4776 | 7.84
2016-03-28 16:00:00 | -125.45 | 1.8176 | 9.12
2016-03-28 17:00:00 | -129.79 | 2.8804 | 13.12
2016-03-28 18:00:00 | -135.02 | 2.9229 | 13.28
2016-03-28 19:00:00 | -129.47 | 3.1354 | 14.08
2016-03-28 20:00:00 | -134.29 | 3.1354 | 14.08
2016-03-28 21:00:00 | -130.98 | 3.3905 | 15.04
2016-03-28 22:00:00 | -129.51 | 3.6455 | 16
2016-03-28 23:00:00 | -127.14 | 3.6455 | 16
2016-03-29 00:00:00 | -129.95 | 4.0281 | 17.44
2016-03-29 01:00:00 | -127.23 | 4.8358 | 20.48
2016-03-29 02:00:00 | -126.3 | 5.0058 | 21.12
2016-03-29 03:00:00 | -131.49 | 5.2608 | 22.08
2016-03-29 04:00:00 | -143.35 | 5.0908 | 21.44
2016-03-29 05:00:00 | -149.52 | 5.4734 | 22.88
2016-03-29 06:00:00 | -149.43 | 5.1758 | 21.76
2016-03-29 07:00:00 | -144.37 | 5.0483 | 21.28
2016-03-29 08:00:00 | -139.76 | 5.6859 | 23.68
2016-03-29 09:00:00 | -139.06 | 5.8135 | 24.16
2016-03-29 10:00:00 | -138.43 | 5.5159 | 23.04
2016-03-29 11:00:00 | -137.99 | 5.0908 | 21.44
2016-03-29 12:00:00 | -137.08 | 4.4532 | 19.04
2016-03-29 13:00:00 | -137.05 | 3.603 | 15.84
2016-03-29 14:00:00 | -137.14 | 3.9856 | 17.28
2016-03-29 15:00:00 | -139.48 | 4.0281 | 17.44
2016-03-29 16:00:00 | -148.07 | 4.1981 | 18.08
2016-03-29 17:00:00 | -153.79 | 4.4107 | 18.88
2016-03-29 18:00:00 | -157.54 | 5.1333 | 21.6
2016-03-29 19:00:00 | -150.64 | 5.3459 | 22.4
2016-03-29 20:00:00 | -146.56 | 5.6434 | 23.52
2016-03-29 21:00:00 | -140.72 | 5.4309 | 22.72
2016-03-29 22:00:00 | -142.9 | 5.6009 | 23.36
2016-03-29 23:00:00 | -140 | 5.9835 | 24.8
2016-03-30 00:00:00 | -138.87 | 6.196 | 25.6
2016-03-30 01:00:00 | -137.92 | 6.6211 | 27.2
2016-03-30 02:00:00 | -138.18 | 6.4936 | 26.72
2016-03-30 03:00:00 | -139.65 | 6.3661 | 26.24
2016-03-30 04:00:00 | -147.6 | 6.6636 | 27.36
2016-03-30 05:00:00 | -147.89 | 6.3661 | 26.24
2016-03-30 06:00:00 | -145.95 | 6.111 | 25.28
2016-03-30 07:00:00 | -149.93 | 5.856 | 24.32
2016-03-30 08:00:00 | -147.65 | 5.5159 | 23.04
2016-03-30 09:00:00 | -145.16 | 5.5159 | 23.04
2016-03-30 10:00:00 | -144.89 | 4.9633 | 20.96
2016-03-30 11:00:00 | -140.25 | 3.9856 | 17.28
2016-03-30 12:00:00 | -140.3 | 3.348 | 14.88
2016-03-30 13:00:00 | -140.23 | 4.6657 | 19.84
2016-03-30 14:00:00 | -143.64 | 3.433 | 15.2
2016-03-30 15:00:00 | -147.04 | 3.0079 | 13.6
2016-03-30 16:00:00 | -149.9 | 2.9654 | 13.44
2016-03-30 17:00:00 | -155.42 | 3.5605 | 15.68
2016-03-30 18:00:00 | -155 | 4.3257 | 18.56
2016-03-30 19:00:00 | -152.65 | 4.9208 | 20.8
2016-03-30 20:00:00 | -148.38 | 5.3034 | 22.24
2016-03-30 21:00:00 | -145.25 | 5.3034 | 22.24
2016-03-30 22:00:00 | -141.34 | 5.6434 | 23.52
2016-03-30 23:00:00 | -140.27 | 5.9835 | 24.8
2016-03-31 00:00:00 | -139.5 | 6.1535 | 25.44
2016-03-31 01:00:00 | -139.11 | 6.3236 | 26.08
2016-03-31 02:00:00 | -139.29 | 6.4086 | 26.4
2016-03-31 03:00:00 | -140.86 | 6.1535 | 25.44
2016-03-31 04:00:00 | -147.08 | 6.0685 | 25.12
2016-03-31 05:00:00 | -154.09 | 6.3661 | 26.24
2016-03-31 06:00:00 | -158.96 | 6.1535 | 25.44
2016-03-31 07:00:00 | -154.46 | 5.5159 | 23.04
2016-03-31 08:00:00 | -152.64 | 5.0058 | 21.12
2016-03-31 09:00:00 | -151.95 | 4.6232 | 19.68
2016-03-31 10:00:00 | -148.03 | 4.4107 | 18.88
2016-03-31 11:00:00 | -148.03 | 4.3257 | 18.56
2016-03-31 12:00:00 | -145.92 | 3.6455 | 16
2016-03-31 13:00:00 | -143.12 | 3.6455 | 16
2016-03-31 14:00:00 | -142.73 | 3.8581 | 16.8
2016-03-31 15:00:00 | -142.93 | 3.8581 | 16.8
2016-03-31 16:00:00 | -145.44 | 3.9856 | 17.28
2016-03-31 17:00:00 | -149.07 | 4.2831 | 18.4
2016-03-31 18:00:00 | -149.99 | 4.7933 | 20.32
2016-03-31 19:00:00 | -143.35 | 4.7933 | 20.32
2016-03-31 20:00:00 | -143.23 | 4.9633 | 20.96
2016-03-31 21:00:00 | -141.22 | 5.0908 | 21.44
2016-03-31 22:00:00 | -139.35 | 5.3034 | 22.24
2016-03-31 23:00:00 | -138.98 | 5.3459 | 22.4
2016-04-01 00:00:00 | -139.19 | 5.5159 | 23.04
2016-04-01 01:00:00 | -138.64 | 5.6009 | 23.36
2016-04-01 02:00:00 | -139.13 | 5.771 | 24
2016-04-01 03:00:00 | -139.78 | 6.026 | 24.96
2016-04-01 04:00:00 | -147.73 | 6.3236 | 26.08
2016-04-01 05:00:00 | -154.5 | 6.4086 | 26.4
2016-04-01 06:00:00 | -158.44 | 6.3661 | 26.24
2016-04-01 07:00:00 | -156.39 | 6.111 | 25.28
2016-04-01 08:00:00 | -152.57 | 5.2183 | 21.92
2016-04-01 09:00:00 | -148.55 | 4.7933 | 20.32
2016-04-01 10:00:00 | -143.79 | 4.1981 | 18.08
2016-04-01 11:00:00 | -141.09 | 3.8581 | 16.8
2016-04-01 12:00:00 | -141.13 | 3.688 | 16.16
2016-04-01 13:00:00 | -141 | 3.3905 | 15.04
2016-04-01 14:00:00 | -140.45 | 3.1354 | 14.08
2016-04-01 15:00:00 | -142.28 | 3.0929 | 13.92
2016-04-01 16:00:00 | -149.91 | 3.1354 | 14.08
2016-04-01 17:00:00 | -151.9 | 3.518 | 15.52
2016-04-01 18:00:00 | -153.85 | 4.4957 | 19.2
2016-04-01 19:00:00 | -149.3 | 4.7507 | 20.16
2016-04-01 20:00:00 | -142.33 | 5.941 | 24.64
2016-04-01 21:00:00 | -144.03 | 5.2183 | 21.92
2016-04-01 22:00:00 | -139.82 | 5.5584 | 23.2
2016-04-01 23:00:00 | -139.31 | 6.8337 | 28
2016-04-02 00:00:00 | -139.1 | 6.8762 | 28.16
2016-04-02 01:00:00 | -137.84 | 7.0887 | 28.96
2016-04-02 02:00:00 | -137.91 | 7.3013 | 29.76
2016-04-02 03:00:00 | -138.09 | 6.3236 | 26.08
2016-04-02 04:00:00 | -138.19 | 6.4936 | 26.72
2016-04-02 05:00:00 | -140.29 | 6.6636 | 27.36
2016-04-02 06:00:00 | -140.51 | 5.941 | 24.64
2016-04-02 07:00:00 | -140.04 | 5.1758 | 21.76
2016-04-02 08:00:00 | -138.81 | 4.5807 | 19.52
2016-04-02 09:00:00 | -137.55 | 3.5605 | 15.68
2016-04-02 10:00:00 | -136.12 | 2.7528 | 12.64
2016-04-02 11:00:00 | -135.06 | 2.2002 | 10.56
2016-04-02 12:00:00 | -132.06 | 1.6476 | 8.48
2016-04-02 13:00:00 | -134.05 | 1.4776 | 7.84
2016-04-02 14:00:00 | -136.73 | 1.18 | 6.72
2016-04-02 15:00:00 | -138.12 | 1.3075 | 7.2
2016-04-02 16:00:00 | -141.41 | 1.3925 | 7.52
2016-04-02 17:00:00 | -146.2 | 1.9027 | 9.44
2016-04-02 18:00:00 | -148.43 | 2.6678 | 12.32
2016-04-02 19:00:00 | -148.1 | 3.0504 | 13.76
2016-04-02 20:00:00 | -144.79 | 3.8581 | 16.8
2016-04-02 21:00:00 | -139.43 | 4.0281 | 17.44
2016-04-02 22:00:00 | -137.59 | 4.3257 | 18.56
2016-04-02 23:00:00 | -136.07 | 4.6232 | 19.68
2016-04-03 00:00:00 | -135.5 | 4.6232 | 19.68
2016-04-03 01:00:00 | -133.29 | 4.9633 | 20.96
2016-04-03 02:00:00 | -133.68 | 5.0058 | 21.12
2016-04-03 03:00:00 | -133.59 | 5.3884 | 22.56
2016-04-03 04:00:00 | -131.32 | 5.5584 | 23.2
2016-04-03 05:00:00 | -132.6 | 5.5584 | 23.2
2016-04-03 06:00:00 | -135.48 | 5.3459 | 22.4
2016-04-03 07:00:00 | -136.55 | 4.3257 | 18.56
2016-04-03 08:00:00 | -135.36 | 3.5605 | 15.68
2016-04-03 09:00:00 | -135.67 | 2.4128 | 11.36
2016-04-03 10:00:00 | -133.48 | 2.0302 | 9.92
2016-04-03 11:00:00 | -132.8 | 1.18 | 6.72
2016-04-03 12:00:00 | -130.75 | 1.18 | 6.72
2016-04-03 13:00:00 | -130.18 | 1.18 | 6.72
2016-04-03 14:00:00 | -131.02 | 1.18 | 6.72
2016-04-03 15:00:00 | -133.77 | 1.18 | 6.72
2016-04-03 16:00:00 | -139.19 | 1.18 | 6.72
2016-04-03 17:00:00 | -141.15 | 1.18 | 6.72
2016-04-03 18:00:00 | -143.28 | 1.3075 | 7.2
2016-04-03 19:00:00 | -143.01 | 1.265 | 7.04
2016-04-03 20:00:00 | -142.32 | 1.5626 | 8.16
2016-04-03 21:00:00 | -138.9 | 1.7326 | 8.8
2016-04-03 22:00:00 | -139 | 2.7953 | 12.8
2016-04-03 23:00:00 | -137.59 | 2.5403 | 11.84
2016-04-04 00:00:00 | -137.15 | 2.6253 | 12.16
2016-04-04 01:00:00 | -136.75 | 2.7103 | 12.48
2016-04-04 02:00:00 | -136.72 | 3.2204 | 14.4
2016-04-04 03:00:00 | -138.39 | 3.433 | 15.2
2016-04-04 04:00:00 | -147.1 | 3.2629 | 14.56
2016-04-04 05:00:00 | -152.19 | 3.0504 | 13.76
2016-04-04 06:00:00 | -153.42 | 2.9654 | 13.44
2016-04-04 07:00:00 | -151.5 | 2.9654 | 13.44
2016-04-04 08:00:00 | -147.62 | 2.1577 | 10.4
2016-04-04 09:00:00 | -143.1 | 1.3075 | 7.2
2016-04-04 10:00:00 | -141.37 | 1.18 | 6.72
2016-04-04 11:00:00 | -141.83 | 1.18 | 6.72
2016-04-04 12:00:00 | -141.93 | 1.18 | 6.72
2016-04-04 13:00:00 | -141.04 | 1.18 | 6.72
2016-04-04 14:00:00 | -145.42 | 1.18 | 6.72
2016-04-04 15:00:00 | -147.25 | 1.18 | 6.72
2016-04-04 16:00:00 | -150.96 | 1.18 | 6.72
2016-04-04 17:00:00 | -153.05 | 1.18 | 6.72
2016-04-04 18:00:00 | -154.1 | 1.18 | 6.72
2016-04-04 19:00:00 | -153.6 | 1.18 | 6.72
2016-04-04 20:00:00 | -148.3 | 2.1152 | 10.24
2016-04-04 21:00:00 | -143.96 | 2.2427 | 10.72
2016-04-04 22:00:00 | -139.39 | 1.4351 | 7.68
2016-04-04 23:00:00 | -138.8 | 2.7953 | 12.8
2016-04-05 00:00:00 | -138.76 | 2.7953 | 12.8
2016-04-05 01:00:00 | -138.31 | 3.3054 | 14.72
2016-04-05 02:00:00 | -138.34 | 3.0079 | 13.6
2016-04-05 03:00:00 | -139.79 | 3.603 | 15.84
2016-04-05 04:00:00 | -145.84 | 3.9431 | 17.12
2016-04-05 05:00:00 | -150.76 | 4.1131 | 17.76
2016-04-05 06:00:00 | -153.18 | 3.5605 | 15.68
2016-04-05 07:00:00 | -152.92 | 2.9229 | 13.28
2016-04-05 08:00:00 | -152.1 | 2.2852 | 10.88
2016-04-05 09:00:00 | -150.93 | 1.4351 | 7.68
2016-04-05 10:00:00 | -147.52 | 1.18 | 6.72
2016-04-05 11:00:00 | -144.58 | 1.18 | 6.72
2016-04-05 12:00:00 | -142.74 | 1.18 | 6.72
2016-04-05 13:00:00 | -142.19 | 1.18 | 6.72
2016-04-05 14:00:00 | -141.96 | 1.18 | 6.72
2016-04-05 15:00:00 | -145.05 | 1.18 | 6.72
2016-04-05 16:00:00 | -147.79 | 1.18 | 6.72
2016-04-05 17:00:00 | -148.66 | 1.18 | 6.72
2016-04-05 18:00:00 | -148.04 | 1.18 | 6.72
2016-04-05 19:00:00 | -146 | 1.18 | 6.72
2016-04-05 20:00:00 | -143.32 | 1.18 | 6.72
2016-04-05 21:00:00 | -139.97 | 1.4776 | 7.84
2016-04-05 22:00:00 | -138 | 1.6901 | 8.64
2016-04-05 23:00:00 | -137.2 | 2.9229 | 13.28
2016-04-06 00:00:00 | -137.06 | 3.4755 | 15.36
2016-04-06 01:00:00 | -136.95 | 3.7305 | 16.32
2016-04-06 02:00:00 | -137.02 | 3.603 | 15.84
2016-04-06 03:00:00 | -138 | 3.688 | 16.16
2016-04-06 04:00:00 | -142.33 | 3.9006 | 16.96
2016-04-06 05:00:00 | -150.97 | 4.0706 | 17.6
2016-04-06 06:00:00 | -152.24 | 4.1981 | 18.08
2016-04-06 07:00:00 | -143.98 | 3.518 | 15.52
2016-04-06 08:00:00 | -141.24 | 3.2629 | 14.56
2016-04-06 09:00:00 | -139.97 | 2.7953 | 12.8
2016-04-06 10:00:00 | -139.25 | 2.4128 | 11.36
2016-04-06 11:00:00 | -138.02 | 2.7528 | 12.64
2016-04-06 12:00:00 | -137.75 | 2.2852 | 10.88
2016-04-06 13:00:00 | -137.85 | 2.0727 | 10.08
2016-04-06 14:00:00 | -138.09 | 2.0727 | 10.08
2016-04-06 15:00:00 | -139.59 | 1.7326 | 8.8
2016-04-06 16:00:00 | -141.1 | 1.7326 | 8.8
2016-04-06 17:00:00 | -144.71 | 2.2002 | 10.56
2016-04-06 18:00:00 | -146.26 | 3.348 | 14.88
2016-04-06 19:00:00 | -141.23 | 3.9431 | 17.12
2016-04-06 20:00:00 | -139.06 | 3.9856 | 17.28
2016-04-06 21:00:00 | -137.01 | 4.1556 | 17.92
2016-04-06 22:00:00 | -134.42 | 3.688 | 16.16
2016-04-06 23:00:00 | -134 | 3.4755 | 15.36
2016-04-07 00:00:00 | -131.46 | 3.0929 | 13.92
2016-04-07 01:00:00 | -130.57 | 3.3054 | 14.72
2016-04-07 02:00:00 | -131.49 | 3.3054 | 14.72
2016-04-07 03:00:00 | -135.37 | 3.8155 | 16.64
2016-04-07 04:00:00 | -140.62 | 4.2831 | 18.4
2016-04-07 05:00:00 | -146.4 | 4.3682 | 18.72
2016-04-07 06:00:00 | -149.31 | 4.1556 | 17.92
2016-04-07 07:00:00 | -144.33 | 4.0706 | 17.6
2016-04-07 08:00:00 | -139.55 | 3.433 | 15.2
2016-04-07 09:00:00 | -139.56 | 3.0504 | 13.76
2016-04-07 10:00:00 | -140.32 | 2.5403 | 11.84
2016-04-07 11:00:00 | -139.6 | 2.6253 | 12.16
2016-04-07 12:00:00 | -140.57 | 2.8378 | 12.96
2016-04-07 13:00:00 | -139.86 | 2.9229 | 13.28
2016-04-07 14:00:00 | -139.94 | 3.348 | 14.88
2016-04-07 15:00:00 | -140.73 | 3.9431 | 17.12
2016-04-07 16:00:00 | -146.59 | 3.3054 | 14.72
2016-04-07 17:00:00 | -149.11 | 3.3905 | 15.04
2016-04-07 18:00:00 | -150.68 | 4.2406 | 18.24
2016-04-07 19:00:00 | -147.41 | 4.7933 | 20.32
2016-04-07 20:00:00 | -146.27 | 5.0908 | 21.44
2016-04-07 21:00:00 | -141.54 | 5.4309 | 22.72
2016-04-07 22:00:00 | -141.39 | 5.856 | 24.32
2016-04-07 23:00:00 | -139.69 | 6.1535 | 25.44
2016-04-08 00:00:00 | -139.18 | 6.3661 | 26.24
2016-04-08 01:00:00 | -138.52 | 6.2811 | 25.92
2016-04-08 02:00:00 | -139.04 | 6.4086 | 26.4
2016-04-08 03:00:00 | -139.72 | 6.3236 | 26.08
2016-04-08 04:00:00 | -147.12 | 6.2811 | 25.92
2016-04-08 05:00:00 | -153 | 6.5361 | 26.88
2016-04-08 06:00:00 | -156.2 | 5.856 | 24.32
2016-04-08 07:00:00 | -155.55 | 5.0058 | 21.12
2016-04-08 08:00:00 | -152.22 | 4.2406 | 18.24
2016-04-08 09:00:00 | -150.96 | 3.5605 | 15.68
2016-04-08 10:00:00 | -147.74 | 2.8804 | 13.12
2016-04-08 11:00:00 | -145.9 | 2.5828 | 12
2016-04-08 12:00:00 | -144.36 | 2.4128 | 11.36
2016-04-08 13:00:00 | -142.66 | 2.5828 | 12
2016-04-08 14:00:00 | -141.95 | 2.1577 | 10.4
2016-04-08 15:00:00 | -145.03 | 2.6253 | 12.16
2016-04-08 16:00:00 | -147.58 | 2.7528 | 12.64
2016-04-08 17:00:00 | -150.22 | 3.0504 | 13.76
2016-04-08 18:00:00 | -149.96 | 3.7305 | 16.32
2016-04-08 19:00:00 | -148.66 | 4.5807 | 19.52
2016-04-08 20:00:00 | -148.68 | 4.5807 | 19.52
2016-04-08 21:00:00 | -147 | 5.3034 | 22.24
2016-04-08 22:00:00 | -146.45 | 5.8135 | 24.16
2016-04-08 23:00:00 | -142.18 | 5.9835 | 24.8
2016-04-09 00:00:00 | -141.28 | 6.196 | 25.6
2016-04-09 01:00:00 | -139.84 | 6.4511 | 26.56
2016-04-09 02:00:00 | -139.46 | 6.4086 | 26.4
2016-04-09 03:00:00 | -139.72 | 6.7061 | 27.52
2016-04-09 04:00:00 | -140.42 | 7.0887 | 28.96
2016-04-09 05:00:00 | -141.42 | 7.2588 | 29.6
2016-04-09 06:00:00 | -145.21 | 5.4734 | 22.88
2016-04-09 07:00:00 | -143.12 | 4.5382 | 19.36
2016-04-09 08:00:00 | -140.76 | 3.9431 | 17.12
2016-04-09 09:00:00 | -140.58 | 3.433 | 15.2
2016-04-09 10:00:00 | -139.83 | 2.9654 | 13.44
2016-04-09 11:00:00 | -138.81 | 2.5403 | 11.84
2016-04-09 12:00:00 | -137.94 | 2.5828 | 12
2016-04-09 13:00:00 | -138.35 | 2.2427 | 10.72
2016-04-09 14:00:00 | -138.3 | 2.1577 | 10.4
2016-04-09 15:00:00 | -140.27 | 2.4553 | 11.52
2016-04-09 16:00:00 | -144.91 | 2.6253 | 12.16
2016-04-09 17:00:00 | -147.62 | 3.0929 | 13.92
2016-04-09 18:00:00 | -149.81 | 3.8155 | 16.64
2016-04-09 19:00:00 | -147.56 | 4.3257 | 18.56
2016-04-09 20:00:00 | -145.44 | 4.7507 | 20.16
2016-04-09 21:00:00 | -142 | 5.0908 | 21.44
2016-04-09 22:00:00 | -139.13 | 5.2183 | 21.92
2016-04-09 23:00:00 | -138.03 | 5.3459 | 22.4
2016-04-10 00:00:00 | -137.25 | 5.6434 | 23.52
2016-04-10 01:00:00 | -136.96 | 5.8135 | 24.16
2016-04-10 02:00:00 | -137.02 | 5.941 | 24.64
2016-04-10 03:00:00 | -136.88 | 6.026 | 24.96
2016-04-10 04:00:00 | -137.15 | 5.771 | 24
2016-04-10 05:00:00 | -137.19 | 5.6434 | 23.52
2016-04-10 06:00:00 | -138.22 | 5.3884 | 22.56
2016-04-10 07:00:00 | -138.97 | 4.9208 | 20.8
2016-04-10 08:00:00 | -139 | 4.6657 | 19.84
2016-04-10 09:00:00 | -138.59 | 4.4957 | 19.2
2016-04-10 10:00:00 | -137.29 | 4.2831 | 18.4
2016-04-10 11:00:00 | -134.89 | 4.0281 | 17.44
2016-04-10 12:00:00 | -132.25 | 3.9006 | 16.96
2016-04-10 13:00:00 | -131.61 | 3.9006 | 16.96
2016-04-10 14:00:00 | -130.06 | 3.9856 | 17.28
2016-04-10 15:00:00 | -134.67 | 3.9431 | 17.12
2016-04-10 16:00:00 | -138.78 | 3.8155 | 16.64
2016-04-10 17:00:00 | -140.47 | 3.8155 | 16.64
2016-04-10 18:00:00 | -142.55 | 4.4532 | 19.04
2016-04-10 19:00:00 | -141 | 5.3459 | 22.4
2016-04-10 20:00:00 | -139.84 | 5.7284 | 23.84
2016-04-10 21:00:00 | -137.57 | 5.9835 | 24.8
2016-04-10 22:00:00 | -134.35 | 6.1535 | 25.44
2016-04-10 23:00:00 | -131.7 | 5.4309 | 22.72
2016-04-11 00:00:00 | -130.81 | 5.3884 | 22.56
2016-04-11 01:00:00 | -128.66 | 5.3034 | 22.24
2016-04-11 02:00:00 | -131.09 | 5.3884 | 22.56
2016-04-11 03:00:00 | -136.55 | 5.7284 | 23.84
2016-04-11 04:00:00 | -143.49 | 5.6009 | 23.36
2016-04-11 05:00:00 | -150 | 5.3884 | 22.56
2016-04-11 06:00:00 | -152.61 | 5.0483 | 21.28
2016-04-11 07:00:00 | -146.98 | 4.6232 | 19.68
2016-04-11 08:00:00 | -143.63 | 4.3257 | 18.56
2016-04-11 09:00:00 | -141.1 | 3.7305 | 16.32
2016-04-11 10:00:00 | -140.59 | 3.1354 | 14.08
2016-04-11 11:00:00 | -140.51 | 2.4128 | 11.36
2016-04-11 12:00:00 | -140.12 | 1.9877 | 9.76
2016-04-11 13:00:00 | -139.83 | 1.6051 | 8.32
2016-04-11 14:00:00 | -140.11 | 1.6901 | 8.64
2016-04-11 15:00:00 | -141.68 | 1.7751 | 8.96
2016-04-11 16:00:00 | -146.47 | 2.6678 | 12.32
2016-04-11 17:00:00 | -149.27 | 3.1354 | 14.08
2016-04-11 18:00:00 | -150.56 | 3.3905 | 15.04
2016-04-11 19:00:00 | -149.49 | 3.773 | 16.48
2016-04-11 20:00:00 | -145.86 | 4.0281 | 17.44
2016-04-11 21:00:00 | -142.8 | 4.2406 | 18.24
2016-04-11 22:00:00 | -140.8 | 4.4107 | 18.88
2016-04-11 23:00:00 | -140.2 | 4.5382 | 19.36
2016-04-12 00:00:00 | -139.69 | 4.6232 | 19.68
2016-04-12 01:00:00 | -139.05 | 4.6232 | 19.68
2016-04-12 02:00:00 | -139.32 | 4.7082 | 20
2016-04-12 03:00:00 | -140.15 | 4.7082 | 20
2016-04-12 04:00:00 | -146.98 | 4.7933 | 20.32
2016-04-12 05:00:00 | -154 | 4.8358 | 20.48
2016-04-12 06:00:00 | -156.94 | 4.7507 | 20.16
2016-04-12 07:00:00 | -155.6 | 4.4107 | 18.88
2016-04-12 08:00:00 | -152 | 3.9856 | 17.28
2016-04-12 09:00:00 | -149.02 | 3.348 | 14.88
2016-04-12 10:00:00 | -145.97 | 3.0929 | 13.92
2016-04-12 11:00:00 | -144.41 | 3.0929 | 13.92
2016-04-12 12:00:00 | -142.59 | 3.1779 | 14.24
2016-04-12 13:00:00 | -142.18 | 3.603 | 15.84
2016-04-12 14:00:00 | -143.13 | 3.4755 | 15.36
2016-04-12 15:00:00 | -145.26 | 3.348 | 14.88
2016-04-12 16:00:00 | -149.32 | 3.1779 | 14.24
2016-04-12 17:00:00 | -152.62 | 3.2204 | 14.4
2016-04-12 18:00:00 | -152.95 | 3.348 | 14.88
2016-04-12 19:00:00 | -150.24 | 3.603 | 15.84
2016-04-12 20:00:00 | -148 | 3.603 | 15.84
2016-04-12 21:00:00 | -142.1 | 3.688 | 16.16
2016-04-12 22:00:00 | -140.93 | 3.8155 | 16.64
2016-04-12 23:00:00 | -139.68 | 4.0281 | 17.44
2016-04-13 00:00:00 | -139.68 | 4.0281 | 17.44
2016-04-13 01:00:00 | -139.41 | 4.0706 | 17.6
2016-04-13 02:00:00 | -139.71 | 4.0706 | 17.6
2016-04-13 03:00:00 | -140.77 | 4.4532 | 19.04
2016-04-13 04:00:00 | -149.35 | 4.8358 | 20.48
2016-04-13 05:00:00 | -152.99 | 4.6657 | 19.84
2016-04-13 06:00:00 | -157.41 | 4.4532 | 19.04
2016-04-13 07:00:00 | -153.06 | 4.0281 | 17.44
2016-04-13 08:00:00 | -151.23 | 3.6455 | 16
2016-04-13 09:00:00 | -149.94 | 2.6678 | 12.32
2016-04-13 10:00:00 | -146.9 | 2.1577 | 10.4
2016-04-13 11:00:00 | -145.01 | 1.6476 | 8.48
2016-04-13 12:00:00 | -143.96 | 1.3075 | 7.2
2016-04-13 13:00:00 | -144 | 1.3925 | 7.52
2016-04-13 14:00:00 | -144.33 | 1.3925 | 7.52
2016-04-13 15:00:00 | -147 | 1.6476 | 8.48
2016-04-13 16:00:00 | -150.37 | 1.3075 | 7.2
2016-04-13 17:00:00 | -151.86 | 1.9877 | 9.76
2016-04-13 18:00:00 | -152.42 | 3.1354 | 14.08
2016-04-13 19:00:00 | -149.31 | 3.688 | 16.16
2016-04-13 20:00:00 | -146 | 4.4107 | 18.88
2016-04-13 21:00:00 | -141.59 | 4.7082 | 20
2016-04-13 22:00:00 | -141.35 | 4.7507 | 20.16
2016-04-13 23:00:00 | -139.93 | 4.9208 | 20.8
2016-04-14 00:00:00 | -139.18 | 4.7933 | 20.32
2016-04-14 01:00:00 | -138.94 | 4.7082 | 20
2016-04-14 02:00:00 | -139.06 | 4.6657 | 19.84
2016-04-14 03:00:00 | -139.74 | 4.6232 | 19.68
2016-04-14 04:00:00 | -145 | 4.6657 | 19.84
2016-04-14 05:00:00 | -150.03 | 4.7933 | 20.32
2016-04-14 06:00:00 | -155.28 | 4.8358 | 20.48
2016-04-14 07:00:00 | -152.59 | 4.7507 | 20.16
2016-04-14 08:00:00 | -148.91 | 4.3682 | 18.72
2016-04-14 09:00:00 | -146.08 | 3.773 | 16.48
2016-04-14 10:00:00 | -144.4 | 3.1354 | 14.08
2016-04-14 11:00:00 | -143.05 | 2.7953 | 12.8
2016-04-14 12:00:00 | -141.83 | 2.8804 | 13.12
2016-04-14 13:00:00 | -141.44 | 2.4978 | 11.68
2016-04-14 14:00:00 | -141.22 | 2.8378 | 12.96
2016-04-14 15:00:00 | -142.2 | 2.5403 | 11.84
2016-04-14 16:00:00 | -145.25 | 3.3054 | 14.72
2016-04-14 17:00:00 | -150.51 | 3.773 | 16.48
2016-04-14 18:00:00 | -149.98 | 4.4532 | 19.04
2016-04-14 19:00:00 | -149.53 | 5.3034 | 22.24
2016-04-14 20:00:00 | -146.33 | 5.856 | 24.32
2016-04-14 21:00:00 | -141.9 | 6.111 | 25.28
2016-04-14 22:00:00 | -140.1 | 6.196 | 25.6
2016-04-14 23:00:00 | -139.31 | 6.4511 | 26.56
2016-04-15 00:00:00 | -138.45 | 6.7487 | 27.68
2016-04-15 01:00:00 | -138.14 | 6.4511 | 26.56
2016-04-15 02:00:00 | -138.34 | 6.4086 | 26.4
2016-04-15 03:00:00 | -139.08 | 7.0037 | 28.64
2016-04-15 04:00:00 | -143 | 7.1312 | 29.12
2016-04-15 05:00:00 | -149.69 | 6.196 | 25.6
2016-04-15 06:00:00 | -152.7 | 5.3884 | 22.56
2016-04-15 07:00:00 | -151.02 | 4.7933 | 20.32
2016-04-15 08:00:00 | -148.98 | 3.773 | 16.48
2016-04-15 09:00:00 | -147.94 | 2.7953 | 12.8
2016-04-15 10:00:00 | -146 | 2.2427 | 10.72
2016-04-15 11:00:00 | -141.82 | 1.9452 | 9.6
2016-04-15 12:00:00 | -140.81 | 2.2002 | 10.56
2016-04-15 13:00:00 | -139.36 | 2.1152 | 10.24
2016-04-15 14:00:00 | -139.32 | 3.2204 | 14.4
2016-04-15 15:00:00 | -140.51 | 3.3054 | 14.72
2016-04-15 16:00:00 | -141.94 | 3.3054 | 14.72
2016-04-15 17:00:00 | -144.34 | 3.2629 | 14.56
2016-04-15 18:00:00 | -146.08 | 3.4755 | 15.36
2016-04-15 19:00:00 | -145.08 | 3.6455 | 16
2016-04-15 20:00:00 | -143 | 4.1981 | 18.08
2016-04-15 21:00:00 | -142.69 | 4.0281 | 17.44
2016-04-15 22:00:00 | -139.3 | 4.3257 | 18.56
2016-04-15 23:00:00 | -137.7 | 4.4107 | 18.88
2016-04-16 00:00:00 | -137.24 | 4.4957 | 19.2
2016-04-16 01:00:00 | -136.28 | 4.7507 | 20.16
2016-04-16 02:00:00 | -135.19 | 4.6657 | 19.84
2016-04-16 03:00:00 | -136.76 | 5.0058 | 21.12
2016-04-16 04:00:00 | -137.46 | 5.4309 | 22.72
2016-04-16 05:00:00 | -137.54 | 4.9208 | 20.8
2016-04-16 06:00:00 | -139.14 | 4.4532 | 19.04
2016-04-16 07:00:00 | -139.64 | 3.4755 | 15.36
2016-04-16 08:00:00 | -137.8 | 2.5828 | 12
2016-04-16 09:00:00 | -137.06 | 1.8601 | 9.28
2016-04-16 10:00:00 | -136.05 | 1.9877 | 9.76
2016-04-16 11:00:00 | -132.06 | 1.9452 | 9.6
2016-04-16 12:00:00 | -131.77 | 1.8176 | 9.12
2016-04-16 13:00:00 | -131.19 | 1.6051 | 8.32
2016-04-16 14:00:00 | -130.69 | 1.4776 | 7.84
2016-04-16 15:00:00 | -132.08 | 1.3075 | 7.2
2016-04-16 16:00:00 | -135.69 | 2.1577 | 10.4
2016-04-16 17:00:00 | -140.05 | 2.1152 | 10.24
2016-04-16 18:00:00 | -141.7 | 3.0079 | 13.6
2016-04-16 19:00:00 | -142.31 | 3.518 | 15.52
2016-04-16 20:00:00 | -141.94 | 3.6455 | 16
2016-04-16 21:00:00 | -138.83 | 3.7305 | 16.32
2016-04-16 22:00:00 | -137.33 | 4.1981 | 18.08
2016-04-16 23:00:00 | -135.74 | 4.2406 | 18.24
2016-04-17 00:00:00 | -133.85 | 4.0281 | 17.44
2016-04-17 01:00:00 | -133.13 | 3.9856 | 17.28
2016-04-17 02:00:00 | -133.15 | 4.0706 | 17.6
2016-04-17 03:00:00 | -132.57 | 4.1981 | 18.08
2016-04-17 04:00:00 | -132.82 | 4.4107 | 18.88
2016-04-17 05:00:00 | -132.57 | 4.7933 | 20.32
2016-04-17 06:00:00 | -134.48 | 4.8358 | 20.48
2016-04-17 07:00:00 | -136.69 | 4.6657 | 19.84
2016-04-17 08:00:00 | -136.69 | 4.5382 | 19.36
2016-04-17 09:00:00 | -136.94 | 4.1981 | 18.08
2016-04-17 10:00:00 | -136.16 | 3.5605 | 15.68
2016-04-17 11:00:00 | -134.16 | 3.0929 | 13.92
2016-04-17 12:00:00 | -131.82 | 3.0504 | 13.76
2016-04-17 13:00:00 | -130.52 | 3.1354 | 14.08
2016-04-17 14:00:00 | -131.52 | 3.0079 | 13.6
2016-04-17 15:00:00 | -134.16 | 3.0504 | 13.76
2016-04-17 16:00:00 | -137.35 | 2.7953 | 12.8
2016-04-17 17:00:00 | -139.19 | 3.0929 | 13.92
2016-04-17 18:00:00 | -144.4 | 3.773 | 16.48
2016-04-17 19:00:00 | -147.65 | 4.7082 | 20
2016-04-17 20:00:00 | -148.16 | 4.9633 | 20.96
2016-04-17 21:00:00 | -145.25 | 5.4309 | 22.72
2016-04-17 22:00:00 | -138.92 | 5.941 | 24.64
2016-04-17 23:00:00 | -138.9 | 5.941 | 24.64
2016-04-18 00:00:00 | -137.7 | 6.0685 | 25.12
2016-04-18 01:00:00 | -136.9 | 6.3661 | 26.24
2016-04-18 02:00:00 | -137 | 6.7487 | 27.68
2016-04-18 03:00:00 | -138.6 | 6.7912 | 27.84
2016-04-18 04:00:00 | -148 | 6.7912 | 27.84
2016-04-18 05:00:00 | -155.06 | 6.6211 | 27.2
2016-04-18 06:00:00 | -156.79 | 5.8985 | 24.48
2016-04-18 07:00:00 | -147.27 | 5.0483 | 21.28
2016-04-18 08:00:00 | -142.09 | 4.5807 | 19.52
2016-04-18 09:00:00 | -141.28 | 4.0281 | 17.44
2016-04-18 10:00:00 | -139.14 | 3.9856 | 17.28
2016-04-18 11:00:00 | -138.7 | 3.7305 | 16.32
2016-04-18 12:00:00 | -138.65 | 3.5605 | 15.68
2016-04-18 13:00:00 | -138.49 | 3.4755 | 15.36
2016-04-18 14:00:00 | -138.31 | 3.3905 | 15.04
2016-04-18 15:00:00 | -138.94 | 3.3054 | 14.72
2016-04-18 16:00:00 | -141.19 | 3.348 | 14.88
2016-04-18 17:00:00 | -143.62 | 3.433 | 15.2
2016-04-18 18:00:00 | -145.92 | 3.5605 | 15.68
2016-04-18 19:00:00 | -147.03 | 3.6455 | 16
2016-04-18 20:00:00 | -140.55 | 3.688 | 16.16
2016-04-18 21:00:00 | -137.31 | 3.688 | 16.16
2016-04-18 22:00:00 | -137.32 | 3.6455 | 16
2016-04-18 23:00:00 | -136.69 | 3.773 | 16.48
2016-04-19 00:00:00 | -136.04 | 3.8581 | 16.8
2016-04-19 01:00:00 | -135.49 | 3.9431 | 17.12
2016-04-19 02:00:00 | -136.44 | 4.3682 | 18.72
2016-04-19 03:00:00 | -137.8 | 4.4532 | 19.04
2016-04-19 04:00:00 | -144.93 | 4.7933 | 20.32
2016-04-19 05:00:00 | -147.99 | 4.7082 | 20
2016-04-19 06:00:00 | -147.68 | 4.2831 | 18.4
2016-04-19 07:00:00 | -139.96 | 3.9006 | 16.96
2016-04-19 08:00:00 | -138.94 | 3.3905 | 15.04
2016-04-19 09:00:00 | -138.42 | 3.0929 | 13.92
2016-04-19 10:00:00 | -135.79 | 4.0281 | 17.44
2016-04-19 11:00:00 | -133.62 | 3.1354 | 14.08
2016-04-19 12:00:00 | -131.6 | 2.9654 | 13.44
2016-04-19 13:00:00 | -131.68 | 2.7103 | 12.48
2016-04-19 14:00:00 | -133.02 | 2.6253 | 12.16
2016-04-19 15:00:00 | -137.24 | 2.9229 | 13.28
2016-04-19 16:00:00 | -138.76 | 3.3905 | 15.04
2016-04-19 17:00:00 | -141.99 | 3.3905 | 15.04
2016-04-19 18:00:00 | -143.95 | 3.688 | 16.16
2016-04-19 19:00:00 | -142.87 | 4.4532 | 19.04
2016-04-19 20:00:00 | -139.42 | 4.7507 | 20.16
2016-04-19 21:00:00 | -137.33 | 4.4957 | 19.2
2016-04-19 22:00:00 | -137.14 | 4.5382 | 19.36
2016-04-19 23:00:00 | -136.85 | 4.5382 | 19.36
2016-04-20 00:00:00 | -134.5 | 4.8783 | 20.64
2016-04-20 01:00:00 | -135.49 | 5.1333 | 21.6
2016-04-20 02:00:00 | -136.63 | 5.4734 | 22.88
2016-04-20 03:00:00 | -138 | 4.8783 | 20.64
2016-04-20 04:00:00 | -143.76 | 4.8783 | 20.64
2016-04-20 05:00:00 | -148.55 | 4.7933 | 20.32
2016-04-20 06:00:00 | -149.91 | 4.6657 | 19.84
2016-04-20 07:00:00 | -144.44 | 4.5807 | 19.52
2016-04-20 08:00:00 | -141.02 | 4.2831 | 18.4
2016-04-20 09:00:00 | -140.43 | 4.1981 | 18.08
2016-04-20 10:00:00 | -139.51 | 4.1981 | 18.08
2016-04-20 11:00:00 | -138.49 | 3.773 | 16.48
2016-04-20 12:00:00 | -138.89 | 3.433 | 15.2
2016-04-20 13:00:00 | -139.57 | 3.1354 | 14.08
2016-04-20 14:00:00 | -139.59 | 3.1354 | 14.08
2016-04-20 15:00:00 | -140.89 | 3.1354 | 14.08
2016-04-20 16:00:00 | -145.24 | 2.6678 | 12.32
2016-04-20 17:00:00 | -149.09 | 2.9654 | 13.44
2016-04-20 18:00:00 | -150.16 | 3.9006 | 16.96
2016-04-20 19:00:00 | -148.66 | 5.0058 | 21.12
2016-04-20 20:00:00 | -146.52 | 5.4309 | 22.72
2016-04-20 21:00:00 | -142.5 | 5.6009 | 23.36
2016-04-20 22:00:00 | -140.51 | 5.771 | 24
2016-04-20 23:00:00 | -138.5 | 5.6009 | 23.36
2016-04-21 00:00:00 | -137.93 | 6.0685 | 25.12
2016-04-21 01:00:00 | -137.58 | 6.1535 | 25.44
2016-04-21 02:00:00 | -137.84 | 6.3236 | 26.08
2016-04-21 03:00:00 | -139.11 | 6.3236 | 26.08
2016-04-21 04:00:00 | -147.1 | 6.8762 | 28.16
2016-04-21 05:00:00 | -152.58 | 6.5361 | 26.88
2016-04-21 06:00:00 | -153.38 | 5.5584 | 23.2
2016-04-21 07:00:00 | -150.92 | 4.7082 | 20
2016-04-21 08:00:00 | -146.91 | 4.2406 | 18.24
2016-04-21 09:00:00 | -144.12 | 4.1556 | 17.92
2016-04-21 10:00:00 | -141.59 | 3.518 | 15.52
2016-04-21 11:00:00 | -141.43 | 3.0929 | 13.92
2016-04-21 12:00:00 | -141.47 | 2.7528 | 12.64
2016-04-21 13:00:00 | -141.93 | 2.7528 | 12.64
2016-04-21 14:00:00 | -141.95 | 2.2002 | 10.56
2016-04-21 15:00:00 | -145.61 | 2.0727 | 10.08
2016-04-21 16:00:00 | -148.74 | 2.1152 | 10.24
2016-04-21 17:00:00 | -150.33 | 2.2427 | 10.72
2016-04-21 18:00:00 | -150.34 | 3.0504 | 13.76
2016-04-21 19:00:00 | -150.02 | 3.9006 | 16.96
2016-04-21 20:00:00 | -147.19 | 4.2406 | 18.24
2016-04-21 21:00:00 | -143 | 4.6657 | 19.84
2016-04-21 22:00:00 | -139.95 | 5.2183 | 21.92
2016-04-21 23:00:00 | -138.7 | 5.3884 | 22.56
2016-04-22 00:00:00 | -137.59 | 5.3034 | 22.24
2016-04-22 01:00:00 | -137.32 | 5.1333 | 21.6
2016-04-22 02:00:00 | -137.85 | 5.2608 | 22.08
2016-04-22 03:00:00 | -140.94 | 5.5584 | 23.2
2016-04-22 04:00:00 | -146 | 5.771 | 24
2016-04-22 05:00:00 | -151.14 | 5.3884 | 22.56
2016-04-22 06:00:00 | -152.61 | 5.1333 | 21.6
2016-04-22 07:00:00 | -149.59 | 4.4957 | 19.2
2016-04-22 08:00:00 | -146.69 | 4.1131 | 17.76
2016-04-22 09:00:00 | -143.22 | 3.6455 | 16
2016-04-22 10:00:00 | -141.98 | 3.433 | 15.2
2016-04-22 11:00:00 | -140.95 | 2.9654 | 13.44
2016-04-22 12:00:00 | -140.24 | 2.4978 | 11.68
2016-04-22 13:00:00 | -140.32 | 2.4978 | 11.68
2016-04-22 14:00:00 | -140.89 | 2.3702 | 11.2
2016-04-22 15:00:00 | -142.75 | 2.6678 | 12.32
2016-04-22 16:00:00 | -146.99 | 2.2427 | 10.72
2016-04-22 17:00:00 | -148.93 | 2.6678 | 12.32
2016-04-22 18:00:00 | -148.94 | 3.603 | 15.84
2016-04-22 19:00:00 | -147.33 | 4.5807 | 19.52
2016-04-22 20:00:00 | -145.94 | 4.7082 | 20
2016-04-22 21:00:00 | -143.04 | 5.2183 | 21.92
2016-04-22 22:00:00 | -145.72 | 6.026 | 24.96
2016-04-22 23:00:00 | -140.45 | 6.1535 | 25.44
2016-04-23 00:00:00 | -139.47 | 6.2386 | 25.76
2016-04-23 01:00:00 | -138.99 | 5.9835 | 24.8
2016-04-23 02:00:00 | -138.99 | 5.771 | 24
2016-04-23 03:00:00 | -138.9 | 5.8985 | 24.48
2016-04-23 04:00:00 | -139.05 | 6.3661 | 26.24
2016-04-23 05:00:00 | -139.48 | 6.3236 | 26.08
2016-04-23 06:00:00 | -141.62 | 5.4734 | 22.88
2016-04-23 07:00:00 | -145.29 | 5.0908 | 21.44
2016-04-23 08:00:00 | -144.91 | 4.8358 | 20.48
2016-04-23 09:00:00 | -143.76 | 4.5382 | 19.36
2016-04-23 10:00:00 | -141.4 | 4.0281 | 17.44
2016-04-23 11:00:00 | -139.36 | 3.7305 | 16.32
2016-04-23 12:00:00 | -138.42 | 3.8155 | 16.64
2016-04-23 13:00:00 | -136.29 | 3.3054 | 14.72
2016-04-23 14:00:00 | -134.27 | 3.1354 | 14.08
2016-04-23 15:00:00 | -137.13 | 2.9229 | 13.28
2016-04-23 16:00:00 | -139.07 | 3.433 | 15.2
2016-04-23 17:00:00 | -140.46 | 3.688 | 16.16
2016-04-23 18:00:00 | -143 | 4.6232 | 19.68
2016-04-23 19:00:00 | -145.19 | 5.3884 | 22.56
2016-04-23 20:00:00 | -143.05 | 6.3236 | 26.08
2016-04-23 21:00:00 | -140.1 | 6.6211 | 27.2
2016-04-23 22:00:00 | -136.21 | 6.8762 | 28.16
2016-04-23 23:00:00 | -133.07 | 6.9612 | 28.48
2016-04-24 00:00:00 | -132.31 | 7.2163 | 29.44
2016-04-24 01:00:00 | -130.59 | 7.0887 | 28.96
2016-04-24 02:00:00 | -130.79 | 7.3438 | 29.92
2016-04-24 03:00:00 | -131.62 | 7.5563 | 30.72
2016-04-24 04:00:00 | -130.76 | 7.2588 | 29.6
2016-04-24 05:00:00 | -130.2 | 6.9187 | 28.32
2016-04-24 06:00:00 | -131.75 | 6.2386 | 25.76
2016-04-24 07:00:00 | -130.57 | 5.771 | 24
2016-04-24 08:00:00 | -130.54 | 5.3034 | 22.24
2016-04-24 09:00:00 | -131.79 | 5.2183 | 21.92
2016-04-24 10:00:00 | -132.19 | 6.6211 | 27.2
2016-04-24 11:00:00 | -129.88 | 6.026 | 24.96
2016-04-24 12:00:00 | -127.44 | 4.7082 | 20
2016-04-24 13:00:00 | -127.5 | 4.7507 | 20.16
2016-04-24 14:00:00 | -126.47 | 3.9431 | 17.12
2016-04-24 15:00:00 | -131.04 | 4.1131 | 17.76
2016-04-24 16:00:00 | -138.28 | 4.4957 | 19.2
2016-04-24 17:00:00 | -139.96 | 5.1758 | 21.76
2016-04-24 18:00:00 | -141.94 | 5.8135 | 24.16
2016-04-24 19:00:00 | -142.37 | 5.6859 | 23.68
2016-04-24 20:00:00 | -145.87 | 6.1535 | 25.44
2016-04-24 21:00:00 | -142.04 | 6.6211 | 27.2
2016-04-24 22:00:00 | -140.56 | 6.4511 | 26.56
2016-04-24 23:00:00 | -139.46 | 7.4713 | 30.4
2016-04-25 00:00:00 | -138.82 | 7.4288 | 30.24
2016-04-25 01:00:00 | -138.23 | 7.4288 | 30.24
2016-04-25 02:00:00 | -138.26 | 7.1737 | 29.28
2016-04-25 03:00:00 | -139.1 | 7.0887 | 28.96
2016-04-25 04:00:00 | -147.02 | 7.4288 | 30.24
2016-04-25 05:00:00 | -150.97 | 7.0462 | 28.8
2016-04-25 06:00:00 | -152.48 | 6.9187 | 28.32
2016-04-25 07:00:00 | -148.03 | 6.6636 | 27.36
2016-04-25 08:00:00 | -146.95 | 6.4936 | 26.72
2016-04-25 09:00:00 | -145.94 | 5.7284 | 23.84
2016-04-25 10:00:00 | -146.31 | 5.0483 | 21.28
2016-04-25 11:00:00 | -145.37 | 5.0058 | 21.12
2016-04-25 12:00:00 | -142.39 | 4.2406 | 18.24
2016-04-25 13:00:00 | -141.75 | 4.5382 | 19.36
2016-04-25 14:00:00 | -141.78 | 4.3682 | 18.72
2016-04-25 15:00:00 | -143.95 | 4.0281 | 17.44
2016-04-25 16:00:00 | -146.41 | 4.1131 | 17.76
2016-04-25 17:00:00 | -149.19 | 4.3682 | 18.72
2016-04-25 18:00:00 | -149.46 | 5.0908 | 21.44
2016-04-25 19:00:00 | -148.15 | 5.771 | 24
2016-04-25 20:00:00 | -146.14 | 5.7284 | 23.84
2016-04-25 21:00:00 | -140.97 | 6.0685 | 25.12
2016-04-25 22:00:00 | -139.81 | 6.2811 | 25.92
2016-04-25 23:00:00 | -138.9 | 6.2811 | 25.92
2016-04-26 00:00:00 | -138.96 | 6.2811 | 25.92
2016-04-26 01:00:00 | -138.62 | 6.4511 | 26.56
2016-04-26 02:00:00 | -139.07 | 6.3236 | 26.08
2016-04-26 03:00:00 | -140.73 | 6.2811 | 25.92
2016-04-26 04:00:00 | -147.91 | 7.0037 | 28.64
2016-04-26 05:00:00 | -152.07 | 7.1312 | 29.12
2016-04-26 06:00:00 | -153.14 | 6.9612 | 28.48
2016-04-26 07:00:00 | -150.7 | 6.8762 | 28.16
2016-04-26 08:00:00 | -148.36 | 6.1535 | 25.44
2016-04-26 09:00:00 | -147.78 | 5.6859 | 23.68
2016-04-26 10:00:00 | -144.95 | 5.4309 | 22.72
2016-04-26 11:00:00 | -143.65 | 5.0483 | 21.28
2016-04-26 12:00:00 | -143.29 | 5.0483 | 21.28
2016-04-26 13:00:00 | -143.23 | 4.9208 | 20.8
2016-04-26 14:00:00 | -142.73 | 5.3034 | 22.24
2016-04-26 15:00:00 | -143.29 | 5.3884 | 22.56
2016-04-26 16:00:00 | -146.92 | 4.7933 | 20.32
2016-04-26 17:00:00 | -149.11 | 4.9208 | 20.8
2016-04-26 18:00:00 | -149.61 | 5.5584 | 23.2
2016-04-26 19:00:00 | -149.07 | 6.0685 | 25.12
2016-04-26 20:00:00 | -145.98 | 6.196 | 25.6
2016-04-26 21:00:00 | -141.99 | 6.1535 | 25.44
2016-04-26 22:00:00 | -141.01 | 6.6636 | 27.36
2016-04-26 23:00:00 | -140.42 | 6.7487 | 27.68
2016-04-27 00:00:00 | -140.53 | 6.7061 | 27.52
2016-04-27 01:00:00 | -140.04 | 6.7061 | 27.52
2016-04-27 02:00:00 | -140.17 | 6.3661 | 26.24
2016-04-27 03:00:00 | -141.77 | 6.3661 | 26.24
2016-04-27 04:00:00 | -146.6 | 6.3236 | 26.08
2016-04-27 05:00:00 | -149.47 | 6.111 | 25.28
2016-04-27 06:00:00 | -148.27 | 5.8985 | 24.48
2016-04-27 07:00:00 | -146.85 | 5.856 | 24.32
2016-04-27 08:00:00 | -143.65 | 5.3034 | 22.24
2016-04-27 09:00:00 | -142.91 | 4.8358 | 20.48
2016-04-27 10:00:00 | -142.21 | 5.5584 | 23.2
2016-04-27 11:00:00 | -142.14 | 4.5382 | 19.36
2016-04-27 12:00:00 | -141.56 | 5.3884 | 22.56
2016-04-27 13:00:00 | -141.42 | 5.8985 | 24.48
2016-04-27 14:00:00 | -141.53 | 5.6859 | 23.68
2016-04-27 15:00:00 | -142.03 | 5.6434 | 23.52
2016-04-27 16:00:00 | -146.95 | 4.7082 | 20
2016-04-27 17:00:00 | -148.27 | 6.2386 | 25.76
2016-04-27 18:00:00 | -151 | 5.856 | 24.32
2016-04-27 19:00:00 | -149.95 | 5.771 | 24
2016-04-27 20:00:00 | -145.93 | 5.8135 | 24.16
2016-04-27 21:00:00 | -143.51 | 6.111 | 25.28
2016-04-27 22:00:00 | -141 | 5.8135 | 24.16
2016-04-27 23:00:00 | -141.46 | 5.7284 | 23.84
2016-04-28 00:00:00 | -142.55 | 5.8985 | 24.48
2016-04-28 01:00:00 | -141.28 | 6.026 | 24.96
2016-04-28 02:00:00 | -141.73 | 6.0685 | 25.12
2016-04-28 03:00:00 | -143.59 | 6.026 | 24.96
2016-04-28 04:00:00 | -149.12 | 6.1535 | 25.44
2016-04-28 05:00:00 | -155.99 | 5.9835 | 24.8
2016-04-28 06:00:00 | -155.99 | 5.941 | 24.64
2016-04-28 07:00:00 | -152.1 | 5.8135 | 24.16
2016-04-28 08:00:00 | -147.93 | 5.6859 | 23.68
2016-04-28 09:00:00 | -147.39 | 5.5159 | 23.04
2016-04-28 10:00:00 | -144.16 | 5.3034 | 22.24
2016-04-28 11:00:00 | -142.98 | 4.8783 | 20.64
2016-04-28 12:00:00 | -145.39 | 4.7082 | 20
2016-04-28 13:00:00 | -144.96 | 3.9856 | 17.28
2016-04-28 14:00:00 | -144.5 | 4.0281 | 17.44
2016-04-28 15:00:00 | -148 | 3.9006 | 16.96
2016-04-28 16:00:00 | -152.79 | 3.9856 | 17.28
2016-04-28 17:00:00 | -156.43 | 4.5807 | 19.52
2016-04-28 18:00:00 | -153.75 | 5.0058 | 21.12
2016-04-28 19:00:00 | -155.19 | 5.6434 | 23.52
2016-04-28 20:00:00 | -152.92 | 6.2386 | 25.76
2016-04-28 21:00:00 | -148.3 | 6.3236 | 26.08
2016-04-28 22:00:00 | -144.41 | 6.5361 | 26.88
2016-04-28 23:00:00 | -143.01 | 6.5361 | 26.88
2016-04-29 00:00:00 | -141.99 | 7.0037 | 28.64
2016-04-29 01:00:00 | -140.46 | 7.0887 | 28.96
2016-04-29 02:00:00 | -140.35 | 7.0887 | 28.96
2016-04-29 03:00:00 | -141.47 | 7.4288 | 30.24
2016-04-29 04:00:00 | -144.8 | 7.3438 | 29.92
2016-04-29 05:00:00 | -148.68 | 6.8762 | 28.16
2016-04-29 06:00:00 | -146.51 | 5.856 | 24.32
2016-04-29 07:00:00 | -140.39 | 4.8358 | 20.48
2016-04-29 08:00:00 | -138.69 | 3.688 | 16.16
2016-04-29 09:00:00 | -138.05 | 2.7953 | 12.8
2016-04-29 10:00:00 | -137.09 | 2.4553 | 11.52
2016-04-29 11:00:00 | -138.14 | 2.4553 | 11.52
2016-04-29 12:00:00 | -138.86 | 1.7326 | 8.8
2016-04-29 13:00:00 | -140.01 | 1.8601 | 9.28
2016-04-29 14:00:00 | -140.59 | 1.8601 | 9.28
2016-04-29 15:00:00 | -144.01 | 2.0302 | 9.92
2016-04-29 16:00:00 | -148.82 | 2.0302 | 9.92
2016-04-29 17:00:00 | -152.83 | 2.5403 | 11.84
2016-04-29 18:00:00 | -153.18 | 3.3905 | 15.04
2016-04-29 19:00:00 | -151.08 | 3.7305 | 16.32
2016-04-29 20:00:00 | -148.93 | 3.5605 | 15.68
2016-04-29 21:00:00 | -145.35 | 4.0706 | 17.6
2016-04-29 22:00:00 | -142.17 | 4.1556 | 17.92
2016-04-29 23:00:00 | -142.25 | 4.4532 | 19.04
2016-04-30 00:00:00 | -142.54 | 4.1131 | 17.76
2016-04-30 01:00:00 | -143.04 | 4.3257 | 18.56
2016-04-30 02:00:00 | -142 | 4.3682 | 18.72
2016-04-30 03:00:00 | -142 | 4.5807 | 19.52
2016-04-30 04:00:00 | -142.22 | 4.9633 | 20.96
2016-04-30 05:00:00 | -143.45 | 4.9633 | 20.96
2016-04-30 06:00:00 | -144.81 | 4.7082 | 20
2016-04-30 07:00:00 | -146.69 | 4.0281 | 17.44
2016-04-30 08:00:00 | -143.7 | 2.9229 | 13.28
2016-04-30 09:00:00 | -142.05 | 2.0302 | 9.92
2016-04-30 10:00:00 | -140.44 | 1.18 | 6.72
2016-04-30 11:00:00 | -140.01 | 1.18 | 6.72
2016-04-30 12:00:00 | -139.48 | 1.18 | 6.72
2016-04-30 13:00:00 | -139.17 | 1.18 | 6.72
2016-04-30 14:00:00 | -139.54 | 1.18 | 6.72
2016-04-30 15:00:00 | -140.34 | 1.18 | 6.72
2016-04-30 16:00:00 | -143.02 | 1.18 | 6.72
2016-04-30 17:00:00 | -143.51 | 1.18 | 6.72
2016-04-30 18:00:00 | -143.61 | 1.6901 | 8.64
2016-04-30 19:00:00 | -146.53 | 2.4978 | 11.68
2016-04-30 20:00:00 | -145.92 | 2.9654 | 13.44
2016-04-30 21:00:00 | -142.03 | 3.3054 | 14.72
2016-04-30 22:00:00 | -138.1 | 3.7305 | 16.32
2016-04-30 23:00:00 | -137.81 | 3.9431 | 17.12
2016-05-01 00:00:00 | -136.72 | 5.0908 | 21.44
2016-05-01 01:00:00 | -135.03 | 5.5159 | 23.04
2016-05-01 02:00:00 | -135.17 | 5.3034 | 22.24
2016-05-01 03:00:00 | -135.92 | 5.771 | 24
2016-05-01 04:00:00 | -135.64 | 5.2183 | 21.92
2016-05-01 05:00:00 | -135.04 | 5.6009 | 23.36
2016-05-01 06:00:00 | -134.82 | 4.2831 | 18.4
2016-05-01 07:00:00 | -135.42 | 3.3054 | 14.72
2016-05-01 08:00:00 | -134.77 | 2.3702 | 11.2
2016-05-01 09:00:00 | -134.97 | 1.5626 | 8.16
2016-05-01 10:00:00 | -133.16 | 1.18 | 6.72
2016-05-01 11:00:00 | -131.73 | 1.18 | 6.72
2016-05-01 12:00:00 | -132.29 | 1.18 | 6.72
2016-05-01 13:00:00 | -131.54 | 1.18 | 6.72
2016-05-01 14:00:00 | -132.25 | 1.18 | 6.72
2016-05-01 15:00:00 | -134.21 | 1.18 | 6.72
2016-05-01 16:00:00 | -139.35 | 1.18 | 6.72
2016-05-01 17:00:00 | -141.57 | 1.18 | 6.72
2016-05-01 18:00:00 | -143.08 | 1.9027 | 9.44
2016-05-01 19:00:00 | -143.74 | 2.8804 | 13.12
2016-05-01 20:00:00 | -144.35 | 4.6232 | 19.68
2016-05-01 21:00:00 | -142.48 | 4.3682 | 18.72
2016-05-01 22:00:00 | -139.45 | 5.2183 | 21.92
2016-05-01 23:00:00 | -138.23 | 5.1333 | 21.6
2016-05-02 00:00:00 | -138.03 | 5.6009 | 23.36
2016-05-02 01:00:00 | -137.94 | 5.2183 | 21.92
2016-05-02 02:00:00 | -138.08 | 5.3884 | 22.56
2016-05-02 03:00:00 | -141.47 | 5.3034 | 22.24
2016-05-02 04:00:00 | -149.12 | 6.4936 | 26.72
2016-05-02 05:00:00 | -153.53 | 6.196 | 25.6
2016-05-02 06:00:00 | -152.96 | 5.0908 | 21.44
2016-05-02 07:00:00 | -149.35 | 3.0504 | 13.76
2016-05-02 08:00:00 | -146.29 | 2.0727 | 10.08
2016-05-02 09:00:00 | -144.91 | 1.6901 | 8.64
2016-05-02 10:00:00 | -143.29 | 1.2225 | 6.88
2016-05-02 11:00:00 | -143.07 | 1.18 | 6.72
2016-05-02 12:00:00 | -143.02 | 1.18 | 6.72
2016-05-02 13:00:00 | -143.53 | 1.18 | 6.72
2016-05-02 14:00:00 | -144.94 | 1.18 | 6.72
2016-05-02 15:00:00 | -147.06 | 1.18 | 6.72
2016-05-02 16:00:00 | -151 | 1.18 | 6.72
2016-05-02 17:00:00 | -153.79 | 1.18 | 6.72
2016-05-02 18:00:00 | -153.76 | 1.5201 | 8
2016-05-02 19:00:00 | -152.08 | 2.6253 | 12.16
2016-05-02 20:00:00 | -149.93 | 3.1354 | 14.08
2016-05-02 21:00:00 | -145.05 | 3.4755 | 15.36
2016-05-02 22:00:00 | -141.91 | 4.3682 | 18.72
2016-05-02 23:00:00 | -140.32 | 5.0058 | 21.12
2016-05-03 00:00:00 | -139.84 | 5.2608 | 22.08
2016-05-03 01:00:00 | -139.37 | 5.3034 | 22.24
2016-05-03 02:00:00 | -139.85 | 5.3884 | 22.56
2016-05-03 03:00:00 | -141.26 | 5.5584 | 23.2
2016-05-03 04:00:00 | -148.39 | 6.0685 | 25.12
2016-05-03 05:00:00 | -151.9 | 4.7507 | 20.16
2016-05-03 06:00:00 | -154.48 | 3.348 | 14.88
2016-05-03 07:00:00 | -153.95 | 2.5828 | 12
2016-05-03 08:00:00 | -153.58 | 1.18 | 6.72
2016-05-03 09:00:00 | -152.9 | 1.18 | 6.72
2016-05-03 10:00:00 | -149.55 | 1.18 | 6.72
2016-05-03 11:00:00 | -144.59 | 1.18 | 6.72
2016-05-03 12:00:00 | -142.9 | 1.18 | 6.72
2016-05-03 13:00:00 | -142.1 | 1.18 | 6.72
2016-05-03 14:00:00 | -141.91 | 1.18 | 6.72
2016-05-03 15:00:00 | -143.17 | 1.18 | 6.72
2016-05-03 16:00:00 | -146.51 | 1.18 | 6.72
2016-05-03 17:00:00 | -149.69 | 2.1152 | 10.24
2016-05-03 18:00:00 | -150.1 | 2.9229 | 13.28
2016-05-03 19:00:00 | -150.8 | 3.348 | 14.88
2016-05-03 20:00:00 | -148.92 | 3.9856 | 17.28
2016-05-03 21:00:00 | -142.59 | 3.9006 | 16.96
2016-05-03 22:00:00 | -140.94 | 3.9431 | 17.12
2016-05-03 23:00:00 | -139.98 | 3.773 | 16.48
2016-05-04 00:00:00 | -139.95 | 3.773 | 16.48
2016-05-04 01:00:00 | -139.69 | 3.8581 | 16.8
2016-05-04 02:00:00 | -140.14 | 4.0706 | 17.6
2016-05-04 03:00:00 | -141.59 | 4.1131 | 17.76
2016-05-04 04:00:00 | -149.47 | 4.2406 | 18.24
2016-05-04 05:00:00 | -153.05 | 4.2831 | 18.4
2016-05-04 06:00:00 | -153.97 | 4.0281 | 17.44
2016-05-04 07:00:00 | -150.46 | 3.8581 | 16.8
2016-05-04 08:00:00 | -146.51 | 3.773 | 16.48
2016-05-04 09:00:00 | -145.14 | 3.5605 | 15.68
2016-05-04 10:00:00 | -143.43 | 3.1354 | 14.08
2016-05-04 11:00:00 | -142.37 | 2.3277 | 11.04
2016-05-04 12:00:00 | -142.01 | 1.5626 | 8.16
2016-05-04 13:00:00 | -141.64 | 1.4776 | 7.84
2016-05-04 14:00:00 | -141.88 | 1.6901 | 8.64
2016-05-04 15:00:00 | -143.1 | 1.5201 | 8
2016-05-04 16:00:00 | -146.96 | 1.6051 | 8.32
2016-05-04 17:00:00 | -149.73 | 1.9877 | 9.76
2016-05-04 18:00:00 | -150 | 2.7103 | 12.48
2016-05-04 19:00:00 | -150.9 | 4.0706 | 17.6
2016-05-04 20:00:00 | -149.93 | 4.2406 | 18.24
2016-05-04 21:00:00 | -145.8 | 5.0483 | 21.28
2016-05-04 22:00:00 | -141.69 | 5.1758 | 21.76
2016-05-04 23:00:00 | -139.86 | 5.4309 | 22.72
2016-05-05 00:00:00 | -139.26 | 5.0058 | 21.12
2016-05-05 01:00:00 | -138.26 | 4.9208 | 20.8
2016-05-05 02:00:00 | -137.79 | 4.9208 | 20.8
2016-05-05 03:00:00 | -137.79 | 4.9208 | 20.8
2016-05-05 04:00:00 | -137.95 | 4.8358 | 20.48
2016-05-05 05:00:00 | -138.07 | 4.4957 | 19.2
2016-05-05 06:00:00 | -138 | 3.773 | 16.48
2016-05-05 07:00:00 | -137.57 | 3.3054 | 14.72
2016-05-05 08:00:00 | -137.01 | 2.5403 | 11.84
2016-05-05 09:00:00 | -135.76 | 1.9027 | 9.44
2016-05-05 10:00:00 | -134.97 | 1.2225 | 6.88
2016-05-05 11:00:00 | -131.42 | 1.18 | 6.72
2016-05-05 12:00:00 | -128.85 | 1.18 | 6.72
2016-05-05 13:00:00 | -128.49 | 1.18 | 6.72
2016-05-05 14:00:00 | -131.06 | 1.18 | 6.72
2016-05-05 15:00:00 | -135.77 | 1.18 | 6.72
2016-05-05 16:00:00 | -138.67 | 1.18 | 6.72
2016-05-05 17:00:00 | -142.2 | 1.18 | 6.72
2016-05-05 18:00:00 | -142.08 | 1.3925 | 7.52
2016-05-05 19:00:00 | -142.87 | 2.4553 | 11.52
2016-05-05 20:00:00 | -143.79 | 3.0079 | 13.6
2016-05-05 21:00:00 | -139.62 | 3.4755 | 15.36
2016-05-05 22:00:00 | -138.73 | 3.688 | 16.16
2016-05-05 23:00:00 | -137.08 | 3.9431 | 17.12
2016-05-06 00:00:00 | -136.46 | 4.7082 | 20
2016-05-06 01:00:00 | -135.87 | 4.9633 | 20.96
2016-05-06 02:00:00 | -137.11 | 5.2608 | 22.08
2016-05-06 03:00:00 | -138 | 5.6009 | 23.36
2016-05-06 04:00:00 | -142.44 | 5.5584 | 23.2
2016-05-06 05:00:00 | -148.33 | 4.4957 | 19.2
2016-05-06 06:00:00 | -148.99 | 2.5828 | 12
2016-05-06 07:00:00 | -147.98 | 1.8601 | 9.28
2016-05-06 08:00:00 | -142.28 | 1.18 | 6.72
2016-05-06 09:00:00 | -140.58 | 1.18 | 6.72
2016-05-06 10:00:00 | -137.66 | 1.18 | 6.72
2016-05-06 11:00:00 | -132.24 | 1.18 | 6.72
2016-05-06 12:00:00 | -129.92 | 1.18 | 6.72
2016-05-06 13:00:00 | -132.96 | 1.18 | 6.72
2016-05-06 14:00:00 | -135.93 | 1.18 | 6.72
2016-05-06 15:00:00 | -139.85 | 1.18 | 6.72
2016-05-06 16:00:00 | -145.99 | 1.18 | 6.72
2016-05-06 17:00:00 | -148.94 | 1.18 | 6.72
2016-05-06 18:00:00 | -146.8 | 1.18 | 6.72
2016-05-06 19:00:00 | -145.86 | 1.18 | 6.72
2016-05-06 20:00:00 | -143.43 | 1.18 | 6.72
2016-05-06 21:00:00 | -139.42 | 1.5201 | 8
2016-05-06 22:00:00 | -137.73 | 1.3925 | 7.52
2016-05-06 23:00:00 | -134.9 | 1.8176 | 9.12
2016-05-07 00:00:00 | -132.95 | 2.2852 | 10.88
2016-05-07 01:00:00 | -132.64 | 2.7103 | 12.48
2016-05-07 02:00:00 | -132.96 | 3.0079 | 13.6
2016-05-07 03:00:00 | -133.2 | 3.433 | 15.2
2016-05-07 04:00:00 | -134.27 | 3.8581 | 16.8
2016-05-07 05:00:00 | -137.32 | 2.9229 | 13.28
2016-05-07 06:00:00 | -137.94 | 2.2002 | 10.56
2016-05-07 07:00:00 | -137.41 | 1.2225 | 6.88
2016-05-07 08:00:00 | -131.1 | 1.18 | 6.72
2016-05-07 09:00:00 | -128.54 | 1.18 | 6.72
2016-05-07 10:00:00 | -124.12 | 1.18 | 6.72
2016-05-07 11:00:00 | -123.32 | 1.18 | 6.72
2016-05-07 12:00:00 | -121.05 | 1.18 | 6.72
2016-05-07 13:00:00 | -121.84 | 1.18 | 6.72
2016-05-07 14:00:00 | -126.67 | 1.18 | 6.72
2016-05-07 15:00:00 | -131.49 | 1.18 | 6.72
2016-05-07 16:00:00 | -137.92 | 1.18 | 6.72
2016-05-07 17:00:00 | -139.43 | 1.18 | 6.72
2016-05-07 18:00:00 | -137.93 | 1.18 | 6.72
2016-05-07 19:00:00 | -137.81 | 1.18 | 6.72
2016-05-07 20:00:00 | -137.72 | 1.18 | 6.72
2016-05-07 21:00:00 | -136.22 | 1.3925 | 7.52
2016-05-07 22:00:00 | -132.2 | 1.6051 | 8.32
2016-05-07 23:00:00 | -128.01 | 1.9027 | 9.44
2016-05-08 00:00:00 | -125.98 | 2.1577 | 10.4
2016-05-08 01:00:00 | -123.07 | 2.3277 | 11.04
2016-05-08 02:00:00 | -122 | 2.7953 | 12.8
2016-05-08 03:00:00 | -121 | 2.6253 | 12.16
2016-05-08 04:00:00 | -120.91 | 2.7103 | 12.48
2016-05-08 05:00:00 | -120.79 | 2.1577 | 10.4
2016-05-08 06:00:00 | -122 | 1.4351 | 7.68
2016-05-08 07:00:00 | -120.35 | 1.18 | 6.72
2016-05-08 08:00:00 | -116.37 | 1.18 | 6.72
2016-05-08 09:00:00 | -110.91 | 1.18 | 6.72
2016-05-08 10:00:00 | -41.91 | 1.18 | 6.72
2016-05-08 11:00:00 | -17.94 | 1.18 | 6.72
2016-05-08 12:00:00 | 12.09 | 1.18 | 6.72
2016-05-08 13:00:00 | -35.94 | 1.18 | 6.72
2016-05-08 14:00:00 | -42 | 1.18 | 6.72
2016-05-08 15:00:00 | -117.4 | 1.18 | 6.72
2016-05-08 16:00:00 | -128.4 | 1.18 | 6.72
2016-05-08 17:00:00 | -137.35 | 1.18 | 6.72
2016-05-08 18:00:00 | -137.4 | 1.18 | 6.72
2016-05-08 19:00:00 | -138.02 | 1.18 | 6.72
2016-05-08 20:00:00 | -138.12 | 1.18 | 6.72
2016-05-08 21:00:00 | -136.66 | 1.18 | 6.72
2016-05-08 22:00:00 | -132.28 | 1.18 | 6.72
2016-05-08 23:00:00 | -130.68 | 1.18 | 6.72
2016-05-09 00:00:00 | -130.09 | 1.4776 | 7.84
2016-05-09 01:00:00 | -127.57 | 1.8176 | 9.12
2016-05-09 02:00:00 | -129 | 2.8378 | 12.96
2016-05-09 03:00:00 | -132.18 | 3.8581 | 16.8
2016-05-09 04:00:00 | -146.57 | 2.2852 | 10.88
2016-05-09 05:00:00 | -150.95 | 2.2852 | 10.88
2016-05-09 06:00:00 | -152.69 | 1.18 | 6.72
2016-05-09 07:00:00 | -149.24 | 1.18 | 6.72
2016-05-09 08:00:00 | -142.23 | 1.18 | 6.72
2016-05-09 09:00:00 | -140.15 | 1.18 | 6.72
2016-05-09 10:00:00 | -135.08 | 1.18 | 6.72
2016-05-09 11:00:00 | -130.01 | 1.18 | 6.72
2016-05-09 12:00:00 | -128.85 | 1.18 | 6.72
2016-05-09 13:00:00 | -136.63 | 1.18 | 6.72
2016-05-09 14:00:00 | -139 | 1.18 | 6.72
2016-05-09 15:00:00 | -141.71 | 1.18 | 6.72
2016-05-09 16:00:00 | -145.12 | 1.18 | 6.72
2016-05-09 17:00:00 | -149.46 | 1.18 | 6.72
2016-05-09 18:00:00 | -149.28 | 1.18 | 6.72
2016-05-09 19:00:00 | -148 | 1.18 | 6.72
2016-05-09 20:00:00 | -142.92 | 1.18 | 6.72
2016-05-09 21:00:00 | -139.83 | 1.18 | 6.72
2016-05-09 22:00:00 | -140.55 | 1.5626 | 8.16
2016-05-09 23:00:00 | -139.09 | 1.265 | 7.04
2016-05-10 00:00:00 | -137.61 | 1.6901 | 8.64
2016-05-10 01:00:00 | -137.33 | 1.6476 | 8.48
2016-05-10 02:00:00 | -137.87 | 2.1577 | 10.4
2016-05-10 03:00:00 | -139.56 | 2.5828 | 12
2016-05-10 04:00:00 | -146.5 | 3.688 | 16.16
2016-05-10 05:00:00 | -149.87 | 1.9027 | 9.44
2016-05-10 06:00:00 | -154.66 | 1.18 | 6.72
2016-05-10 07:00:00 | -152.61 | 1.18 | 6.72
2016-05-10 08:00:00 | -147.96 | 1.18 | 6.72
2016-05-10 09:00:00 | -143.54 | 1.18 | 6.72
2016-05-10 10:00:00 | -141.46 | 1.18 | 6.72
2016-05-10 11:00:00 | -141.34 | 1.18 | 6.72
2016-05-10 12:00:00 | -141.41 | 1.18 | 6.72
2016-05-10 13:00:00 | -145.6 | 1.18 | 6.72
2016-05-10 14:00:00 | -146.21 | 1.18 | 6.72
2016-05-10 15:00:00 | -148.69 | 1.18 | 6.72
2016-05-10 16:00:00 | -149.93 | 1.18 | 6.72
2016-05-10 17:00:00 | -150.5 | 1.18 | 6.72
2016-05-10 18:00:00 | -150.25 | 1.18 | 6.72
2016-05-10 19:00:00 | -149.99 | 1.18 | 6.72
2016-05-10 20:00:00 | -147.96 | 1.18 | 6.72
2016-05-10 21:00:00 | -140.34 | 1.18 | 6.72
2016-05-10 22:00:00 | -140.4 | 1.3925 | 7.52
2016-05-10 23:00:00 | -138.54 | 1.4351 | 7.68
2016-05-11 00:00:00 | -137.92 | 1.6901 | 8.64
2016-05-11 01:00:00 | -137.11 | 1.6901 | 8.64
2016-05-11 02:00:00 | -137.87 | 2.2002 | 10.56
2016-05-11 03:00:00 | -139.84 | 2.4553 | 11.52
2016-05-11 04:00:00 | -146.96 | 2.3702 | 11.2
2016-05-11 05:00:00 | -153.27 | 1.8176 | 9.12
2016-05-11 06:00:00 | -157.6 | 1.18 | 6.72
2016-05-11 07:00:00 | -152.94 | 1.18 | 6.72
2016-05-11 08:00:00 | -147.41 | 1.18 | 6.72
2016-05-11 09:00:00 | -142.58 | 1.18 | 6.72
2016-05-11 10:00:00 | -140.19 | 1.18 | 6.72
2016-05-11 11:00:00 | -138.87 | 1.18 | 6.72
2016-05-11 12:00:00 | -138.74 | 1.18 | 6.72
2016-05-11 13:00:00 | -139.73 | 1.18 | 6.72
2016-05-11 14:00:00 | -140.54 | 1.18 | 6.72
2016-05-11 15:00:00 | -141.36 | 1.18 | 6.72
2016-05-11 16:00:00 | -143.87 | 1.18 | 6.72
2016-05-11 17:00:00 | -149.32 | 1.18 | 6.72
2016-05-11 18:00:00 | -147.94 | 1.18 | 6.72
2016-05-11 19:00:00 | -143.09 | 1.18 | 6.72
2016-05-11 20:00:00 | -140.23 | 1.18 | 6.72
2016-05-11 21:00:00 | -137.44 | 1.18 | 6.72
2016-05-11 22:00:00 | -137.5 | 1.35 | 7.36
2016-05-11 23:00:00 | -135.81 | 1.35 | 7.36
2016-05-12 00:00:00 | -132.67 | 1.7326 | 8.8
2016-05-12 01:00:00 | -132 | 2.1152 | 10.24
2016-05-12 02:00:00 | -131.02 | 2.9229 | 13.28
2016-05-12 03:00:00 | -136.08 | 3.348 | 14.88
2016-05-12 04:00:00 | -142.08 | 3.348 | 14.88
2016-05-12 05:00:00 | -148.93 | 2.7103 | 12.48
2016-05-12 06:00:00 | -152.05 | 1.9452 | 9.6
2016-05-12 07:00:00 | -148.96 | 1.18 | 6.72
2016-05-12 08:00:00 | -146.93 | 1.18 | 6.72
2016-05-12 09:00:00 | -144.95 | 1.18 | 6.72
2016-05-12 10:00:00 | -143.24 | 1.18 | 6.72
2016-05-12 11:00:00 | -142.15 | 1.18 | 6.72
2016-05-12 12:00:00 | -142.75 | 1.18 | 6.72
2016-05-12 13:00:00 | -143.07 | 1.18 | 6.72
2016-05-12 14:00:00 | -143.14 | 1.18 | 6.72
2016-05-12 15:00:00 | -145.47 | 1.18 | 6.72
2016-05-12 16:00:00 | -147.79 | 1.18 | 6.72
2016-05-12 17:00:00 | -150.91 | 1.18 | 6.72
2016-05-12 18:00:00 | -150.85 | 1.18 | 6.72
2016-05-12 19:00:00 | -149.84 | 1.5201 | 8
2016-05-12 20:00:00 | -147.98 | 2.1152 | 10.24
2016-05-12 21:00:00 | -143.14 | 2.7103 | 12.48
2016-05-12 22:00:00 | -141.07 | 2.7528 | 12.64
2016-05-12 23:00:00 | -139.41 | 2.7528 | 12.64
2016-05-13 00:00:00 | -139.04 | 3.1354 | 14.08
2016-05-13 01:00:00 | -138.55 | 3.688 | 16.16
2016-05-13 02:00:00 | -139.13 | 3.9006 | 16.96
2016-05-13 03:00:00 | -141 | 4.0706 | 17.6
2016-05-13 04:00:00 | -146.07 | 3.9431 | 17.12
2016-05-13 05:00:00 | -154.14 | 3.2629 | 14.56
2016-05-13 06:00:00 | -158.21 | 2.4128 | 11.36
2016-05-13 07:00:00 | -156.23 | 1.7751 | 8.96
2016-05-13 08:00:00 | -153.37 | 1.18 | 6.72
2016-05-13 09:00:00 | -153.45 | 1.18 | 6.72
2016-05-13 10:00:00 | -148.94 | 1.18 | 6.72
2016-05-13 11:00:00 | -145.99 | 1.18 | 6.72
2016-05-13 12:00:00 | -143.28 | 1.18 | 6.72
2016-05-13 13:00:00 | -141.8 | 1.18 | 6.72
2016-05-13 14:00:00 | -141.53 | 1.18 | 6.72
2016-05-13 15:00:00 | -142.01 | 1.18 | 6.72
2016-05-13 16:00:00 | -144.37 | 1.18 | 6.72
2016-05-13 17:00:00 | -147 | 1.18 | 6.72
2016-05-13 18:00:00 | -145.1 | 1.7326 | 8.8
2016-05-13 19:00:00 | -143.03 | 3.348 | 14.88
2016-05-13 20:00:00 | -144.96 | 3.603 | 15.84
2016-05-13 21:00:00 | -141.02 | 4.1981 | 18.08
2016-05-13 22:00:00 | -131.76 | 4.7933 | 20.32
2016-05-13 23:00:00 | -131.1 | 4.8358 | 20.48
2016-05-14 00:00:00 | -129.51 | 4.8358 | 20.48
2016-05-14 01:00:00 | -127.71 | 4.5382 | 19.36
2016-05-14 02:00:00 | -128.37 | 4.5807 | 19.52
2016-05-14 03:00:00 | -128.21 | 4.1556 | 17.92
2016-05-14 04:00:00 | -127.91 | 4.2831 | 18.4
2016-05-14 05:00:00 | -129.24 | 3.773 | 16.48
2016-05-14 06:00:00 | -133.57 | 3.0929 | 13.92
2016-05-14 07:00:00 | -132.86 | 2.7103 | 12.48
2016-05-14 08:00:00 | -129.99 | 2.4128 | 11.36
2016-05-14 09:00:00 | -129.37 | 2.1577 | 10.4
2016-05-14 10:00:00 | -128.27 | 1.7326 | 8.8
2016-05-14 11:00:00 | -126.14 | 1.7751 | 8.96
2016-05-14 12:00:00 | -125.01 | 1.35 | 7.36
2016-05-14 13:00:00 | -122.95 | 1.6476 | 8.48
2016-05-14 14:00:00 | -122.92 | 1.9877 | 9.76
2016-05-14 15:00:00 | -127.91 | 2.2427 | 10.72
2016-05-14 16:00:00 | -133.01 | 1.9877 | 9.76
2016-05-14 17:00:00 | -138.71 | 2.5828 | 12
2016-05-14 18:00:00 | -138.46 | 2.9229 | 13.28
2016-05-14 19:00:00 | -137.3 | 3.4755 | 15.36
2016-05-14 20:00:00 | -141.6 | 3.7305 | 16.32
2016-05-14 21:00:00 | -138.52 | 4.2406 | 18.24
2016-05-14 22:00:00 | -138 | 4.4532 | 19.04
2016-05-14 23:00:00 | -130.98 | 4.4957 | 19.2
2016-05-15 00:00:00 | -129.94 | 4.6657 | 19.84
2016-05-15 01:00:00 | -127.13 | 4.8783 | 20.64
2016-05-15 02:00:00 | -127.19 | 4.9208 | 20.8
2016-05-15 03:00:00 | -127.56 | 5.2183 | 21.92
2016-05-15 04:00:00 | -125.1 | 5.1333 | 21.6
2016-05-15 05:00:00 | -123.63 | 4.8783 | 20.64
2016-05-15 06:00:00 | -123.5 | 4.3682 | 18.72
2016-05-15 07:00:00 | -122.57 | 3.9431 | 17.12
2016-05-15 08:00:00 | -121.5 | 3.2629 | 14.56
2016-05-15 09:00:00 | -121.63 | 2.8378 | 12.96
2016-05-15 10:00:00 | -118.73 | 2.7103 | 12.48
2016-05-15 11:00:00 | -108.75 | 4.7933 | 20.32
2016-05-15 12:00:00 | -82.98 | 3.8155 | 16.64
2016-05-15 13:00:00 | -109.76 | 3.7305 | 16.32
2016-05-15 14:00:00 | -115.03 | 3.6455 | 16
2016-05-15 15:00:00 | -120.49 | 3.5605 | 15.68
2016-05-15 16:00:00 | -132.45 | 3.6455 | 16
2016-05-15 17:00:00 | -139.41 | 3.4755 | 15.36
2016-05-15 18:00:00 | -139.69 | 3.7305 | 16.32
2016-05-15 19:00:00 | -140.95 | 4.3682 | 18.72
2016-05-15 20:00:00 | -142.28 | 4.4532 | 19.04
2016-05-15 21:00:00 | -140.36 | 4.9633 | 20.96
2016-05-15 22:00:00 | -135.85 | 4.9633 | 20.96
2016-05-15 23:00:00 | -134.86 | 4.9633 | 20.96
2016-05-16 00:00:00 | -134.06 | 5.0908 | 21.44
2016-05-16 01:00:00 | -133.04 | 4.8783 | 20.64
2016-05-16 02:00:00 | -132.06 | 4.8358 | 20.48
2016-05-16 03:00:00 | -133.93 | 4.7507 | 20.16
2016-05-16 04:00:00 | -134.42 | 4.7507 | 20.16
2016-05-16 05:00:00 | -137.43 | 4.7507 | 20.16
2016-05-16 06:00:00 | -140.54 | 4.4107 | 18.88
2016-05-16 07:00:00 | -140.91 | 4.2406 | 18.24
2016-05-16 08:00:00 | -141.11 | 4.0281 | 17.44
2016-05-16 09:00:00 | -141.35 | 3.0929 | 13.92
2016-05-16 10:00:00 | -140.9 | 2.5828 | 12
2016-05-16 11:00:00 | -136.23 | 2.2427 | 10.72
2016-05-16 12:00:00 | -134.09 | 1.6051 | 8.32
2016-05-16 13:00:00 | -134.26 | 2.0727 | 10.08
2016-05-16 14:00:00 | -135.15 | 1.6476 | 8.48
2016-05-16 15:00:00 | -136.27 | 4.2406 | 18.24
2016-05-16 16:00:00 | -142 | 2.7528 | 12.64
2016-05-16 17:00:00 | -145.16 | 3.0929 | 13.92
2016-05-16 18:00:00 | -146.37 | 3.1354 | 14.08
2016-05-16 19:00:00 | -149.93 | 3.603 | 15.84
2016-05-16 20:00:00 | -147.99 | 4.2831 | 18.4
2016-05-16 21:00:00 | -142.99 | 3.9431 | 17.12
2016-05-16 22:00:00 | -148 | 4.4957 | 19.2
2016-05-16 23:00:00 | -142 | 4.7507 | 20.16
2016-05-17 00:00:00 | -140.82 | 4.8783 | 20.64
2016-05-17 01:00:00 | -139.6 | 4.7933 | 20.32
2016-05-17 02:00:00 | -139.73 | 4.8358 | 20.48
2016-05-17 03:00:00 | -140.91 | 4.8783 | 20.64
2016-05-17 04:00:00 | -147.95 | 4.7507 | 20.16
2016-05-17 05:00:00 | -154.36 | 4.6232 | 19.68
2016-05-17 06:00:00 | -156 | 4.4107 | 18.88
2016-05-17 07:00:00 | -148.93 | 3.9856 | 17.28
2016-05-17 08:00:00 | -146.99 | 3.3054 | 14.72
2016-05-17 09:00:00 | -150.22 | 3.5605 | 15.68
2016-05-17 10:00:00 | -149.61 | 3.603 | 15.84
2016-05-17 11:00:00 | -148.08 | 2.9654 | 13.44
2016-05-17 12:00:00 | -147.93 | 3.1779 | 14.24
2016-05-17 13:00:00 | -148 | 2.8378 | 12.96
2016-05-17 14:00:00 | -148.02 | 3.0079 | 13.6
2016-05-17 15:00:00 | -148.14 | 2.5403 | 11.84
2016-05-17 16:00:00 | -152.64 | 2.6678 | 12.32
2016-05-17 17:00:00 | -152.92 | 2.7953 | 12.8
2016-05-17 18:00:00 | -154.76 | 3.0079 | 13.6
2016-05-17 19:00:00 | -155.44 | 3.2629 | 14.56
2016-05-17 20:00:00 | -151.22 | 3.348 | 14.88
2016-05-17 21:00:00 | -147 | 3.4755 | 15.36
2016-05-17 22:00:00 | -142.91 | 3.688 | 16.16
2016-05-17 23:00:00 | -142.29 | 3.688 | 16.16
2016-05-18 00:00:00 | -141.89 | 3.8581 | 16.8
2016-05-18 01:00:00 | -140.92 | 3.8581 | 16.8
2016-05-18 02:00:00 | -141.31 | 4.6657 | 19.84
2016-05-18 03:00:00 | -142.57 | 4.6232 | 19.68
2016-05-18 04:00:00 | -149.12 | 4.6232 | 19.68
2016-05-18 05:00:00 | -155.06 | 4.1981 | 18.08
2016-05-18 06:00:00 | -157.48 | 3.3054 | 14.72
2016-05-18 07:00:00 | -153.31 | 3.0079 | 13.6
2016-05-18 08:00:00 | -150.58 | 2.5828 | 12
2016-05-18 09:00:00 | -148.98 | 2.2852 | 10.88
2016-05-18 10:00:00 | -149.12 | 1.3925 | 7.52
2016-05-18 11:00:00 | -148.9 | 1.18 | 6.72
2016-05-18 12:00:00 | -148.87 | 1.18 | 6.72
2016-05-18 13:00:00 | -148.85 | 1.18 | 6.72
2016-05-18 14:00:00 | -149.32 | 1.18 | 6.72
2016-05-18 15:00:00 | -149.69 | 1.18 | 6.72
2016-05-18 16:00:00 | -151.08 | 1.18 | 6.72
2016-05-18 17:00:00 | -152.94 | 1.18 | 6.72
2016-05-18 18:00:00 | -152.64 | 1.18 | 6.72
2016-05-18 19:00:00 | -152.95 | 1.18 | 6.72
2016-05-18 20:00:00 | -151.09 | 1.6051 | 8.32
2016-05-18 21:00:00 | -145.2 | 1.7751 | 8.96
2016-05-18 22:00:00 | -142.88 | 1.8601 | 9.28
2016-05-18 23:00:00 | -140.91 | 2.0727 | 10.08
2016-05-19 00:00:00 | -140.23 | 2.2427 | 10.72
2016-05-19 01:00:00 | -139.85 | 2.6253 | 12.16
2016-05-19 02:00:00 | -140.29 | 2.5403 | 11.84
2016-05-19 03:00:00 | -141.9 | 2.5828 | 12
2016-05-19 04:00:00 | -149.58 | 2.6678 | 12.32
2016-05-19 05:00:00 | -157.4 | 2.4978 | 11.68
2016-05-19 06:00:00 | -164 | 2.1152 | 10.24
2016-05-19 07:00:00 | -162.13 | 1.5201 | 8
2016-05-19 08:00:00 | -163 | 1.18 | 6.72
2016-05-19 09:00:00 | -162.91 | 1.18 | 6.72
2016-05-19 10:00:00 | -158.07 | 1.18 | 6.72
2016-05-19 11:00:00 | -156.96 | 1.18 | 6.72
2016-05-19 12:00:00 | -153 | 1.18 | 6.72
2016-05-19 13:00:00 | -151.06 | 1.18 | 6.72
2016-05-19 14:00:00 | -149.91 | 1.18 | 6.72
2016-05-19 15:00:00 | -150.35 | 1.18 | 6.72
2016-05-19 16:00:00 | -152 | 1.18 | 6.72
2016-05-19 17:00:00 | -154.08 | 1.18 | 6.72
2016-05-19 18:00:00 | -152.96 | 1.18 | 6.72
2016-05-19 19:00:00 | -151.85 | 1.18 | 6.72
2016-05-19 20:00:00 | -150.08 | 1.18 | 6.72
2016-05-19 21:00:00 | -147.14 | 1.18 | 6.72
2016-05-19 22:00:00 | -142.73 | 1.35 | 7.36
2016-05-19 23:00:00 | -141.42 | 1.9027 | 9.44
2016-05-20 00:00:00 | -139.5 | 2.3277 | 11.04
2016-05-20 01:00:00 | -139.34 | 2.4128 | 11.36
2016-05-20 02:00:00 | -139.52 | 2.7103 | 12.48
2016-05-20 03:00:00 | -141.23 | 2.8804 | 13.12
2016-05-20 04:00:00 | -145.71 | 2.9654 | 13.44
2016-05-20 05:00:00 | -151.07 | 1.7326 | 8.8
2016-05-20 06:00:00 | -152.97 | 1.6901 | 8.64
2016-05-20 07:00:00 | -149.91 | 1.18 | 6.72
2016-05-20 08:00:00 | -145.5 | 1.18 | 6.72
2016-05-20 09:00:00 | -144.27 | 1.18 | 6.72
2016-05-20 10:00:00 | -142.99 | 1.18 | 6.72
2016-05-20 11:00:00 | -142.3 | 1.18 | 6.72
2016-05-20 12:00:00 | -142.22 | 1.18 | 6.72
2016-05-20 13:00:00 | -142.2 | 1.18 | 6.72
2016-05-20 14:00:00 | -142.57 | 1.18 | 6.72
2016-05-20 15:00:00 | -146.9 | 1.18 | 6.72
2016-05-20 16:00:00 | -150.69 | 1.18 | 6.72
2016-05-20 17:00:00 | -151.92 | 1.18 | 6.72
2016-05-20 18:00:00 | -152.06 | 1.18 | 6.72
2016-05-20 19:00:00 | -151.21 | 1.18 | 6.72
2016-05-20 20:00:00 | -151.66 | 1.6051 | 8.32
2016-05-20 21:00:00 | -145.98 | 1.6476 | 8.48
2016-05-20 22:00:00 | -142.36 | 1.4776 | 7.84
2016-05-20 23:00:00 | -141.49 | 1.8176 | 9.12
2016-05-21 00:00:00 | -140.6 | 2.3702 | 11.2
2016-05-21 01:00:00 | -139.75 | 2.3277 | 11.04
2016-05-21 02:00:00 | -139.26 | 2.7528 | 12.64
2016-05-21 03:00:00 | -138.5 | 3.1779 | 14.24
2016-05-21 04:00:00 | -138.66 | 2.3702 | 11.2
2016-05-21 05:00:00 | -140.88 | 2.0302 | 9.92
2016-05-21 06:00:00 | -141.06 | 1.6051 | 8.32
2016-05-21 07:00:00 | -140.55 | 1.18 | 6.72
2016-05-21 08:00:00 | -138.32 | 1.18 | 6.72
2016-05-21 09:00:00 | -136.95 | 1.18 | 6.72
2016-05-21 10:00:00 | -134.19 | 1.18 | 6.72
2016-05-21 11:00:00 | -133.24 | 1.18 | 6.72
2016-05-21 12:00:00 | -133.09 | 1.18 | 6.72
2016-05-21 13:00:00 | -131.29 | 1.18 | 6.72
2016-05-21 14:00:00 | -135.42 | 1.18 | 6.72
2016-05-21 15:00:00 | -137.06 | 1.18 | 6.72
2016-05-21 16:00:00 | -141.9 | 1.18 | 6.72
2016-05-21 17:00:00 | -144.28 | 1.18 | 6.72
2016-05-21 18:00:00 | -148.94 | 1.18 | 6.72
2016-05-21 19:00:00 | -149.49 | 1.18 | 6.72
2016-05-21 20:00:00 | -146.94 | 1.18 | 6.72
2016-05-21 21:00:00 | -141.42 | 1.18 | 6.72
2016-05-21 22:00:00 | -135.79 | 1.18 | 6.72
2016-05-21 23:00:00 | -128.38 | 1.18 | 6.72
2016-05-22 00:00:00 | -125.62 | 1.6051 | 8.32
2016-05-22 01:00:00 | -122.6 | 1.6051 | 8.32
2016-05-22 02:00:00 | -120.81 | 1.9452 | 9.6
2016-05-22 03:00:00 | -118.13 | 2.3702 | 11.2
2016-05-22 04:00:00 | -117 | 1.9027 | 9.44
2016-05-22 05:00:00 | -118.5 | 1.3925 | 7.52
2016-05-22 06:00:00 | -120.59 | 1.18 | 6.72
2016-05-22 07:00:00 | -117.06 | 1.18 | 6.72
2016-05-22 08:00:00 | -116.89 | 1.18 | 6.72
2016-05-22 09:00:00 | -117.1 | 1.18 | 6.72
2016-05-22 10:00:00 | -112.32 | 1.18 | 6.72
2016-05-22 11:00:00 | -92.28 | 1.18 | 6.72
2016-05-22 12:00:00 | -107.03 | 1.18 | 6.72
2016-05-22 13:00:00 | -110.18 | 1.18 | 6.72
2016-05-22 14:00:00 | -112.81 | 1.18 | 6.72
2016-05-22 15:00:00 | -120.02 | 1.18 | 6.72
2016-05-22 16:00:00 | -139.33 | 1.18 | 6.72
2016-05-22 17:00:00 | -141.65 | 1.18 | 6.72
2016-05-22 18:00:00 | -143.32 | 1.18 | 6.72
2016-05-22 19:00:00 | -144.11 | 1.18 | 6.72
2016-05-22 20:00:00 | -145.22 | 1.18 | 6.72
2016-05-22 21:00:00 | -140.9 | 1.18 | 6.72
2016-05-22 22:00:00 | -140.61 | 1.18 | 6.72
2016-05-22 23:00:00 | -138.89 | 1.18 | 6.72
2016-05-23 00:00:00 | -137.51 | 1.18 | 6.72
2016-05-23 01:00:00 | -136.91 | 1.18 | 6.72
2016-05-23 02:00:00 | -137.46 | 1.18 | 6.72
2016-05-23 03:00:00 | -138.69 | 1.9877 | 9.76
2016-05-23 04:00:00 | -146.05 | 1.9027 | 9.44
2016-05-23 05:00:00 | -152.51 | 1.4351 | 7.68
2016-05-23 06:00:00 | -153.93 | 1.18 | 6.72
2016-05-23 07:00:00 | -151.99 | 1.18 | 6.72
2016-05-23 08:00:00 | -154 | 1.18 | 6.72
2016-05-23 09:00:00 | -153.94 | 1.18 | 6.72
2016-05-23 10:00:00 | -151.91 | 1.18 | 6.72
2016-05-23 11:00:00 | -151.54 | 1.18 | 6.72
2016-05-23 12:00:00 | -150.5 | 1.18 | 6.72
2016-05-23 13:00:00 | -150.78 | 1.18 | 6.72
2016-05-23 14:00:00 | -149.96 | 1.18 | 6.72
2016-05-23 15:00:00 | -149.68 | 1.18 | 6.72
2016-05-23 16:00:00 | -150.49 | 1.18 | 6.72
2016-05-23 17:00:00 | -151.09 | 1.18 | 6.72
2016-05-23 18:00:00 | -151.97 | 1.18 | 6.72
2016-05-23 19:00:00 | -149.97 | 1.18 | 6.72
2016-05-23 20:00:00 | -142.47 | 1.18 | 6.72
2016-05-23 21:00:00 | -140.71 | 1.18 | 6.72
2016-05-23 22:00:00 | -139.99 | 1.18 | 6.72
2016-05-23 23:00:00 | -139.75 | 1.3075 | 7.2
2016-05-24 00:00:00 | -138.48 | 1.5626 | 8.16
2016-05-24 01:00:00 | -138 | 1.9027 | 9.44
2016-05-24 02:00:00 | -138.72 | 2.1152 | 10.24
2016-05-24 03:00:00 | -140.61 | 1.9452 | 9.6
2016-05-24 04:00:00 | -144.13 | 1.5626 | 8.16
2016-05-24 05:00:00 | -152.38 | 1.4351 | 7.68
2016-05-24 06:00:00 | -155.09 | 1.18 | 6.72
2016-05-24 07:00:00 | -154.19 | 1.18 | 6.72
2016-05-24 08:00:00 | -154.94 | 1.18 | 6.72
2016-05-24 09:00:00 | -154.06 | 1.18 | 6.72
2016-05-24 10:00:00 | -151.09 | 1.18 | 6.72
2016-05-24 11:00:00 | -151 | 1.18 | 6.72
2016-05-24 12:00:00 | -150.69 | 1.18 | 6.72
2016-05-24 13:00:00 | -148.92 | 1.18 | 6.72
2016-05-24 14:00:00 | -147.12 | 1.18 | 6.72
2016-05-24 15:00:00 | -147.8 | 1.18 | 6.72
2016-05-24 16:00:00 | -149.25 | 1.18 | 6.72
2016-05-24 17:00:00 | -150.2 | 1.18 | 6.72
2016-05-24 18:00:00 | -149.64 | 1.18 | 6.72
2016-05-24 19:00:00 | -150.38 | 1.18 | 6.72
2016-05-24 20:00:00 | -148.43 | 1.18 | 6.72
2016-05-24 21:00:00 | -142.98 | 1.18 | 6.72
2016-05-24 22:00:00 | -140.97 | 1.35 | 7.36
2016-05-24 23:00:00 | -140.57 | 1.35 | 7.36
2016-05-25 00:00:00 | -139.57 | 1.35 | 7.36
2016-05-25 01:00:00 | -139 | 1.3075 | 7.2
2016-05-25 02:00:00 | -139.63 | 1.3925 | 7.52
2016-05-25 03:00:00 | -140.99 | 1.4776 | 7.84
2016-05-25 04:00:00 | -148.92 | 1.4776 | 7.84
2016-05-25 05:00:00 | -153.8 | 1.3925 | 7.52
2016-05-25 06:00:00 | -157.2 | 1.265 | 7.04
2016-05-25 07:00:00 | -152.99 | 1.18 | 6.72
2016-05-25 08:00:00 | -152.16 | 1.18 | 6.72
2016-05-25 09:00:00 | -151.07 | 1.18 | 6.72
2016-05-25 10:00:00 | -149.02 | 1.18 | 6.72
2016-05-25 11:00:00 | -146.95 | 1.18 | 6.72
2016-05-25 12:00:00 | -148.13 | 1.18 | 6.72
2016-05-25 13:00:00 | -148.12 | 1.18 | 6.72
2016-05-25 14:00:00 | -148.9 | 1.18 | 6.72
2016-05-25 15:00:00 | -150.92 | 1.18 | 6.72
2016-05-25 16:00:00 | -153.8 | 1.18 | 6.72
2016-05-25 17:00:00 | -154.61 | 1.18 | 6.72
2016-05-25 18:00:00 | -154.76 | 1.18 | 6.72
2016-05-25 19:00:00 | -153.49 | 1.18 | 6.72
2016-05-25 20:00:00 | -152.92 | 1.5201 | 8
2016-05-25 21:00:00 | -146.06 | 2.2002 | 10.56
2016-05-25 22:00:00 | -143.74 | 2.9229 | 13.28
2016-05-25 23:00:00 | -142.16 | 2.8378 | 12.96
2016-05-26 00:00:00 | -141.42 | 2.6253 | 12.16
2016-05-26 01:00:00 | -141.27 | 2.5828 | 12
2016-05-26 02:00:00 | -141.33 | 2.4553 | 11.52
2016-05-26 03:00:00 | -141.79 | 2.3277 | 11.04
2016-05-26 04:00:00 | -144.15 | 2.3702 | 11.2
2016-05-26 05:00:00 | -148.96 | 2.3277 | 11.04
2016-05-26 06:00:00 | -148.97 | 2.2427 | 10.72
2016-05-26 07:00:00 | -145.94 | 2.0302 | 9.92
2016-05-26 08:00:00 | -143.57 | 1.8601 | 9.28
2016-05-26 09:00:00 | -142.79 | 1.6901 | 8.64
2016-05-26 10:00:00 | -143.46 | 1.3075 | 7.2
2016-05-26 11:00:00 | -142.71 | 1.18 | 6.72
2016-05-26 12:00:00 | -142.69 | 1.18 | 6.72
2016-05-26 13:00:00 | -143.16 | 1.18 | 6.72
2016-05-26 14:00:00 | -143.76 | 1.18 | 6.72
2016-05-26 15:00:00 | -146.07 | 1.18 | 6.72
2016-05-26 16:00:00 | -152 | 1.18 | 6.72
2016-05-26 17:00:00 | -153.27 | 1.18 | 6.72
2016-05-26 18:00:00 | -152.95 | 1.18 | 6.72
2016-05-26 19:00:00 | -150.94 | 1.18 | 6.72
2016-05-26 20:00:00 | -151.1 | 1.3075 | 7.2
2016-05-26 21:00:00 | -144.94 | 1.7751 | 8.96
2016-05-26 22:00:00 | -142.43 | 2.0302 | 9.92
2016-05-26 23:00:00 | -141.42 | 2.2427 | 10.72
2016-05-27 00:00:00 | -139.95 | 2.2852 | 10.88
2016-05-27 01:00:00 | -138.61 | 2.2852 | 10.88
2016-05-27 02:00:00 | -139.69 | 2.3702 | 11.2
2016-05-27 03:00:00 | -141.45 | 2.3702 | 11.2
2016-05-27 04:00:00 | -145.88 | 2.3702 | 11.2
2016-05-27 05:00:00 | -150.99 | 2.2002 | 10.56
2016-05-27 06:00:00 | -153.48 | 2.0727 | 10.08
2016-05-27 07:00:00 | -152.26 | 1.8601 | 9.28
2016-05-27 08:00:00 | -150.95 | 1.5201 | 8
2016-05-27 09:00:00 | -150.91 | 1.18 | 6.72
2016-05-27 10:00:00 | -148.37 | 1.18 | 6.72
2016-05-27 11:00:00 | -145.2 | 1.18 | 6.72
2016-05-27 12:00:00 | -144.64 | 1.18 | 6.72
2016-05-27 13:00:00 | -144.86 | 1.18 | 6.72
2016-05-27 14:00:00 | -145.68 | 1.18 | 6.72
2016-05-27 15:00:00 | -148.96 | 1.18 | 6.72
2016-05-27 16:00:00 | -150.91 | 1.18 | 6.72
2016-05-27 17:00:00 | -151.2 | 1.18 | 6.72
2016-05-27 18:00:00 | -150.19 | 1.18 | 6.72
2016-05-27 19:00:00 | -149.85 | 1.18 | 6.72
2016-05-27 20:00:00 | -148.23 | 1.9452 | 9.6
2016-05-27 21:00:00 | -143.99 | 2.6678 | 12.32
2016-05-27 22:00:00 | -146.92 | 2.9654 | 13.44
2016-05-27 23:00:00 | -142.38 | 2.7528 | 12.64
2016-05-28 00:00:00 | -140.79 | 2.7103 | 12.48
2016-05-28 01:00:00 | -140.14 | 2.9654 | 13.44
2016-05-28 02:00:00 | -139.69 | 3.2629 | 14.56
2016-05-28 03:00:00 | -139.91 | 3.5605 | 15.68
2016-05-28 04:00:00 | -140.56 | 3.6455 | 16
2016-05-28 05:00:00 | -142.02 | 2.6678 | 12.32
2016-05-28 06:00:00 | -144.57 | 2.1577 | 10.4
2016-05-28 07:00:00 | -144.95 | 1.7751 | 8.96
2016-05-28 08:00:00 | -142.46 | 1.18 | 6.72
2016-05-28 09:00:00 | -141.49 | 1.18 | 6.72
2016-05-28 10:00:00 | -140.87 | 1.18 | 6.72
2016-05-28 11:00:00 | -140.06 | 1.18 | 6.72
2016-05-28 12:00:00 | -139.47 | 1.18 | 6.72
2016-05-28 13:00:00 | -138.42 | 1.18 | 6.72
2016-05-28 14:00:00 | -138 | 1.18 | 6.72
2016-05-28 15:00:00 | -140.01 | 1.18 | 6.72
2016-05-28 16:00:00 | -143.57 | 1.18 | 6.72
2016-05-28 17:00:00 | -144.42 | 1.18 | 6.72
2016-05-28 18:00:00 | -145.1 | 1.18 | 6.72
2016-05-28 19:00:00 | -143.69 | 1.35 | 7.36
2016-05-28 20:00:00 | -141.37 | 1.9452 | 9.6
2016-05-28 21:00:00 | -140.31 | 2.1152 | 10.24
2016-05-28 22:00:00 | -136.03 | 1.9877 | 9.76
2016-05-28 23:00:00 | -131.15 | 1.8601 | 9.28
2016-05-29 00:00:00 | -130.97 | 2.0302 | 9.92
2016-05-29 01:00:00 | -131.17 | 2.2852 | 10.88
2016-05-29 02:00:00 | -126.9 | 2.2852 | 10.88
2016-05-29 03:00:00 | -124.16 | 2.5403 | 11.84
2016-05-29 04:00:00 | -128.58 | 2.0727 | 10.08
2016-05-29 05:00:00 | -131.87 | 1.6901 | 8.64
2016-05-29 06:00:00 | -132.67 | 1.18 | 6.72
2016-05-29 07:00:00 | -133.23 | 1.18 | 6.72
2016-05-29 08:00:00 | -130.87 | 1.18 | 6.72
2016-05-29 09:00:00 | -132.03 | 1.18 | 6.72
2016-05-29 10:00:00 | -128.46 | 1.18 | 6.72
2016-05-29 11:00:00 | -126.57 | 1.18 | 6.72
2016-05-29 12:00:00 | -122.6 | 1.18 | 6.72
2016-05-29 13:00:00 | -121.78 | 1.18 | 6.72
2016-05-29 14:00:00 | -123.32 | 1.18 | 6.72
2016-05-29 15:00:00 | -126.42 | 1.18 | 6.72
2016-05-29 16:00:00 | -136.08 | 1.18 | 6.72
2016-05-29 17:00:00 | -139.88 | 1.18 | 6.72
2016-05-29 18:00:00 | -140.77 | 1.18 | 6.72
2016-05-29 19:00:00 | -141.04 | 1.18 | 6.72
2016-05-29 20:00:00 | -141.1 | 1.18 | 6.72
2016-05-29 21:00:00 | -137.73 | 1.18 | 6.72
2016-05-29 22:00:00 | -136.07 | 1.18 | 6.72
2016-05-29 23:00:00 | -131.87 | 1.18 | 6.72
2016-05-30 00:00:00 | -130.27 | 1.18 | 6.72
2016-05-30 01:00:00 | -129.28 | 1.18 | 6.72
2016-05-30 02:00:00 | -129.86 | 1.18 | 6.72
2016-05-30 03:00:00 | -136.01 | 1.18 | 6.72
2016-05-30 04:00:00 | -144.16 | 1.18 | 6.72
2016-05-30 05:00:00 | -152.94 | 1.18 | 6.72
2016-05-30 06:00:00 | -153.25 | 1.18 | 6.72
2016-05-30 07:00:00 | -153.43 | 1.18 | 6.72
2016-05-30 08:00:00 | -152.79 | 1.18 | 6.72
2016-05-30 09:00:00 | -152.25 | 1.18 | 6.72
2016-05-30 10:00:00 | -147 | 1.18 | 6.72
2016-05-30 11:00:00 | -144.33 | 1.18 | 6.72
2016-05-30 12:00:00 | -143.08 | 1.18 | 6.72
2016-05-30 13:00:00 | -142.67 | 1.18 | 6.72
2016-05-30 14:00:00 | -143.06 | 1.18 | 6.72
2016-05-30 15:00:00 | -143.47 | 1.18 | 6.72
2016-05-30 16:00:00 | -146.74 | 1.18 | 6.72
2016-05-30 17:00:00 | -146.99 | 1.18 | 6.72
2016-05-30 18:00:00 | -143.48 | 1.18 | 6.72
2016-05-30 19:00:00 | -142.68 | 1.18 | 6.72
2016-05-30 20:00:00 | -141.9 | 1.18 | 6.72
2016-05-30 21:00:00 | -139.94 | 1.18 | 6.72
2016-05-30 22:00:00 | -139.17 | 1.18 | 6.72
2016-05-30 23:00:00 | -137.25 | 1.18 | 6.72
2016-05-31 00:00:00 | -134.44 | 1.18 | 6.72
2016-05-31 01:00:00 | -134.09 | 1.18 | 6.72
2016-05-31 02:00:00 | -135.31 | 1.18 | 6.72
2016-05-31 03:00:00 | -138.98 | 1.265 | 7.04
2016-05-31 04:00:00 | -142.52 | 1.18 | 6.72
2016-05-31 05:00:00 | -150.93 | 1.18 | 6.72
2016-05-31 06:00:00 | -153.81 | 1.18 | 6.72
2016-05-31 07:00:00 | -153.47 | 1.18 | 6.72
2016-05-31 08:00:00 | -152.94 | 1.18 | 6.72
2016-05-31 09:00:00 | -153.8 | 1.18 | 6.72
2016-05-31 10:00:00 | -150.78 | 1.18 | 6.72
2016-05-31 11:00:00 | -148.94 | 1.18 | 6.72
2016-05-31 12:00:00 | -148.57 | 1.18 | 6.72
2016-05-31 13:00:00 | -146.82 | 1.18 | 6.72
2016-05-31 14:00:00 | -147.26 | 1.18 | 6.72
2016-05-31 15:00:00 | -150.37 | 1.18 | 6.72
2016-05-31 16:00:00 | -152.94 | 1.18 | 6.72
2016-05-31 17:00:00 | -153.92 | 1.18 | 6.72
2016-05-31 18:00:00 | -150.95 | 1.18 | 6.72
2016-05-31 19:00:00 | -149.98 | 1.18 | 6.72
2016-05-31 20:00:00 | -148.78 | 1.18 | 6.72
2016-05-31 21:00:00 | -144.15 | 1.18 | 6.72
2016-05-31 22:00:00 | -142 | 1.18 | 6.72
2016-05-31 23:00:00 | -140.23 | 1.18 | 6.72
2016-06-01 00:00:00 | -139.07 | 1.18 | 6.72
2016-06-01 01:00:00 | -138.08 | 1.18 | 6.72
2016-06-01 02:00:00 | -138.18 | 1.18 | 6.72
2016-06-01 03:00:00 | -141.1 | 1.18 | 6.72
2016-06-01 04:00:00 | -147.9 | 1.18 | 6.72
2016-06-01 05:00:00 | -155.49 | 1.18 | 6.72
2016-06-01 06:00:00 | -158.87 | 1.18 | 6.72
2016-06-01 07:00:00 | -159 | 1.18 | 6.72
2016-06-01 08:00:00 | -158.44 | 1.18 | 6.72
2016-06-01 09:00:00 | -158.51 | 1.18 | 6.72
2016-06-01 10:00:00 | -154.64 | 1.18 | 6.72
2016-06-01 11:00:00 | -150.11 | 1.18 | 6.72
2016-06-01 12:00:00 | -148.9 | 1.18 | 6.72
2016-06-01 13:00:00 | -146.96 | 1.18 | 6.72
2016-06-01 14:00:00 | -146.12 | 1.18 | 6.72
2016-06-01 15:00:00 | -148.11 | 1.18 | 6.72
2016-06-01 16:00:00 | -150.66 | 1.18 | 6.72
2016-06-01 17:00:00 | -150.92 | 1.18 | 6.72
2016-06-01 18:00:00 | -148.95 | 1.18 | 6.72
2016-06-01 19:00:00 | -147.57 | 1.18 | 6.72
2016-06-01 20:00:00 | -148.9 | 1.18 | 6.72
2016-06-01 21:00:00 | -144.64 | 1.18 | 6.72
2016-06-01 22:00:00 | -139.96 | 1.18 | 6.72
2016-06-01 23:00:00 | -138.75 | 1.18 | 6.72
2016-06-02 00:00:00 | -138.06 | 1.18 | 6.72
2016-06-02 01:00:00 | -138 | 1.18 | 6.72
2016-06-02 02:00:00 | -138 | 1.18 | 6.72
2016-06-02 03:00:00 | -140.37 | 1.18 | 6.72
2016-06-02 04:00:00 | -147.03 | 1.18 | 6.72
2016-06-02 05:00:00 | -155.97 | 1.18 | 6.72
2016-06-02 06:00:00 | -157.54 | 1.18 | 6.72
2016-06-02 07:00:00 | -155.98 | 1.18 | 6.72
2016-06-02 08:00:00 | -155.09 | 1.18 | 6.72
2016-06-02 09:00:00 | -154.37 | 1.18 | 6.72
2016-06-02 10:00:00 | -150.08 | 1.18 | 6.72
2016-06-02 11:00:00 | -146.67 | 1.18 | 6.72
2016-06-02 12:00:00 | -144.68 | 1.18 | 6.72
2016-06-02 13:00:00 | -143.95 | 1.18 | 6.72
2016-06-02 14:00:00 | -143.92 | 1.18 | 6.72
2016-06-02 15:00:00 | -146.22 | 1.18 | 6.72
2016-06-02 16:00:00 | -149.84 | 1.18 | 6.72
2016-06-02 17:00:00 | -150.96 | 1.18 | 6.72
2016-06-02 18:00:00 | -149.96 | 1.18 | 6.72
2016-06-02 19:00:00 | -147.46 | 1.18 | 6.72
2016-06-02 20:00:00 | -147.16 | 1.18 | 6.72
2016-06-02 21:00:00 | -142.59 | 1.18 | 6.72
2016-06-02 22:00:00 | -142.1 | 1.18 | 6.72
2016-06-02 23:00:00 | -139.68 | 1.18 | 6.72
2016-06-03 00:00:00 | -139.22 | 1.18 | 6.72
2016-06-03 01:00:00 | -138.64 | 1.18 | 6.72
2016-06-03 02:00:00 | -138.9 | 1.18 | 6.72
2016-06-03 03:00:00 | -140.5 | 1.18 | 6.72
2016-06-03 04:00:00 | -145.46 | 1.18 | 6.72
2016-06-03 05:00:00 | -153.45 | 1.18 | 6.72
2016-06-03 06:00:00 | -158.08 | 1.18 | 6.72
2016-06-03 07:00:00 | -157.93 | 1.18 | 6.72
2016-06-03 08:00:00 | -154.44 | 1.18 | 6.72
2016-06-03 09:00:00 | -153.64 | 1.18 | 6.72
2016-06-03 10:00:00 | -148.92 | 1.18 | 6.72
2016-06-03 11:00:00 | -145.77 | 1.18 | 6.72
2016-06-03 12:00:00 | -143.28 | 1.18 | 6.72
2016-06-03 13:00:00 | -143.26 | 1.18 | 6.72
2016-06-03 14:00:00 | -143.49 | 1.18 | 6.72
2016-06-03 15:00:00 | -146 | 1.18 | 6.72
2016-06-03 16:00:00 | -149.82 | 1.18 | 6.72
2016-06-03 17:00:00 | -151.61 | 1.18 | 6.72
2016-06-03 18:00:00 | -149.98 | 1.18 | 6.72
2016-06-03 19:00:00 | -148.66 | 1.18 | 6.72
2016-06-03 20:00:00 | -150.16 | 1.18 | 6.72
2016-06-03 21:00:00 | -146.94 | 1.18 | 6.72
2016-06-03 22:00:00 | -141.72 | 1.18 | 6.72
2016-06-03 23:00:00 | -141.21 | 1.3075 | 7.2
2016-06-04 00:00:00 | -139.63 | 1.5201 | 8
2016-06-04 01:00:00 | -139.29 | 1.4351 | 7.68
2016-06-04 02:00:00 | -139.26 | 1.7326 | 8.8
2016-06-04 03:00:00 | -139.3 | 1.8601 | 9.28
2016-06-04 04:00:00 | -139.53 | 1.6476 | 8.48
2016-06-04 05:00:00 | -141.5 | 1.18 | 6.72
2016-06-04 06:00:00 | -145.49 | 1.18 | 6.72
2016-06-04 07:00:00 | -146.98 | 1.18 | 6.72
2016-06-04 08:00:00 | -144.56 | 1.18 | 6.72
2016-06-04 09:00:00 | -144.91 | 1.18 | 6.72
2016-06-04 10:00:00 | -143.73 | 1.18 | 6.72
2016-06-04 11:00:00 | -140.78 | 1.18 | 6.72
2016-06-04 12:00:00 | -139.58 | 1.18 | 6.72
2016-06-04 13:00:00 | -139.41 | 1.18 | 6.72
2016-06-04 14:00:00 | -139.53 | 1.18 | 6.72
2016-06-04 15:00:00 | -143.29 | 1.18 | 6.72
2016-06-04 16:00:00 | -146.19 | 1.18 | 6.72
2016-06-04 17:00:00 | -148.07 | 1.18 | 6.72
2016-06-04 18:00:00 | -147.87 | 1.18 | 6.72
2016-06-04 19:00:00 | -147.88 | 1.18 | 6.72
2016-06-04 20:00:00 | -148.99 | 1.18 | 6.72
2016-06-04 21:00:00 | -146.88 | 1.18 | 6.72
2016-06-04 22:00:00 | -142.43 | 1.18 | 6.72
2016-06-04 23:00:00 | -140 | 1.265 | 7.04
2016-06-05 00:00:00 | -138.08 | 1.3925 | 7.52
2016-06-05 01:00:00 | -137.08 | 1.7751 | 8.96
2016-06-05 02:00:00 | -136.03 | 1.9452 | 9.6
2016-06-05 03:00:00 | -134.61 | 2.2427 | 10.72
2016-06-05 04:00:00 | -134.09 | 1.8601 | 9.28
2016-06-05 05:00:00 | -135.78 | 1.18 | 6.72
2016-06-05 06:00:00 | -135.89 | 1.18 | 6.72
2016-06-05 07:00:00 | -135.08 | 1.18 | 6.72
2016-06-05 08:00:00 | -135.84 | 1.18 | 6.72
2016-06-05 09:00:00 | -136.48 | 1.18 | 6.72
2016-06-05 10:00:00 | -135.94 | 1.18 | 6.72
2016-06-05 11:00:00 | -133.15 | 1.18 | 6.72
2016-06-05 12:00:00 | -132.47 | 1.18 | 6.72
2016-06-05 13:00:00 | -132.03 | 1.18 | 6.72
2016-06-05 14:00:00 | -132.54 | 1.18 | 6.72
2016-06-05 15:00:00 | -136.62 | 1.18 | 6.72
2016-06-05 16:00:00 | -141.91 | 1.18 | 6.72
2016-06-05 17:00:00 | -144.92 | 1.18 | 6.72
2016-06-05 18:00:00 | -146.85 | 1.18 | 6.72
2016-06-05 19:00:00 | -147.14 | 1.18 | 6.72
2016-06-05 20:00:00 | -148.74 | 1.18 | 6.72
2016-06-05 21:00:00 | -145.93 | 1.18 | 6.72
2016-06-05 22:00:00 | -142.59 | 1.18 | 6.72
2016-06-05 23:00:00 | -140.76 | 1.18 | 6.72
2016-06-06 00:00:00 | -139.87 | 1.3925 | 7.52
2016-06-06 01:00:00 | -139.19 | 1.7326 | 8.8
2016-06-06 02:00:00 | -139.15 | 1.9027 | 9.44
2016-06-06 03:00:00 | -140.71 | 2.2427 | 10.72
2016-06-06 04:00:00 | -147.98 | 2.2427 | 10.72
2016-06-06 05:00:00 | -154.16 | 1.7751 | 8.96
2016-06-06 06:00:00 | -155.82 | 1.2225 | 6.88
2016-06-06 07:00:00 | -152.94 | 1.18 | 6.72
2016-06-06 08:00:00 | -150.57 | 1.18 | 6.72
2016-06-06 09:00:00 | -149.93 | 1.18 | 6.72
2016-06-06 10:00:00 | -146.63 | 1.18 | 6.72
2016-06-06 11:00:00 | -146.08 | 1.18 | 6.72
2016-06-06 12:00:00 | -146.78 | 1.18 | 6.72
2016-06-06 13:00:00 | -147.63 | 1.18 | 6.72
2016-06-06 14:00:00 | -148.99 | 1.18 | 6.72
2016-06-06 15:00:00 | -152.68 | 1.18 | 6.72
2016-06-06 16:00:00 | -156.76 | 1.18 | 6.72
2016-06-06 17:00:00 | -159.06 | 1.18 | 6.72
2016-06-06 18:00:00 | -155.31 | 1.18 | 6.72
2016-06-06 19:00:00 | -152.2 | 1.3925 | 7.52
2016-06-06 20:00:00 | -151.81 | 2.4978 | 11.68
2016-06-06 21:00:00 | -146.79 | 2.8378 | 12.96
2016-06-06 22:00:00 | -142.85 | 3.2629 | 14.56
2016-06-06 23:00:00 | -141.34 | 3.5605 | 15.68
2016-06-07 00:00:00 | -140.59 | 3.9431 | 17.12
2016-06-07 01:00:00 | -139.58 | 4.8358 | 20.48
2016-06-07 02:00:00 | -139.67 | 5.3459 | 22.4
2016-06-07 03:00:00 | -140.09 | 5.2183 | 21.92
2016-06-07 04:00:00 | -147.68 | 4.7933 | 20.32
2016-06-07 05:00:00 | -153.82 | 3.0504 | 13.76
2016-06-07 06:00:00 | -157.48 | 2.2002 | 10.56
2016-06-07 07:00:00 | -152.49 | 1.265 | 7.04
2016-06-07 08:00:00 | -147.15 | 1.18 | 6.72
2016-06-07 09:00:00 | -146.8 | 1.18 | 6.72
2016-06-07 10:00:00 | -143.94 | 1.18 | 6.72
2016-06-07 11:00:00 | -143.59 | 1.18 | 6.72
2016-06-07 12:00:00 | -143.18 | 1.18 | 6.72
2016-06-07 13:00:00 | -144.41 | 1.18 | 6.72
2016-06-07 14:00:00 | -145.53 | 1.18 | 6.72
2016-06-07 15:00:00 | -150.13 | 1.18 | 6.72
2016-06-07 16:00:00 | -154.02 | 1.18 | 6.72
2016-06-07 17:00:00 | -156.48 | 1.18 | 6.72
2016-06-07 18:00:00 | -152.9 | 1.18 | 6.72
2016-06-07 19:00:00 | -150.97 | 1.18 | 6.72
2016-06-07 20:00:00 | -150.59 | 1.18 | 6.72
2016-06-07 21:00:00 | -145.54 | 1.18 | 6.72
2016-06-07 22:00:00 | -143.98 | 1.18 | 6.72
2016-06-07 23:00:00 | -141.89 | 1.4776 | 7.84
2016-06-08 00:00:00 | -140.83 | 1.8176 | 9.12
2016-06-08 01:00:00 | -139.68 | 2.4553 | 11.52
2016-06-08 02:00:00 | -139.54 | 2.2002 | 10.56
2016-06-08 03:00:00 | -141.38 | 2.1577 | 10.4
2016-06-08 04:00:00 | -146.21 | 2.0302 | 9.92
2016-06-08 05:00:00 | -153.07 | 1.18 | 6.72
2016-06-08 06:00:00 | -159.31 | 1.18 | 6.72
2016-06-08 07:00:00 | -155.33 | 1.18 | 6.72
2016-06-08 08:00:00 | -152.25 | 1.18 | 6.72
2016-06-08 09:00:00 | -150.99 | 1.18 | 6.72
2016-06-08 10:00:00 | -146.52 | 1.18 | 6.72
2016-06-08 11:00:00 | -145.6 | 1.18 | 6.72
2016-06-08 12:00:00 | -145.18 | 1.18 | 6.72
2016-06-08 13:00:00 | -144.37 | 1.18 | 6.72
2016-06-08 14:00:00 | -144 | 1.18 | 6.72
2016-06-08 15:00:00 | -146.24 | 1.18 | 6.72
2016-06-08 16:00:00 | -148.68 | 1.18 | 6.72
2016-06-08 17:00:00 | -150.9 | 1.18 | 6.72
2016-06-08 18:00:00 | -150.12 | 1.18 | 6.72
2016-06-08 19:00:00 | -150.55 | 1.18 | 6.72
2016-06-08 20:00:00 | -148.9 | 1.18 | 6.72
2016-06-08 21:00:00 | -144.5 | 1.18 | 6.72
2016-06-08 22:00:00 | -141.67 | 1.18 | 6.72
2016-06-08 23:00:00 | -139.87 | 1.2225 | 6.88
2016-06-09 00:00:00 | -138.81 | 1.2225 | 6.88
2016-06-09 01:00:00 | -138.58 | 1.2225 | 6.88
2016-06-09 02:00:00 | -139.11 | 1.4351 | 7.68
2016-06-09 03:00:00 | -141.06 | 1.9877 | 9.76
2016-06-09 04:00:00 | -146.03 | 1.7751 | 8.96
2016-06-09 05:00:00 | -151.97 | 1.6051 | 8.32
2016-06-09 06:00:00 | -161.08 | 1.6901 | 8.64
2016-06-09 07:00:00 | -162 | 1.18 | 6.72
2016-06-09 08:00:00 | -160.89 | 1.18 | 6.72
2016-06-09 09:00:00 | -159.4 | 1.18 | 6.72
2016-06-09 10:00:00 | -152.99 | 1.18 | 6.72
2016-06-09 11:00:00 | -151.93 | 1.18 | 6.72
2016-06-09 12:00:00 | -148.2 | 1.18 | 6.72
2016-06-09 13:00:00 | -145.34 | 1.18 | 6.72
2016-06-09 14:00:00 | -145.01 | 1.18 | 6.72
2016-06-09 15:00:00 | -146.84 | 1.18 | 6.72
2016-06-09 16:00:00 | -150.95 | 1.18 | 6.72
2016-06-09 17:00:00 | -152.94 | 1.18 | 6.72
2016-06-09 18:00:00 | -151.7 | 1.18 | 6.72
2016-06-09 19:00:00 | -149.51 | 1.18 | 6.72
2016-06-09 20:00:00 | -148.49 | 1.7326 | 8.8
2016-06-09 21:00:00 | -143.89 | 2.5828 | 12
2016-06-09 22:00:00 | -141.55 | 3.1779 | 14.24
2016-06-09 23:00:00 | -139.57 | 2.4978 | 11.68
2016-06-10 00:00:00 | -139.03 | 2.0302 | 9.92
2016-06-10 01:00:00 | -137.91 | 2.1152 | 10.24
2016-06-10 02:00:00 | -137.16 | 2.5403 | 11.84
2016-06-10 03:00:00 | -138.97 | 2.2852 | 10.88
2016-06-10 04:00:00 | -145.25 | 2.9654 | 13.44
2016-06-10 05:00:00 | -151.94 | 2.6678 | 12.32
2016-06-10 06:00:00 | -153.95 | 2.3702 | 11.2
2016-06-10 07:00:00 | -148.97 | 1.4776 | 7.84
2016-06-10 08:00:00 | -142.68 | 1.18 | 6.72
2016-06-10 09:00:00 | -142.47 | 1.18 | 6.72
2016-06-10 10:00:00 | -140.52 | 1.18 | 6.72
2016-06-10 11:00:00 | -139.37 | 1.18 | 6.72
2016-06-10 12:00:00 | -139.06 | 1.18 | 6.72
2016-06-10 13:00:00 | -139.8 | 1.18 | 6.72
2016-06-10 14:00:00 | -141.09 | 1.18 | 6.72
2016-06-10 15:00:00 | -144.29 | 1.18 | 6.72
2016-06-10 16:00:00 | -148.01 | 1.18 | 6.72
2016-06-10 17:00:00 | -150.85 | 1.18 | 6.72
2016-06-10 18:00:00 | -150.06 | 1.18 | 6.72
2016-06-10 19:00:00 | -149.67 | 1.18 | 6.72
2016-06-10 20:00:00 | -150.86 | 2.3277 | 11.04
2016-06-10 21:00:00 | -147.45 | 2.4978 | 11.68
2016-06-10 22:00:00 | -144.14 | 2.4128 | 11.36
2016-06-10 23:00:00 | -142.2 | 2.3702 | 11.2
2016-06-11 00:00:00 | -141.01 | 2.5828 | 12
2016-06-11 01:00:00 | -139.57 | 3.3905 | 15.04
2016-06-11 02:00:00 | -139.71 | 3.8581 | 16.8
2016-06-11 03:00:00 | -139.25 | 4.2831 | 18.4
2016-06-11 04:00:00 | -139.82 | 3.9856 | 17.28
2016-06-11 05:00:00 | -140.85 | 2.7528 | 12.64
2016-06-11 06:00:00 | -144.06 | 1.7751 | 8.96
2016-06-11 07:00:00 | -147.47 | 1.18 | 6.72
2016-06-11 08:00:00 | -147.46 | 1.18 | 6.72
2016-06-11 09:00:00 | -148.03 | 1.18 | 6.72
2016-06-11 10:00:00 | -146.49 | 1.18 | 6.72
2016-06-11 11:00:00 | -143.69 | 1.18 | 6.72
2016-06-11 12:00:00 | -141.85 | 1.18 | 6.72
2016-06-11 13:00:00 | -141.8 | 1.18 | 6.72
2016-06-11 14:00:00 | -142.06 | 1.18 | 6.72
2016-06-11 15:00:00 | -145.92 | 1.18 | 6.72
2016-06-11 16:00:00 | -148.23 | 1.18 | 6.72
2016-06-11 17:00:00 | -149.47 | 1.18 | 6.72
2016-06-11 18:00:00 | -149.85 | 1.18 | 6.72
2016-06-11 19:00:00 | -147.47 | 1.8601 | 9.28
2016-06-11 20:00:00 | -148.94 | 2.7103 | 12.48
2016-06-11 21:00:00 | -145.73 | 3.0504 | 13.76
2016-06-11 22:00:00 | -140.74 | 3.2204 | 14.4
2016-06-11 23:00:00 | -136.6 | 3.518 | 15.52
2016-06-12 00:00:00 | -136.58 | 3.9856 | 17.28
2016-06-12 01:00:00 | -136.58 | 4.4107 | 18.88
2016-06-12 02:00:00 | -136.54 | 4.5382 | 19.36
2016-06-12 03:00:00 | -135.5 | 4.3682 | 18.72
2016-06-12 04:00:00 | -135.58 | 4.2831 | 18.4
2016-06-12 05:00:00 | -137.16 | 3.688 | 16.16
2016-06-12 06:00:00 | -139.57 | 2.9229 | 13.28
2016-06-12 07:00:00 | -140.91 | 2.4128 | 11.36
2016-06-12 08:00:00 | -139.19 | 1.5201 | 8
2016-06-12 09:00:00 | -143.3 | 1.18 | 6.72
2016-06-12 10:00:00 | -140.94 | 1.18 | 6.72
2016-06-12 11:00:00 | -137.16 | 1.18 | 6.72
2016-06-12 12:00:00 | -136.53 | 1.18 | 6.72
2016-06-12 13:00:00 | -137.07 | 1.18 | 6.72
2016-06-12 14:00:00 | -139.06 | 1.18 | 6.72
2016-06-12 15:00:00 | -141.93 | 1.18 | 6.72
2016-06-12 16:00:00 | -145.52 | 1.18 | 6.72
2016-06-12 17:00:00 | -147.78 | 1.18 | 6.72
2016-06-12 18:00:00 | -149.33 | 1.18 | 6.72
2016-06-12 19:00:00 | -147.4 | 1.4776 | 7.84
2016-06-12 20:00:00 | -147.81 | 2.1152 | 10.24
2016-06-12 21:00:00 | -141.24 | 2.2852 | 10.88
2016-06-12 22:00:00 | -139.34 | 2.3702 | 11.2
2016-06-12 23:00:00 | -137.46 | 2.3702 | 11.2
2016-06-13 00:00:00 | -135.63 | 2.4128 | 11.36
2016-06-13 01:00:00 | -136.37 | 2.4978 | 11.68
2016-06-13 02:00:00 | -136.57 | 2.5403 | 11.84
2016-06-13 03:00:00 | -139.03 | 2.5828 | 12
2016-06-13 04:00:00 | -145.31 | 2.4978 | 11.68
2016-06-13 05:00:00 | -151.49 | 2.4978 | 11.68
2016-06-13 06:00:00 | -155.13 | 2.3277 | 11.04
2016-06-13 07:00:00 | -157.91 | 1.9452 | 9.6
2016-06-13 08:00:00 | -156.17 | 1.265 | 7.04
2016-06-13 09:00:00 | -157.09 | 1.18 | 6.72
2016-06-13 10:00:00 | -152.23 | 1.18 | 6.72
2016-06-13 11:00:00 | -150.32 | 1.5626 | 8.16
2016-06-13 12:00:00 | -149.68 | 1.35 | 7.36
2016-06-13 13:00:00 | -148.89 | 1.4776 | 7.84
2016-06-13 14:00:00 | -147.38 | 1.6051 | 8.32
2016-06-13 15:00:00 | -148.45 | 1.6476 | 8.48
2016-06-13 16:00:00 | -149.75 | 1.7326 | 8.8
2016-06-13 17:00:00 | -150.97 | 1.7326 | 8.8
2016-06-13 18:00:00 | -150.58 | 1.6476 | 8.48
2016-06-13 19:00:00 | -147.98 | 1.5626 | 8.16
2016-06-13 20:00:00 | -147.31 | 1.6476 | 8.48
2016-06-13 21:00:00 | -144.14 | 1.6476 | 8.48
2016-06-13 22:00:00 | -142.82 | 1.8176 | 9.12
2016-06-13 23:00:00 | -140.76 | 1.9027 | 9.44
2016-06-14 00:00:00 | -139.88 | 1.9027 | 9.44
2016-06-14 01:00:00 | -139.64 | 1.9452 | 9.6
2016-06-14 02:00:00 | -140.04 | 1.9452 | 9.6
2016-06-14 03:00:00 | -141 | 1.9877 | 9.76
2016-06-14 04:00:00 | -145.4 | 1.9452 | 9.6
2016-06-14 05:00:00 | -153.29 | 1.7751 | 8.96
2016-06-14 06:00:00 | -156.39 | 1.2225 | 6.88
2016-06-14 07:00:00 | -156.44 | 1.18 | 6.72
2016-06-14 08:00:00 | -155.25 | 1.18 | 6.72
2016-06-14 09:00:00 | -153.83 | 1.18 | 6.72
2016-06-14 10:00:00 | -150 | 1.18 | 6.72
2016-06-14 11:00:00 | -147.37 | 1.18 | 6.72
2016-06-14 12:00:00 | -145.55 | 1.18 | 6.72
2016-06-14 13:00:00 | -145.38 | 1.18 | 6.72
2016-06-14 14:00:00 | -146.64 | 1.18 | 6.72
2016-06-14 15:00:00 | -150.51 | 1.18 | 6.72
2016-06-14 16:00:00 | -153.08 | 1.18 | 6.72
2016-06-14 17:00:00 | -155.5 | 1.18 | 6.72
2016-06-14 18:00:00 | -154 | 1.18 | 6.72
2016-06-14 19:00:00 | -150.01 | 1.18 | 6.72
2016-06-14 20:00:00 | -148.1 | 1.18 | 6.72
2016-06-14 21:00:00 | -144.59 | 1.18 | 6.72
2016-06-14 22:00:00 | -144.19 | 1.18 | 6.72
2016-06-14 23:00:00 | -143.34 | 1.5201 | 8
2016-06-15 00:00:00 | -142.32 | 1.9027 | 9.44
2016-06-15 01:00:00 | -141.73 | 1.9877 | 9.76
2016-06-15 02:00:00 | -141.52 | 2.1152 | 10.24
2016-06-15 03:00:00 | -143.31 | 2.2002 | 10.56
2016-06-15 04:00:00 | -146.37 | 1.8601 | 9.28
2016-06-15 05:00:00 | -153.91 | 1.18 | 6.72
2016-06-15 06:00:00 | -156.79 | 1.18 | 6.72
2016-06-15 07:00:00 | -154.2 | 1.18 | 6.72
2016-06-15 08:00:00 | -153.91 | 1.18 | 6.72
2016-06-15 09:00:00 | -153.51 | 1.18 | 6.72
2016-06-15 10:00:00 | -148.21 | 1.18 | 6.72
2016-06-15 11:00:00 | -146.29 | 1.18 | 6.72
2016-06-15 12:00:00 | -145.99 | 1.18 | 6.72
2016-06-15 13:00:00 | -145.73 | 1.18 | 6.72
2016-06-15 14:00:00 | -147.12 | 1.18 | 6.72
2016-06-15 15:00:00 | -149 | 1.18 | 6.72
2016-06-15 16:00:00 | -152.53 | 1.18 | 6.72
2016-06-15 17:00:00 | -154.91 | 1.18 | 6.72
2016-06-15 18:00:00 | -153.49 | 1.18 | 6.72
2016-06-15 19:00:00 | -151.25 | 1.18 | 6.72
2016-06-15 20:00:00 | -151.02 | 1.2225 | 6.88
2016-06-15 21:00:00 | -145.33 | 1.5201 | 8
2016-06-15 22:00:00 | -144.46 | 1.5201 | 8
2016-06-15 23:00:00 | -143.64 | 1.35 | 7.36
2016-06-16 00:00:00 | -142.6 | 1.3925 | 7.52
2016-06-16 01:00:00 | -141.61 | 1.6476 | 8.48
2016-06-16 02:00:00 | -141.99 | 2.0302 | 9.92
2016-06-16 03:00:00 | -142.95 | 2.2852 | 10.88
2016-06-16 04:00:00 | -147.84 | 2.3702 | 11.2
2016-06-16 05:00:00 | -155.82 | 1.9452 | 9.6
2016-06-16 06:00:00 | -157.74 | 1.6051 | 8.32
2016-06-16 07:00:00 | -153.43 | 1.18 | 6.72
2016-06-16 08:00:00 | -152.88 | 1.18 | 6.72
2016-06-16 09:00:00 | -151.76 | 1.18 | 6.72
2016-06-16 10:00:00 | -147.71 | 1.18 | 6.72
2016-06-16 11:00:00 | -144.98 | 1.18 | 6.72
2016-06-16 12:00:00 | -145.44 | 1.18 | 6.72
2016-06-16 13:00:00 | -146.47 | 1.18 | 6.72
2016-06-16 14:00:00 | -149.75 | 1.18 | 6.72
2016-06-16 15:00:00 | -151.03 | 1.18 | 6.72
2016-06-16 16:00:00 | -152.71 | 1.18 | 6.72
2016-06-16 17:00:00 | -153.2 | 1.18 | 6.72
2016-06-16 18:00:00 | -153.28 | 1.18 | 6.72
2016-06-16 19:00:00 | -151.02 | 1.18 | 6.72
2016-06-16 20:00:00 | -149.05 | 1.18 | 6.72
2016-06-16 21:00:00 | -144.62 | 1.18 | 6.72
2016-06-16 22:00:00 | -143.9 | 1.18 | 6.72
2016-06-16 23:00:00 | -141.73 | 1.18 | 6.72
2016-06-17 00:00:00 | -140.16 | 1.18 | 6.72
2016-06-17 01:00:00 | -139.37 | 1.18 | 6.72
2016-06-17 02:00:00 | -139.72 | 1.18 | 6.72
2016-06-17 03:00:00 | -140.45 | 1.18 | 6.72
2016-06-17 04:00:00 | -145.85 | 1.18 | 6.72
2016-06-17 05:00:00 | -153.3 | 1.265 | 7.04
2016-06-17 06:00:00 | -157.7 | 1.3925 | 7.52
2016-06-17 07:00:00 | -155.5 | 1.265 | 7.04
2016-06-17 08:00:00 | -152.94 | 1.18 | 6.72
2016-06-17 09:00:00 | -151.25 | 1.18 | 6.72
2016-06-17 10:00:00 | -146.81 | 1.265 | 7.04
2016-06-17 11:00:00 | -142.97 | 1.265 | 7.04
2016-06-17 12:00:00 | -141.92 | 1.3925 | 7.52
2016-06-17 13:00:00 | -141.01 | 1.265 | 7.04
2016-06-17 14:00:00 | -141.06 | 1.18 | 6.72
2016-06-17 15:00:00 | -144.55 | 1.18 | 6.72
2016-06-17 16:00:00 | -148.72 | 1.18 | 6.72
2016-06-17 17:00:00 | -150.15 | 1.18 | 6.72
2016-06-17 18:00:00 | -148.59 | 1.18 | 6.72
2016-06-17 19:00:00 | -146.16 | 1.18 | 6.72
2016-06-17 20:00:00 | -147.08 | 1.265 | 7.04
2016-06-17 21:00:00 | -144.07 | 1.3075 | 7.2
2016-06-17 22:00:00 | -141.06 | 1.3075 | 7.2
2016-06-17 23:00:00 | -140.45 | 1.5201 | 8
2016-06-18 00:00:00 | -139.02 | 1.6051 | 8.32
2016-06-18 01:00:00 | -138.09 | 1.9027 | 9.44
2016-06-18 02:00:00 | -138.06 | 2.0302 | 9.92
2016-06-18 03:00:00 | -136.75 | 2.2002 | 10.56
2016-06-18 04:00:00 | -138.73 | 2.0727 | 10.08
2016-06-18 05:00:00 | -140.75 | 1.8176 | 9.12
2016-06-18 06:00:00 | -142.47 | 1.3075 | 7.2
2016-06-18 07:00:00 | -141 | 1.18 | 6.72
2016-06-18 08:00:00 | -139.64 | 1.18 | 6.72
2016-06-18 09:00:00 | -139.08 | 1.18 | 6.72
2016-06-18 10:00:00 | -134.04 | 1.18 | 6.72
2016-06-18 11:00:00 | -130.85 | 1.18 | 6.72
2016-06-18 12:00:00 | -133.93 | 1.18 | 6.72
2016-06-18 13:00:00 | -136.67 | 1.18 | 6.72
2016-06-18 14:00:00 | -139.49 | 1.18 | 6.72
2016-06-18 15:00:00 | -141.38 | 1.18 | 6.72
2016-06-18 16:00:00 | -144.53 | 1.18 | 6.72
2016-06-18 17:00:00 | -145.28 | 1.18 | 6.72
2016-06-18 18:00:00 | -144.83 | 1.18 | 6.72
2016-06-18 19:00:00 | -144.97 | 1.18 | 6.72
2016-06-18 20:00:00 | -146 | 1.18 | 6.72
2016-06-18 21:00:00 | -142.48 | 1.6901 | 8.64
2016-06-18 22:00:00 | -138.64 | 1.6051 | 8.32
2016-06-18 23:00:00 | -133.16 | 1.9877 | 9.76
2016-06-19 00:00:00 | -131.04 | 1.9877 | 9.76
2016-06-19 01:00:00 | -128.88 | 2.1152 | 10.24
2016-06-19 02:00:00 | -133.04 | 2.2852 | 10.88
2016-06-19 03:00:00 | -131.1 | 2.6678 | 12.32
2016-06-19 04:00:00 | -128.16 | 2.3277 | 11.04
2016-06-19 05:00:00 | -128.13 | 1.4776 | 7.84
2016-06-19 06:00:00 | -132.29 | 1.18 | 6.72
2016-06-19 07:00:00 | -134.98 | 1.18 | 6.72
2016-06-19 08:00:00 | -135.55 | 1.18 | 6.72
2016-06-19 09:00:00 | -137.08 | 1.18 | 6.72
2016-06-19 10:00:00 | -135.12 | 1.18 | 6.72
2016-06-19 11:00:00 | -129.63 | 1.18 | 6.72
2016-06-19 12:00:00 | -127.04 | 1.18 | 6.72
2016-06-19 13:00:00 | -126.9 | 1.18 | 6.72
2016-06-19 14:00:00 | -129.79 | 1.18 | 6.72
2016-06-19 15:00:00 | -137.04 | 1.18 | 6.72
2016-06-19 16:00:00 | -140.97 | 1.18 | 6.72
2016-06-19 17:00:00 | -144.95 | 1.18 | 6.72
2016-06-19 18:00:00 | -145.8 | 1.18 | 6.72
2016-06-19 19:00:00 | -147.88 | 1.18 | 6.72
2016-06-19 20:00:00 | -147.26 | 1.5626 | 8.16
2016-06-19 21:00:00 | -145.14 | 1.9027 | 9.44
2016-06-19 22:00:00 | -142.92 | 1.6476 | 8.48
2016-06-19 23:00:00 | -139.6 | 1.5201 | 8
2016-06-20 00:00:00 | -138.4 | 2.0302 | 9.92
2016-06-20 01:00:00 | -135.45 | 2.7528 | 12.64
2016-06-20 02:00:00 | -135.05 | 2.9654 | 13.44
2016-06-20 03:00:00 | -137.99 | 3.2204 | 14.4
2016-06-20 04:00:00 | -146.97 | 2.9229 | 13.28
2016-06-20 05:00:00 | -152.42 | 1.9452 | 9.6
2016-06-20 06:00:00 | -152.94 | 1.18 | 6.72
2016-06-20 07:00:00 | -147.44 | 1.18 | 6.72
2016-06-20 08:00:00 | -144.84 | 1.18 | 6.72
2016-06-20 09:00:00 | -144.95 | 1.18 | 6.72
2016-06-20 10:00:00 | -143.51 | 1.18 | 6.72
2016-06-20 11:00:00 | -143.24 | 1.18 | 6.72
2016-06-20 12:00:00 | -143.44 | 1.18 | 6.72
2016-06-20 13:00:00 | -143.49 | 1.18 | 6.72
2016-06-20 14:00:00 | -143.19 | 1.18 | 6.72
2016-06-20 15:00:00 | -145.74 | 1.18 | 6.72
2016-06-20 16:00:00 | -150.97 | 1.18 | 6.72
2016-06-20 17:00:00 | -152.96 | 1.18 | 6.72
2016-06-20 18:00:00 | -151.57 | 1.18 | 6.72
2016-06-20 19:00:00 | -149.76 | 1.18 | 6.72
2016-06-20 20:00:00 | -148.74 | 1.18 | 6.72
2016-06-20 21:00:00 | -143.38 | 1.18 | 6.72
2016-06-20 22:00:00 | -142.23 | 1.18 | 6.72
2016-06-20 23:00:00 | -141.37 | 1.18 | 6.72
2016-06-21 00:00:00 | -140.34 | 1.2225 | 6.88
2016-06-21 01:00:00 | -139.23 | 1.18 | 6.72
2016-06-21 02:00:00 | -139.89 | 1.18 | 6.72
2016-06-21 03:00:00 | -141.93 | 1.18 | 6.72
2016-06-21 04:00:00 | -147.54 | 1.3075 | 7.2
2016-06-21 05:00:00 | -156.73 | 1.18 | 6.72
2016-06-21 06:00:00 | -158.78 | 1.18 | 6.72
2016-06-21 07:00:00 | -160.59 | 1.18 | 6.72
2016-06-21 08:00:00 | -159.79 | 1.18 | 6.72
2016-06-21 09:00:00 | -161.73 | 1.18 | 6.72
2016-06-21 10:00:00 | -157.59 | 1.18 | 6.72
2016-06-21 11:00:00 | -155.64 | 1.18 | 6.72
2016-06-21 12:00:00 | -153.84 | 1.18 | 6.72
2016-06-21 13:00:00 | -152.16 | 1.18 | 6.72
2016-06-21 14:00:00 | -150.45 | 1.18 | 6.72
2016-06-21 15:00:00 | -151.05 | 1.18 | 6.72
2016-06-21 16:00:00 | -152.94 | 1.18 | 6.72
2016-06-21 17:00:00 | -153.91 | 1.18 | 6.72
2016-06-21 18:00:00 | -155.44 | 1.18 | 6.72
2016-06-21 19:00:00 | -152.98 | 1.18 | 6.72
2016-06-21 20:00:00 | -151.93 | 1.18 | 6.72
2016-06-21 21:00:00 | -148 | 1.18 | 6.72
2016-06-21 22:00:00 | -146.06 | 1.18 | 6.72
2016-06-21 23:00:00 | -142.95 | 1.18 | 6.72
2016-06-22 00:00:00 | -141.95 | 1.3075 | 7.2
2016-06-22 01:00:00 | -141.14 | 1.4351 | 7.68
2016-06-22 02:00:00 | -140.97 | 1.5201 | 8
2016-06-22 03:00:00 | -142.06 | 1.3075 | 7.2
2016-06-22 04:00:00 | -147.98 | 1.35 | 7.36
2016-06-22 05:00:00 | -158 | 1.18 | 6.72
2016-06-22 06:00:00 | -160 | 1.18 | 6.72
2016-06-22 07:00:00 | -158 | 1.18 | 6.72
2016-06-22 08:00:00 | -155.27 | 1.18 | 6.72
2016-06-22 09:00:00 | -154.62 | 1.18 | 6.72
2016-06-22 10:00:00 | -151.6 | 1.18 | 6.72
2016-06-22 11:00:00 | -148.29 | 1.18 | 6.72
2016-06-22 12:00:00 | -146.94 | 1.18 | 6.72
2016-06-22 13:00:00 | -146.93 | 1.18 | 6.72
2016-06-22 14:00:00 | -148.31 | 1.18 | 6.72
2016-06-22 15:00:00 | -151.7 | 1.18 | 6.72
2016-06-22 16:00:00 | -156.12 | 1.18 | 6.72
2016-06-22 17:00:00 | -157.8 | 1.18 | 6.72
2016-06-22 18:00:00 | -156.3 | 1.18 | 6.72
2016-06-22 19:00:00 | -155.39 | 1.18 | 6.72
2016-06-22 20:00:00 | -153.98 | 1.18 | 6.72
2016-06-22 21:00:00 | -148.35 | 1.18 | 6.72
2016-06-22 22:00:00 | -146.09 | 1.18 | 6.72
2016-06-22 23:00:00 | -143.64 | 1.18 | 6.72
2016-06-23 00:00:00 | -142.38 | 1.18 | 6.72
2016-06-23 01:00:00 | -141.3 | 1.18 | 6.72
2016-06-23 02:00:00 | -141.24 | 1.18 | 6.72
2016-06-23 03:00:00 | -142.14 | 1.18 | 6.72
2016-06-23 04:00:00 | -146.16 | 1.18 | 6.72
2016-06-23 05:00:00 | -153.91 | 1.18 | 6.72
2016-06-23 06:00:00 | -153.91 | 1.18 | 6.72
2016-06-23 07:00:00 | -152.97 | 1.18 | 6.72
2016-06-23 08:00:00 | -147.78 | 1.18 | 6.72
2016-06-23 09:00:00 | -145.95 | 1.18 | 6.72
2016-06-23 10:00:00 | -143.62 | 1.18 | 6.72
2016-06-23 11:00:00 | -143.08 | 1.18 | 6.72
2016-06-23 12:00:00 | -143.37 | 1.18 | 6.72
2016-06-23 13:00:00 | -143.71 | 1.18 | 6.72
2016-06-23 14:00:00 | -145.31 | 1.18 | 6.72
2016-06-23 15:00:00 | -148.83 | 1.18 | 6.72
2016-06-23 16:00:00 | -153.92 | 1.18 | 6.72
2016-06-23 17:00:00 | -158.06 | 1.18 | 6.72
2016-06-23 18:00:00 | -156.04 | 1.18 | 6.72
2016-06-23 19:00:00 | -150.72 | 1.18 | 6.72
2016-06-23 20:00:00 | -148.77 | 1.18 | 6.72
2016-06-23 21:00:00 | -144.99 | 1.18 | 6.72
2016-06-23 22:00:00 | -144.03 | 1.18 | 6.72
2016-06-23 23:00:00 | -142.56 | 1.18 | 6.72
2016-06-24 00:00:00 | -142.08 | 1.18 | 6.72
2016-06-24 01:00:00 | -141.36 | 1.18 | 6.72
2016-06-24 02:00:00 | -141.91 | 1.18 | 6.72
2016-06-24 03:00:00 | -144.43 | 1.18 | 6.72
2016-06-24 04:00:00 | -149.86 | 1.18 | 6.72
2016-06-24 05:00:00 | -155.03 | 1.18 | 6.72
2016-06-24 06:00:00 | -156.84 | 1.18 | 6.72
2016-06-24 07:00:00 | -152.46 | 1.18 | 6.72
2016-06-24 08:00:00 | -149.96 | 1.18 | 6.72
2016-06-24 09:00:00 | -148.01 | 1.18 | 6.72
2016-06-24 10:00:00 | -147.93 | 1.18 | 6.72
2016-06-24 11:00:00 | -146.27 | 1.18 | 6.72
2016-06-24 12:00:00 | -146.66 | 1.18 | 6.72
2016-06-24 13:00:00 | -146.38 | 1.18 | 6.72
2016-06-24 14:00:00 | -147.63 | 1.18 | 6.72
2016-06-24 15:00:00 | -149.65 | 1.18 | 6.72
2016-06-24 16:00:00 | -152.98 | 1.18 | 6.72
2016-06-24 17:00:00 | -153.53 | 1.18 | 6.72
2016-06-24 18:00:00 | -152.95 | 1.18 | 6.72
2016-06-24 19:00:00 | -151.28 | 1.18 | 6.72
2016-06-24 20:00:00 | -152.12 | 1.18 | 6.72
2016-06-24 21:00:00 | -150.04 | 1.18 | 6.72
2016-06-24 22:00:00 | -148.14 | 1.18 | 6.72
2016-06-24 23:00:00 | -146.97 | 1.18 | 6.72
2016-06-25 00:00:00 | -144.64 | 1.18 | 6.72
2016-06-25 01:00:00 | -142.28 | 1.18 | 6.72
2016-06-25 02:00:00 | -141.35 | 1.18 | 6.72
2016-06-25 03:00:00 | -141 | 1.18 | 6.72
2016-06-25 04:00:00 | -142 | 1.18 | 6.72
2016-06-25 05:00:00 | -144.93 | 1.18 | 6.72
2016-06-25 06:00:00 | -148.25 | 1.18 | 6.72
2016-06-25 07:00:00 | -150.96 | 1.18 | 6.72
2016-06-25 08:00:00 | -151.86 | 1.18 | 6.72
2016-06-25 09:00:00 | -150.95 | 1.18 | 6.72
2016-06-25 10:00:00 | -148.06 | 1.18 | 6.72
2016-06-25 11:00:00 | -145.81 | 1.18 | 6.72
2016-06-25 12:00:00 | -143.08 | 1.18 | 6.72
2016-06-25 13:00:00 | -142.43 | 1.18 | 6.72
2016-06-25 14:00:00 | -142.43 | 1.18 | 6.72
2016-06-25 15:00:00 | -145.31 | 1.18 | 6.72
2016-06-25 16:00:00 | -147.42 | 1.18 | 6.72
2016-06-25 17:00:00 | -148.53 | 1.18 | 6.72
2016-06-25 18:00:00 | -147.8 | 1.18 | 6.72
2016-06-25 19:00:00 | -146.81 | 1.18 | 6.72
2016-06-25 20:00:00 | -147.61 | 1.18 | 6.72
2016-06-25 21:00:00 | -145.02 | 1.18 | 6.72
2016-06-25 22:00:00 | -135.29 | 1.18 | 6.72
2016-06-25 23:00:00 | -130.78 | 1.18 | 6.72
2016-06-26 00:00:00 | -132.25 | 1.18 | 6.72
2016-06-26 01:00:00 | -131.35 | 1.18 | 6.72
2016-06-26 02:00:00 | -131.08 | 1.18 | 6.72
2016-06-26 03:00:00 | -130.43 | 1.18 | 6.72
2016-06-26 04:00:00 | -129.53 | 1.18 | 6.72
2016-06-26 05:00:00 | -130.63 | 1.18 | 6.72
2016-06-26 06:00:00 | -131.46 | 1.18 | 6.72
2016-06-26 07:00:00 | -131.51 | 1.18 | 6.72
2016-06-26 08:00:00 | -127.79 | 1.18 | 6.72
2016-06-26 09:00:00 | -130.86 | 1.18 | 6.72
2016-06-26 10:00:00 | -130.08 | 1.18 | 6.72
2016-06-26 11:00:00 | -127.29 | 1.18 | 6.72
2016-06-26 12:00:00 | -126.05 | 1.18 | 6.72
2016-06-26 13:00:00 | -127.19 | 1.18 | 6.72
2016-06-26 14:00:00 | -129.67 | 1.18 | 6.72
2016-06-26 15:00:00 | -133.79 | 1.18 | 6.72
2016-06-26 16:00:00 | -141.76 | 1.18 | 6.72
2016-06-26 17:00:00 | -144.79 | 1.18 | 6.72
2016-06-26 18:00:00 | -147.97 | 1.18 | 6.72
2016-06-26 19:00:00 | -146.46 | 1.18 | 6.72
2016-06-26 20:00:00 | -149.91 | 1.18 | 6.72
2016-06-26 21:00:00 | -146.12 | 1.18 | 6.72
2016-06-26 22:00:00 | -142.1 | 1.7751 | 8.96
2016-06-26 23:00:00 | -138.99 | 1.4351 | 7.68
2016-06-27 00:00:00 | -137.04 | 1.8176 | 9.12
2016-06-27 01:00:00 | -134.29 | 2.1152 | 10.24
2016-06-27 02:00:00 | -134.12 | 2.4128 | 11.36
2016-06-27 03:00:00 | -137.02 | 2.3277 | 11.04
2016-06-27 04:00:00 | -145.75 | 1.9027 | 9.44
2016-06-27 05:00:00 | -151.07 | 1.2225 | 6.88
2016-06-27 06:00:00 | -152.26 | 1.18 | 6.72
2016-06-27 07:00:00 | -149.02 | 1.18 | 6.72
2016-06-27 08:00:00 | -144.57 | 1.18 | 6.72
2016-06-27 09:00:00 | -144.29 | 1.18 | 6.72
2016-06-27 10:00:00 | -142.82 | 1.18 | 6.72
2016-06-27 11:00:00 | -143.38 | 1.18 | 6.72
2016-06-27 12:00:00 | -142.87 | 1.18 | 6.72
2016-06-27 13:00:00 | -143.95 | 1.18 | 6.72
2016-06-27 14:00:00 | -143.92 | 1.18 | 6.72
2016-06-27 15:00:00 | -146.08 | 1.18 | 6.72
2016-06-27 16:00:00 | -152.98 | 1.18 | 6.72
2016-06-27 17:00:00 | -157.05 | 1.18 | 6.72
2016-06-27 18:00:00 | -156.31 | 1.18 | 6.72
2016-06-27 19:00:00 | -154.52 | 1.18 | 6.72
2016-06-27 20:00:00 | -154.4 | 1.18 | 6.72
2016-06-27 21:00:00 | -149.69 | 1.18 | 6.72
2016-06-27 22:00:00 | -144.84 | 1.18 | 6.72
2016-06-27 23:00:00 | -142.4 | 1.18 | 6.72
2016-06-28 00:00:00 | -142.09 | 1.18 | 6.72
2016-06-28 01:00:00 | -141.13 | 1.18 | 6.72
2016-06-28 02:00:00 | -140.76 | 1.18 | 6.72
2016-06-28 03:00:00 | -142.19 | 1.18 | 6.72
2016-06-28 04:00:00 | -148 | 1.18 | 6.72
2016-06-28 05:00:00 | -158.08 | 1.18 | 6.72
2016-06-28 06:00:00 | -159.91 | 1.18 | 6.72
2016-06-28 07:00:00 | -159.98 | 1.4776 | 7.84
2016-06-28 08:00:00 | -156.94 | 1.18 | 6.72
2016-06-28 09:00:00 | -155.88 | 1.18 | 6.72
2016-06-28 10:00:00 | -153.36 | 1.7326 | 8.8
2016-06-28 11:00:00 | -152.08 | 1.18 | 6.72
2016-06-28 12:00:00 | -150.62 | 1.18 | 6.72
2016-06-28 13:00:00 | -149.37 | 1.18 | 6.72
2016-06-28 14:00:00 | -148.89 | 1.18 | 6.72
2016-06-28 15:00:00 | -154.04 | 1.18 | 6.72
2016-06-28 16:00:00 | -157.85 | 1.18 | 6.72
2016-06-28 17:00:00 | -159.74 | 1.18 | 6.72
2016-06-28 18:00:00 | -156.99 | 1.18 | 6.72
2016-06-28 19:00:00 | -152.56 | 1.18 | 6.72
2016-06-28 20:00:00 | -151.84 | 1.18 | 6.72
2016-06-28 21:00:00 | -146.34 | 1.18 | 6.72
2016-06-28 22:00:00 | -142.03 | 1.265 | 7.04
2016-06-28 23:00:00 | -140.14 | 1.6051 | 8.32
2016-06-29 00:00:00 | -138.64 | 1.6476 | 8.48
2016-06-29 01:00:00 | -137.91 | 1.7751 | 8.96
2016-06-29 02:00:00 | -137.17 | 1.6476 | 8.48
2016-06-29 03:00:00 | -137.99 | 1.6901 | 8.64
2016-06-29 04:00:00 | -142.58 | 1.6901 | 8.64
2016-06-29 05:00:00 | -150.91 | 1.4776 | 7.84
2016-06-29 06:00:00 | -152.94 | 1.5201 | 8
2016-06-29 07:00:00 | -149.82 | 1.18 | 6.72
2016-06-29 08:00:00 | -144.05 | 1.18 | 6.72
2016-06-29 09:00:00 | -142.71 | 1.18 | 6.72
2016-06-29 10:00:00 | -141.92 | 1.18 | 6.72
2016-06-29 11:00:00 | -141.6 | 1.18 | 6.72
2016-06-29 12:00:00 | -141.4 | 1.18 | 6.72
2016-06-29 13:00:00 | -141.96 | 1.18 | 6.72
2016-06-29 14:00:00 | -141.71 | 1.18 | 6.72
2016-06-29 15:00:00 | -144.54 | 1.18 | 6.72
2016-06-29 16:00:00 | -151.46 | 1.18 | 6.72
2016-06-29 17:00:00 | -156.99 | 1.18 | 6.72
2016-06-29 18:00:00 | -155.49 | 1.18 | 6.72
2016-06-29 19:00:00 | -152.98 | 1.18 | 6.72
2016-06-29 20:00:00 | -152.94 | 1.18 | 6.72
2016-06-29 21:00:00 | -147.96 | 1.18 | 6.72
2016-06-29 22:00:00 | -143.16 | 1.7326 | 8.8
2016-06-29 23:00:00 | -141.34 | 1.5626 | 8.16
2016-06-30 00:00:00 | -140.08 | 1.5626 | 8.16
2016-06-30 01:00:00 | -138.11 | 2.2427 | 10.72
2016-06-30 02:00:00 | -137.82 | 2.1577 | 10.4
2016-06-30 03:00:00 | -139.58 | 1.8601 | 9.28
2016-06-30 04:00:00 | -144.61 | 1.9452 | 9.6
2016-06-30 05:00:00 | -152.94 | 1.18 | 6.72
2016-06-30 06:00:00 | -157.86 | 1.18 | 6.72
2016-06-30 07:00:00 | -156.24 | 1.18 | 6.72
2016-06-30 08:00:00 | -156.49 | 1.18 | 6.72
2016-06-30 09:00:00 | -154 | 1.18 | 6.72
2016-06-30 10:00:00 | -148.69 | 1.18 | 6.72
2016-06-30 11:00:00 | -145.63 | 1.18 | 6.72
2016-06-30 12:00:00 | -143.8 | 1.18 | 6.72
2016-06-30 13:00:00 | -144.17 | 1.18 | 6.72
2016-06-30 14:00:00 | -144.28 | 1.18 | 6.72
2016-06-30 15:00:00 | -147.77 | 1.18 | 6.72
2016-06-30 16:00:00 | -152.23 | 1.18 | 6.72
2016-06-30 17:00:00 | -156.28 | 1.18 | 6.72
2016-06-30 18:00:00 | -152.91 | 1.18 | 6.72
2016-06-30 19:00:00 | -149.11 | 1.18 | 6.72
2016-06-30 20:00:00 | -150.38 | 1.18 | 6.72
2016-06-30 21:00:00 | -145.72 | 1.18 | 6.72
2016-06-30 22:00:00 | -147.36 | 1.18 | 6.72
2016-06-30 23:00:00 | -142.69 | 1.18 | 6.72
2016-07-01 00:00:00 | -141.42 | 1.18 | 6.72
2016-07-01 01:00:00 | -139.91 | 1.18 | 6.72
2016-07-01 02:00:00 | -138.19 | 1.18 | 6.72
2016-07-01 03:00:00 | -140.44 | 1.18 | 6.72
2016-07-01 04:00:00 | -144.84 | 1.18 | 6.72
2016-07-01 05:00:00 | -151.58 | 1.18 | 6.72
2016-07-01 06:00:00 | -153.78 | 1.18 | 6.72
2016-07-01 07:00:00 | -147.8 | 1.18 | 6.72
2016-07-01 08:00:00 | -142 | 1.18 | 6.72
2016-07-01 09:00:00 | -141.26 | 1.18 | 6.72
2016-07-01 10:00:00 | -140.56 | 1.18 | 6.72
2016-07-01 11:00:00 | -140.09 | 1.18 | 6.72
2016-07-01 12:00:00 | -140.09 | 1.18 | 6.72
2016-07-01 13:00:00 | -142.22 | 1.18 | 6.72
2016-07-01 14:00:00 | -145 | 1.18 | 6.72
2016-07-01 15:00:00 | -146.75 | 1.18 | 6.72
2016-07-01 16:00:00 | -150.43 | 1.18 | 6.72
2016-07-01 17:00:00 | -151.95 | 1.18 | 6.72
2016-07-01 18:00:00 | -150.67 | 1.18 | 6.72
2016-07-01 19:00:00 | -148.07 | 1.18 | 6.72
2016-07-01 20:00:00 | -149.91 | 1.18 | 6.72
2016-07-01 21:00:00 | -145.59 | 1.18 | 6.72
2016-07-01 22:00:00 | -140.03 | 1.18 | 6.72
2016-07-01 23:00:00 | -138.38 | 1.18 | 6.72
2016-07-02 00:00:00 | -137.4 | 1.18 | 6.72
2016-07-02 01:00:00 | -135.09 | 1.18 | 6.72
2016-07-02 02:00:00 | -134.79 | 1.18 | 6.72
2016-07-02 03:00:00 | -134.58 | 1.18 | 6.72
2016-07-02 04:00:00 | -135.99 | 1.18 | 6.72
2016-07-02 05:00:00 | -138.05 | 1.18 | 6.72
2016-07-02 06:00:00 | -139.41 | 1.18 | 6.72
2016-07-02 07:00:00 | -141.71 | 1.18 | 6.72
2016-07-02 08:00:00 | -140.04 | 1.18 | 6.72
2016-07-02 09:00:00 | -140.03 | 1.18 | 6.72
2016-07-02 10:00:00 | -139.87 | 1.18 | 6.72
2016-07-02 11:00:00 | -138.86 | 1.18 | 6.72
2016-07-02 12:00:00 | -137.4 | 1.18 | 6.72
2016-07-02 13:00:00 | -136.52 | 1.18 | 6.72
2016-07-02 14:00:00 | -135.95 | 1.18 | 6.72
2016-07-02 15:00:00 | -137.96 | 1.18 | 6.72
2016-07-02 16:00:00 | -141.11 | 1.18 | 6.72
2016-07-02 17:00:00 | -143.33 | 1.18 | 6.72
2016-07-02 18:00:00 | -143.48 | 1.18 | 6.72
2016-07-02 19:00:00 | -143.03 | 1.18 | 6.72
2016-07-02 20:00:00 | -143.97 | 1.4351 | 7.68
2016-07-02 21:00:00 | -140.4 | 1.8601 | 9.28
2016-07-02 22:00:00 | -136.07 | 1.9027 | 9.44
2016-07-02 23:00:00 | -127.32 | 2.2427 | 10.72
2016-07-03 00:00:00 | -125.88 | 2.4128 | 11.36
2016-07-03 01:00:00 | -124.97 | 2.8378 | 12.96
2016-07-03 02:00:00 | -126.82 | 2.8804 | 13.12
2016-07-03 03:00:00 | -125.77 | 2.9229 | 13.28
2016-07-03 04:00:00 | -126.14 | 2.9654 | 13.44
2016-07-03 05:00:00 | -126.82 | 2.2852 | 10.88
2016-07-03 06:00:00 | -130.2 | 1.6476 | 8.48
2016-07-03 07:00:00 | -127.92 | 1.18 | 6.72
2016-07-03 08:00:00 | -126.92 | 1.18 | 6.72
2016-07-03 09:00:00 | -126.86 | 1.18 | 6.72
2016-07-03 10:00:00 | -126.92 | 1.18 | 6.72
2016-07-03 11:00:00 | -125.09 | 1.18 | 6.72
2016-07-03 12:00:00 | -124.98 | 1.18 | 6.72
2016-07-03 13:00:00 | -125.14 | 1.18 | 6.72
2016-07-03 14:00:00 | -126.97 | 1.18 | 6.72
2016-07-03 15:00:00 | -136.08 | 1.18 | 6.72
2016-07-03 16:00:00 | -140.02 | 1.18 | 6.72
2016-07-03 17:00:00 | -144.76 | 1.18 | 6.72
2016-07-03 18:00:00 | -145.97 | 1.18 | 6.72
2016-07-03 19:00:00 | -148.49 | 1.18 | 6.72
2016-07-03 20:00:00 | -150.35 | 2.1577 | 10.4
2016-07-03 21:00:00 | -147.37 | 2.7528 | 12.64
2016-07-03 22:00:00 | -143.73 | 2.5403 | 11.84
2016-07-03 23:00:00 | -140.73 | 2.5828 | 12
2016-07-04 00:00:00 | -140.26 | 2.7103 | 12.48
2016-07-04 01:00:00 | -139.65 | 2.9229 | 13.28
2016-07-04 02:00:00 | -139.69 | 3.0504 | 13.76
2016-07-04 03:00:00 | -141.37 | 3.2629 | 14.56
2016-07-04 04:00:00 | -149.93 | 3.0504 | 13.76
2016-07-04 05:00:00 | -153.19 | 2.3277 | 11.04
2016-07-04 06:00:00 | -155.93 | 1.6051 | 8.32
2016-07-04 07:00:00 | -151.54 | 1.18 | 6.72
2016-07-04 08:00:00 | -150.91 | 1.18 | 6.72
2016-07-04 09:00:00 | -149.68 | 1.18 | 6.72
2016-07-04 10:00:00 | -147.98 | 1.18 | 6.72
2016-07-04 11:00:00 | -147.33 | 1.18 | 6.72
2016-07-04 12:00:00 | -147.75 | 1.18 | 6.72
2016-07-04 13:00:00 | -147.26 | 1.18 | 6.72
2016-07-04 14:00:00 | -148.47 | 1.18 | 6.72
2016-07-04 15:00:00 | -150.9 | 1.18 | 6.72
2016-07-04 16:00:00 | -153.98 | 1.18 | 6.72
2016-07-04 17:00:00 | -156.41 | 1.18 | 6.72
2016-07-04 18:00:00 | -156.65 | 1.18 | 6.72
2016-07-04 19:00:00 | -153.56 | 1.18 | 6.72
2016-07-04 20:00:00 | -152.96 | 1.18 | 6.72
2016-07-04 21:00:00 | -151.98 | 1.265 | 7.04
2016-07-04 22:00:00 | -147.93 | 2.1577 | 10.4
2016-07-04 23:00:00 | -145 | 2.4978 | 11.68
2016-07-05 00:00:00 | -143.46 | 2.6678 | 12.32
2016-07-05 01:00:00 | -141.88 | 1.9452 | 9.6
2016-07-05 02:00:00 | -141.43 | 2.9229 | 13.28
2016-07-05 03:00:00 | -143.31 | 2.9654 | 13.44
2016-07-05 04:00:00 | -148.28 | 1.8601 | 9.28
2016-07-05 05:00:00 | -152.94 | 1.5626 | 8.16
2016-07-05 06:00:00 | -154.46 | 1.18 | 6.72
2016-07-05 07:00:00 | -153.05 | 1.18 | 6.72
2016-07-05 08:00:00 | -150.54 | 1.18 | 6.72
2016-07-05 09:00:00 | -149.46 | 1.18 | 6.72
2016-07-05 10:00:00 | -146.6 | 1.18 | 6.72
2016-07-05 11:00:00 | -144.52 | 1.18 | 6.72
2016-07-05 12:00:00 | -142.34 | 1.18 | 6.72
2016-07-05 13:00:00 | -140.28 | 1.18 | 6.72
2016-07-05 14:00:00 | -140.14 | 1.18 | 6.72
2016-07-05 15:00:00 | -141.01 | 1.18 | 6.72
2016-07-05 16:00:00 | -142.6 | 1.18 | 6.72
2016-07-05 17:00:00 | -145.57 | 1.18 | 6.72
2016-07-05 18:00:00 | -144.9 | 1.18 | 6.72
2016-07-05 19:00:00 | -141.95 | 1.18 | 6.72
2016-07-05 20:00:00 | -140.89 | 1.18 | 6.72
2016-07-05 21:00:00 | -136.96 | 1.18 | 6.72
2016-07-05 22:00:00 | -126.18 | 1.18 | 6.72
2016-07-05 23:00:00 | -127.26 | 1.18 | 6.72
2016-07-06 00:00:00 | -126.17 | 1.18 | 6.72
2016-07-06 01:00:00 | -123.84 | 1.3925 | 7.52
2016-07-06 02:00:00 | -122.9 | 1.6476 | 8.48
2016-07-06 03:00:00 | -128.72 | 1.9027 | 9.44
2016-07-06 04:00:00 | -138.09 | 2.0727 | 10.08
2016-07-06 05:00:00 | -142.54 | 1.9452 | 9.6
2016-07-06 06:00:00 | -142.15 | 1.9877 | 9.76
2016-07-06 07:00:00 | -138.12 | 1.4776 | 7.84
2016-07-06 08:00:00 | -131.19 | 1.3925 | 7.52
2016-07-06 09:00:00 | -131.15 | 1.2225 | 6.88
2016-07-06 10:00:00 | -127.36 | 1.18 | 6.72
2016-07-06 11:00:00 | -126.17 | 1.18 | 6.72
2016-07-06 12:00:00 | -120.55 | 1.18 | 6.72
2016-07-06 13:00:00 | -127.23 | 1.18 | 6.72
2016-07-06 14:00:00 | -129.6 | 1.18 | 6.72
2016-07-06 15:00:00 | -132.73 | 1.18 | 6.72
2016-07-06 16:00:00 | -141.32 | 1.18 | 6.72
2016-07-06 17:00:00 | -146.27 | 1.18 | 6.72
2016-07-06 18:00:00 | -147.32 | 1.18 | 6.72
2016-07-06 19:00:00 | -147.6 | 1.18 | 6.72
2016-07-06 20:00:00 | -149.75 | 1.18 | 6.72
2016-07-06 21:00:00 | -146.84 | 1.7751 | 8.96
2016-07-06 22:00:00 | -147.09 | 1.5626 | 8.16
2016-07-06 23:00:00 | -143.56 | 1.9027 | 9.44
2016-07-07 00:00:00 | -142.21 | 1.9452 | 9.6
2016-07-07 01:00:00 | -140.11 | 2.2427 | 10.72
2016-07-07 02:00:00 | -140.98 | 2.4978 | 11.68
2016-07-07 03:00:00 | -141.74 | 2.7528 | 12.64
2016-07-07 04:00:00 | -148.6 | 2.6678 | 12.32
2016-07-07 05:00:00 | -152.28 | 2.2852 | 10.88
2016-07-07 06:00:00 | -153.71 | 1.5626 | 8.16
2016-07-07 07:00:00 | -149.51 | 1.3075 | 7.2
2016-07-07 08:00:00 | -146.83 | 1.18 | 6.72
2016-07-07 09:00:00 | -146.79 | 1.18 | 6.72
2016-07-07 10:00:00 | -144.91 | 1.18 | 6.72
2016-07-07 11:00:00 | -143.97 | 1.18 | 6.72
2016-07-07 12:00:00 | -142.66 | 1.18 | 6.72
2016-07-07 13:00:00 | -143.41 | 1.18 | 6.72
2016-07-07 14:00:00 | -145.01 | 1.18 | 6.72
2016-07-07 15:00:00 | -148.42 | 1.18 | 6.72
2016-07-07 16:00:00 | -152.68 | 1.18 | 6.72
2016-07-07 17:00:00 | -155.77 | 1.18 | 6.72
2016-07-07 18:00:00 | -155.91 | 1.18 | 6.72
2016-07-07 19:00:00 | -150.49 | 1.18 | 6.72
2016-07-07 20:00:00 | -154.53 | 1.18 | 6.72
2016-07-07 21:00:00 | -150.8 | 1.18 | 6.72
2016-07-07 22:00:00 | -146.62 | 1.4351 | 7.68
2016-07-07 23:00:00 | -144.52 | 1.7326 | 8.8
2016-07-08 00:00:00 | -143.04 | 1.9877 | 9.76
2016-07-08 01:00:00 | -141.46 | 1.6476 | 8.48
2016-07-08 02:00:00 | -141.18 | 1.6901 | 8.64
2016-07-08 03:00:00 | -143.02 | 1.3925 | 7.52
2016-07-08 04:00:00 | -148 | 1.18 | 6.72
2016-07-08 05:00:00 | -152.99 | 1.18 | 6.72
2016-07-08 06:00:00 | -156.62 | 1.18 | 6.72
2016-07-08 07:00:00 | -153.26 | 1.18 | 6.72
2016-07-08 08:00:00 | -151.36 | 1.18 | 6.72
2016-07-08 09:00:00 | -150.93 | 1.18 | 6.72
2016-07-08 10:00:00 | -148.15 | 1.18 | 6.72
2016-07-08 11:00:00 | -145.91 | 1.18 | 6.72
2016-07-08 12:00:00 | -144.53 | 1.18 | 6.72
2016-07-08 13:00:00 | -143.91 | 1.18 | 6.72
2016-07-08 14:00:00 | -144.94 | 1.18 | 6.72
2016-07-08 15:00:00 | -145.38 | 1.18 | 6.72
2016-07-08 16:00:00 | -146.54 | 1.18 | 6.72
2016-07-08 17:00:00 | -147.79 | 1.18 | 6.72
2016-07-08 18:00:00 | -146.1 | 1.18 | 6.72
2016-07-08 19:00:00 | -144.91 | 1.18 | 6.72
2016-07-08 20:00:00 | -146.08 | 1.18 | 6.72
2016-07-08 21:00:00 | -142.61 | 1.18 | 6.72
2016-07-08 22:00:00 | -138.7 | 1.18 | 6.72
2016-07-08 23:00:00 | -136.61 | 1.18 | 6.72
2016-07-09 00:00:00 | -135.39 | 1.18 | 6.72
2016-07-09 01:00:00 | -137 | 1.265 | 7.04
2016-07-09 02:00:00 | -135.1 | 1.4776 | 7.84
2016-07-09 03:00:00 | -135.01 | 1.5626 | 8.16
2016-07-09 04:00:00 | -136.12 | 1.3925 | 7.52
2016-07-09 05:00:00 | -140.32 | 1.18 | 6.72
2016-07-09 06:00:00 | -139.99 | 1.18 | 6.72
2016-07-09 07:00:00 | -139.78 | 1.18 | 6.72
2016-07-09 08:00:00 | -134.99 | 1.18 | 6.72
2016-07-09 09:00:00 | -134.99 | 1.18 | 6.72
2016-07-09 10:00:00 | -133.32 | 1.18 | 6.72
2016-07-09 11:00:00 | -126.98 | 1.18 | 6.72
2016-07-09 12:00:00 | -129.64 | 1.18 | 6.72
2016-07-09 13:00:00 | -129.25 | 1.18 | 6.72
2016-07-09 14:00:00 | -134.9 | 1.18 | 6.72
2016-07-09 15:00:00 | -140 | 1.18 | 6.72
2016-07-09 16:00:00 | -145.92 | 1.18 | 6.72
2016-07-09 17:00:00 | -148.63 | 1.18 | 6.72
2016-07-09 18:00:00 | -148.25 | 1.18 | 6.72
2016-07-09 19:00:00 | -147.86 | 1.18 | 6.72
2016-07-09 20:00:00 | -148.61 | 1.18 | 6.72
2016-07-09 21:00:00 | -146 | 1.18 | 6.72
2016-07-09 22:00:00 | -141.17 | 1.18 | 6.72
2016-07-09 23:00:00 | -136.54 | 1.18 | 6.72
2016-07-10 00:00:00 | -133.04 | 1.18 | 6.72
2016-07-10 01:00:00 | -129.96 | 1.18 | 6.72
2016-07-10 02:00:00 | -129.17 | 1.18 | 6.72
2016-07-10 03:00:00 | -127.91 | 1.18 | 6.72
2016-07-10 04:00:00 | -128.63 | 1.18 | 6.72
2016-07-10 05:00:00 | -128.1 | 1.18 | 6.72
2016-07-10 06:00:00 | -130.36 | 1.18 | 6.72
2016-07-10 07:00:00 | -128.64 | 1.18 | 6.72
2016-07-10 08:00:00 | -125.62 | 1.18 | 6.72
2016-07-10 09:00:00 | -127.12 | 1.18 | 6.72
2016-07-10 10:00:00 | -124.88 | 1.18 | 6.72
2016-07-10 11:00:00 | -117.92 | 1.18 | 6.72
2016-07-10 12:00:00 | -117.1 | 1.18 | 6.72
2016-07-10 13:00:00 | -121.96 | 1.18 | 6.72
2016-07-10 14:00:00 | -128.14 | 1.18 | 6.72
2016-07-10 15:00:00 | -137.5 | 1.18 | 6.72
2016-07-10 16:00:00 | -142.18 | 1.18 | 6.72
2016-07-10 17:00:00 | -147.93 | 1.18 | 6.72
2016-07-10 18:00:00 | -148.91 | 1.18 | 6.72
2016-07-10 19:00:00 | -148.92 | 1.18 | 6.72
2016-07-10 20:00:00 | -149.49 | 1.18 | 6.72
2016-07-10 21:00:00 | -147.81 | 1.18 | 6.72
2016-07-10 22:00:00 | -138.6 | 1.18 | 6.72
2016-07-10 23:00:00 | -138.56 | 1.18 | 6.72
2016-07-11 00:00:00 | -139.08 | 1.18 | 6.72
2016-07-11 01:00:00 | -137.96 | 1.18 | 6.72
2016-07-11 02:00:00 | -137.77 | 1.18 | 6.72
2016-07-11 03:00:00 | -140.1 | 1.18 | 6.72
2016-07-11 04:00:00 | -145.67 | 1.18 | 6.72
2016-07-11 05:00:00 | -150.03 | 1.18 | 6.72
2016-07-11 06:00:00 | -150.94 | 1.18 | 6.72
2016-07-11 07:00:00 | -147.95 | 1.18 | 6.72
2016-07-11 08:00:00 | -144.28 | 1.18 | 6.72
2016-07-11 09:00:00 | -142.91 | 1.18 | 6.72
2016-07-11 10:00:00 | -140.09 | 1.18 | 6.72
2016-07-11 11:00:00 | -138.4 | 1.18 | 6.72
2016-07-11 12:00:00 | -138.08 | 1.18 | 6.72
2016-07-11 13:00:00 | -138.34 | 1.18 | 6.72
2016-07-11 14:00:00 | -140.23 | 1.18 | 6.72
2016-07-11 15:00:00 | -143.45 | 1.18 | 6.72
2016-07-11 16:00:00 | -146.8 | 1.18 | 6.72
2016-07-11 17:00:00 | -149.25 | 1.18 | 6.72
2016-07-11 18:00:00 | -149.48 | 1.18 | 6.72
2016-07-11 19:00:00 | -148.02 | 1.18 | 6.72
2016-07-11 20:00:00 | -146.5 | 1.18 | 6.72
2016-07-11 21:00:00 | -144.97 | 1.18 | 6.72
2016-07-11 22:00:00 | -143.09 | 1.18 | 6.72
2016-07-11 23:00:00 | -141.98 | 1.18 | 6.72
2016-07-12 00:00:00 | -140.39 | 1.18 | 6.72
2016-07-12 01:00:00 | -140.59 | 1.18 | 6.72
2016-07-12 02:00:00 | -140.58 | 1.18 | 6.72
2016-07-12 03:00:00 | -142.51 | 1.18 | 6.72
2016-07-12 04:00:00 | -146.53 | 1.18 | 6.72
2016-07-12 05:00:00 | -151.63 | 1.18 | 6.72
2016-07-12 06:00:00 | -152.94 | 1.18 | 6.72
2016-07-12 07:00:00 | -149.98 | 1.18 | 6.72
2016-07-12 08:00:00 | -149.96 | 1.18 | 6.72
2016-07-12 09:00:00 | -150.7 | 1.18 | 6.72
2016-07-12 10:00:00 | -149.44 | 1.18 | 6.72
2016-07-12 11:00:00 | -147.99 | 1.18 | 6.72
2016-07-12 12:00:00 | -148.22 | 1.18 | 6.72
2016-07-12 13:00:00 | -148.42 | 1.18 | 6.72
2016-07-12 14:00:00 | -148.32 | 1.18 | 6.72
2016-07-12 15:00:00 | -149.91 | 1.18 | 6.72
2016-07-12 16:00:00 | -151.03 | 1.18 | 6.72
2016-07-12 17:00:00 | -151.61 | 1.18 | 6.72
2016-07-12 18:00:00 | -151.06 | 1.18 | 6.72
2016-07-12 19:00:00 | -151.67 | 1.18 | 6.72
2016-07-12 20:00:00 | -151.38 | 1.18 | 6.72
2016-07-12 21:00:00 | -148.84 | 1.18 | 6.72
2016-07-12 22:00:00 | -145.95 | 1.18 | 6.72
2016-07-12 23:00:00 | -145.16 | 1.18 | 6.72
2016-07-13 00:00:00 | -144.05 | 1.265 | 7.04
2016-07-13 01:00:00 | -143 | 1.5201 | 8
2016-07-13 02:00:00 | -143.1 | 1.6901 | 8.64
2016-07-13 03:00:00 | -144.18 | 1.9452 | 9.6
2016-07-13 04:00:00 | -149.85 | 2.0302 | 9.92
2016-07-13 05:00:00 | -152.94 | 1.3075 | 7.2
2016-07-13 06:00:00 | -158.42 | 1.18 | 6.72
2016-07-13 07:00:00 | -158.62 | 1.18 | 6.72
2016-07-13 08:00:00 | -157.36 | 1.18 | 6.72
2016-07-13 09:00:00 | -157.66 | 1.18 | 6.72
2016-07-13 10:00:00 | -154.03 | 1.18 | 6.72
2016-07-13 11:00:00 | -154.05 | 1.18 | 6.72
2016-07-13 12:00:00 | -153.36 | 1.18 | 6.72
2016-07-13 13:00:00 | -150.87 | 1.18 | 6.72
2016-07-13 14:00:00 | -149.94 | 1.18 | 6.72
2016-07-13 15:00:00 | -150.94 | 1.18 | 6.72
2016-07-13 16:00:00 | -152.22 | 1.18 | 6.72
2016-07-13 17:00:00 | -153.06 | 1.18 | 6.72
2016-07-13 18:00:00 | -151.01 | 1.18 | 6.72
2016-07-13 19:00:00 | -148.81 | 1.18 | 6.72
2016-07-13 20:00:00 | -149.4 | 1.18 | 6.72
2016-07-13 21:00:00 | -145.86 | 1.2225 | 6.88
2016-07-13 22:00:00 | -141.46 | 1.5626 | 8.16
2016-07-13 23:00:00 | -141.24 | 1.4776 | 7.84
2016-07-14 00:00:00 | -140.1 | 1.6051 | 8.32
2016-07-14 01:00:00 | -139.83 | 1.7751 | 8.96
2016-07-14 02:00:00 | -139.06 | 1.8176 | 9.12
2016-07-14 03:00:00 | -140.05 | 1.8176 | 9.12
2016-07-14 04:00:00 | -142.06 | 1.7751 | 8.96
2016-07-14 05:00:00 | -147.42 | 1.7326 | 8.8
2016-07-14 06:00:00 | -150.05 | 1.4351 | 7.68
2016-07-14 07:00:00 | -149.02 | 1.18 | 6.72
2016-07-14 08:00:00 | -147.8 | 1.18 | 6.72
2016-07-14 09:00:00 | -148.43 | 1.18 | 6.72
2016-07-14 10:00:00 | -145.58 | 1.18 | 6.72
2016-07-14 11:00:00 | -143.06 | 1.18 | 6.72
2016-07-14 12:00:00 | -140.54 | 1.18 | 6.72
2016-07-14 13:00:00 | -138.65 | 1.18 | 6.72
2016-07-14 14:00:00 | -138.66 | 1.18 | 6.72
2016-07-14 15:00:00 | -140.09 | 1.18 | 6.72
2016-07-14 16:00:00 | -143.74 | 1.18 | 6.72
2016-07-14 17:00:00 | -146.95 | 1.18 | 6.72
2016-07-14 18:00:00 | -145.93 | 1.18 | 6.72
2016-07-14 19:00:00 | -143.65 | 1.18 | 6.72
2016-07-14 20:00:00 | -143.56 | 1.18 | 6.72
2016-07-14 21:00:00 | -139.85 | 1.18 | 6.72
2016-07-14 22:00:00 | -136.92 | 1.18 | 6.72
2016-07-14 23:00:00 | -137.87 | 1.2225 | 6.88
2016-07-15 00:00:00 | -135.02 | 1.35 | 7.36
2016-07-15 01:00:00 | -131.16 | 1.4776 | 7.84
2016-07-15 02:00:00 | -133.06 | 1.8601 | 9.28
2016-07-15 03:00:00 | -136.88 | 1.6476 | 8.48
2016-07-15 04:00:00 | -141.44 | 1.6901 | 8.64
2016-07-15 05:00:00 | -147.08 | 1.6901 | 8.64
2016-07-15 06:00:00 | -148.08 | 1.7326 | 8.8
2016-07-15 07:00:00 | -149.82 | 1.18 | 6.72
2016-07-15 08:00:00 | -147.94 | 1.18 | 6.72
2016-07-15 09:00:00 | -147.73 | 1.18 | 6.72
2016-07-15 10:00:00 | -145.39 | 1.18 | 6.72
2016-07-15 11:00:00 | -141.8 | 1.18 | 6.72
2016-07-15 12:00:00 | -140.93 | 1.18 | 6.72
2016-07-15 13:00:00 | -140.02 | 1.18 | 6.72
2016-07-15 14:00:00 | -140.82 | 1.18 | 6.72
2016-07-15 15:00:00 | -145.71 | 1.18 | 6.72
2016-07-15 16:00:00 | -149.92 | 1.18 | 6.72
2016-07-15 17:00:00 | -152.67 | 1.18 | 6.72
2016-07-15 18:00:00 | -150.73 | 1.18 | 6.72
2016-07-15 19:00:00 | -150.25 | 1.18 | 6.72
2016-07-15 20:00:00 | -152.94 | 1.18 | 6.72
2016-07-15 21:00:00 | -151.78 | 1.18 | 6.72
2016-07-15 22:00:00 | -145.53 | 1.2225 | 6.88
2016-07-15 23:00:00 | -141.82 | 2.2002 | 10.56
2016-07-16 00:00:00 | -141 | 2.5403 | 11.84
2016-07-16 01:00:00 | -140 | 1.8601 | 9.28
2016-07-16 02:00:00 | -139.91 | 2.7103 | 12.48
2016-07-16 03:00:00 | -139.79 | 3.1779 | 14.24
2016-07-16 04:00:00 | -140.01 | 3.0504 | 13.76
2016-07-16 05:00:00 | -140.47 | 2.2427 | 10.72
2016-07-16 06:00:00 | -141.34 | 1.5626 | 8.16
2016-07-16 07:00:00 | -140.96 | 1.18 | 6.72
2016-07-16 08:00:00 | -139.99 | 1.18 | 6.72
2016-07-16 09:00:00 | -139.93 | 1.18 | 6.72
2016-07-16 10:00:00 | -140.89 | 1.18 | 6.72
2016-07-16 11:00:00 | -139.98 | 1.18 | 6.72
2016-07-16 12:00:00 | -139.93 | 1.18 | 6.72
2016-07-16 13:00:00 | -140.21 | 1.18 | 6.72
2016-07-16 14:00:00 | -141.36 | 1.18 | 6.72
2016-07-16 15:00:00 | -143.38 | 1.18 | 6.72
2016-07-16 16:00:00 | -148.3 | 1.18 | 6.72
2016-07-16 17:00:00 | -149.92 | 1.18 | 6.72
2016-07-16 18:00:00 | -148.61 | 1.18 | 6.72
2016-07-16 19:00:00 | -148.99 | 1.18 | 6.72
2016-07-16 20:00:00 | -150.16 | 1.18 | 6.72
2016-07-16 21:00:00 | -145.78 | 1.18 | 6.72
2016-07-16 22:00:00 | -142.53 | 1.18 | 6.72
2016-07-16 23:00:00 | -139.04 | 1.18 | 6.72
2016-07-17 00:00:00 | -139.03 | 1.18 | 6.72
2016-07-17 01:00:00 | -138.17 | 1.18 | 6.72
2016-07-17 02:00:00 | -137.57 | 1.18 | 6.72
2016-07-17 03:00:00 | -137.4 | 1.18 | 6.72
2016-07-17 04:00:00 | -137.01 | 1.18 | 6.72
2016-07-17 05:00:00 | -138.96 | 1.18 | 6.72
2016-07-17 06:00:00 | -139.13 | 1.18 | 6.72
2016-07-17 07:00:00 | -140.3 | 1.18 | 6.72
2016-07-17 08:00:00 | -138.77 | 1.18 | 6.72
2016-07-17 09:00:00 | -139.99 | 1.18 | 6.72
2016-07-17 10:00:00 | -139.03 | 1.18 | 6.72
2016-07-17 11:00:00 | -134.19 | 1.18 | 6.72
2016-07-17 12:00:00 | -131.06 | 1.18 | 6.72
2016-07-17 13:00:00 | -131.06 | 1.18 | 6.72
2016-07-17 14:00:00 | -131.02 | 1.18 | 6.72
2016-07-17 15:00:00 | -138.03 | 1.18 | 6.72
2016-07-17 16:00:00 | -140.4 | 1.18 | 6.72
2016-07-17 17:00:00 | -145.37 | 1.18 | 6.72
2016-07-17 18:00:00 | -146.07 | 1.18 | 6.72
2016-07-17 19:00:00 | -148.09 | 1.18 | 6.72
2016-07-17 20:00:00 | -148.57 | 1.18 | 6.72
2016-07-17 21:00:00 | -147 | 1.18 | 6.72
2016-07-17 22:00:00 | -144.03 | 1.18 | 6.72
2016-07-17 23:00:00 | -142.05 | 1.18 | 6.72
2016-07-18 00:00:00 | -141.31 | 1.18 | 6.72
2016-07-18 01:00:00 | -140.58 | 1.18 | 6.72
2016-07-18 02:00:00 | -141.02 | 1.18 | 6.72
2016-07-18 03:00:00 | -141.81 | 1.18 | 6.72
2016-07-18 04:00:00 | -146.82 | 1.18 | 6.72
2016-07-18 05:00:00 | -151.09 | 1.18 | 6.72
2016-07-18 06:00:00 | -153.39 | 1.18 | 6.72
2016-07-18 07:00:00 | -150.98 | 1.18 | 6.72
2016-07-18 08:00:00 | -148.53 | 1.18 | 6.72
2016-07-18 09:00:00 | -148.22 | 1.18 | 6.72
2016-07-18 10:00:00 | -145.17 | 1.18 | 6.72
2016-07-18 11:00:00 | -145.92 | 1.18 | 6.72
2016-07-18 12:00:00 | -144.4 | 1.18 | 6.72
2016-07-18 13:00:00 | -144.51 | 1.18 | 6.72
2016-07-18 14:00:00 | -144.76 | 1.18 | 6.72
2016-07-18 15:00:00 | -147.95 | 1.18 | 6.72
2016-07-18 16:00:00 | -151 | 1.18 | 6.72
2016-07-18 17:00:00 | -157.39 | 1.18 | 6.72
2016-07-18 18:00:00 | -158 | 1.18 | 6.72
2016-07-18 19:00:00 | -156.61 | 1.18 | 6.72
2016-07-18 20:00:00 | -153.9 | 1.18 | 6.72
2016-07-18 21:00:00 | -148.45 | 1.18 | 6.72
2016-07-18 22:00:00 | -145.59 | 1.18 | 6.72
2016-07-18 23:00:00 | -145.09 | 1.18 | 6.72
2016-07-19 00:00:00 | -144.41 | 1.18 | 6.72
2016-07-19 01:00:00 | -143.89 | 1.18 | 6.72
2016-07-19 02:00:00 | -143.61 | 1.18 | 6.72
2016-07-19 03:00:00 | -144.14 | 1.18 | 6.72
2016-07-19 04:00:00 | -149 | 1.18 | 6.72
2016-07-19 05:00:00 | -154.99 | 1.18 | 6.72
2016-07-19 06:00:00 | -158.01 | 1.18 | 6.72
2016-07-19 07:00:00 | -153.7 | 1.18 | 6.72
2016-07-19 08:00:00 | -150.99 | 1.18 | 6.72
2016-07-19 09:00:00 | -150.91 | 1.18 | 6.72
2016-07-19 10:00:00 | -149.38 | 1.18 | 6.72
2016-07-19 11:00:00 | -148.91 | 1.18 | 6.72
2016-07-19 12:00:00 | -148.08 | 1.18 | 6.72
2016-07-19 13:00:00 | -149.28 | 1.18 | 6.72
2016-07-19 14:00:00 | -150.4 | 1.18 | 6.72
2016-07-19 15:00:00 | -153.25 | 1.18 | 6.72
2016-07-19 16:00:00 | -157.91 | 1.18 | 6.72
2016-07-19 17:00:00 | -162 | 1.18 | 6.72
2016-07-19 18:00:00 | -155.03 | 1.18 | 6.72
2016-07-19 19:00:00 | -155 | 1.18 | 6.72
2016-07-19 20:00:00 | -150.92 | 1.18 | 6.72
2016-07-19 21:00:00 | -145.91 | 1.18 | 6.72
2016-07-19 22:00:00 | -146.01 | 1.18 | 6.72
2016-07-19 23:00:00 | -144.32 | 1.18 | 6.72
2016-07-20 00:00:00 | -143.1 | 1.18 | 6.72
2016-07-20 01:00:00 | -142.79 | 1.18 | 6.72
2016-07-20 02:00:00 | -142.83 | 1.18 | 6.72
2016-07-20 03:00:00 | -143.85 | 1.18 | 6.72
2016-07-20 04:00:00 | -147.35 | 1.18 | 6.72
2016-07-20 05:00:00 | -151.52 | 1.18 | 6.72
2016-07-20 06:00:00 | -154.79 | 1.18 | 6.72
2016-07-20 07:00:00 | -152.1 | 1.18 | 6.72
2016-07-20 08:00:00 | -150.39 | 1.18 | 6.72
2016-07-20 09:00:00 | -149.43 | 1.18 | 6.72
2016-07-20 10:00:00 | -146.02 | 1.18 | 6.72
2016-07-20 11:00:00 | -144.63 | 1.18 | 6.72
2016-07-20 12:00:00 | -143.93 | 1.18 | 6.72
2016-07-20 13:00:00 | -144.43 | 1.18 | 6.72
2016-07-20 14:00:00 | -146.08 | 1.18 | 6.72
2016-07-20 15:00:00 | -149.66 | 1.18 | 6.72
2016-07-20 16:00:00 | -151.3 | 1.18 | 6.72
2016-07-20 17:00:00 | -152.48 | 1.18 | 6.72
2016-07-20 18:00:00 | -151.41 | 1.18 | 6.72
2016-07-20 19:00:00 | -149.96 | 1.18 | 6.72
2016-07-20 20:00:00 | -146.94 | 1.18 | 6.72
2016-07-20 21:00:00 | -143.35 | 1.18 | 6.72
2016-07-20 22:00:00 | -144.43 | 1.18 | 6.72
2016-07-20 23:00:00 | -144.46 | 1.18 | 6.72
2016-07-21 00:00:00 | -143.9 | 1.18 | 6.72
2016-07-21 01:00:00 | -143.52 | 1.18 | 6.72
2016-07-21 02:00:00 | -143.55 | 1.18 | 6.72
2016-07-21 03:00:00 | -145.49 | 1.4351 | 7.68
2016-07-21 04:00:00 | -150.84 | 1.4351 | 7.68
2016-07-21 05:00:00 | -154.61 | 1.18 | 6.72
2016-07-21 06:00:00 | -157.16 | 1.18 | 6.72
2016-07-21 07:00:00 | -154.04 | 1.18 | 6.72
2016-07-21 08:00:00 | -155.02 | 1.18 | 6.72
2016-07-21 09:00:00 | -154.01 | 1.18 | 6.72
2016-07-21 10:00:00 | -153.04 | 1.18 | 6.72
2016-07-21 11:00:00 | -152.24 | 1.18 | 6.72
2016-07-21 12:00:00 | -150.94 | 1.18 | 6.72
2016-07-21 13:00:00 | -151 | 1.18 | 6.72
2016-07-21 14:00:00 | -151.31 | 1.18 | 6.72
2016-07-21 15:00:00 | -152.37 | 1.18 | 6.72
2016-07-21 16:00:00 | -152.76 | 1.18 | 6.72
2016-07-21 17:00:00 | -156.38 | 1.18 | 6.72
2016-07-21 18:00:00 | -153.95 | 1.18 | 6.72
2016-07-21 19:00:00 | -153.7 | 1.18 | 6.72
2016-07-21 20:00:00 | -150.92 | 1.18 | 6.72
2016-07-21 21:00:00 | -149.01 | 1.18 | 6.72
2016-07-21 22:00:00 | -147.26 | 1.18 | 6.72
2016-07-21 23:00:00 | -145.24 | 1.18 | 6.72
2016-07-22 00:00:00 | -145.1 | 1.18 | 6.72
2016-07-22 01:00:00 | -144.56 | 1.18 | 6.72
2016-07-22 02:00:00 | -144.5 | 1.18 | 6.72
2016-07-22 03:00:00 | -146.06 | 1.18 | 6.72
2016-07-22 04:00:00 | -150.36 | 1.7326 | 8.8
2016-07-22 05:00:00 | -153.99 | 1.18 | 6.72
2016-07-22 06:00:00 | -154.81 | 1.18 | 6.72
2016-07-22 07:00:00 | -154 | 1.18 | 6.72
2016-07-22 08:00:00 | -153.16 | 1.18 | 6.72
2016-07-22 09:00:00 | -152.41 | 1.18 | 6.72
2016-07-22 10:00:00 | -150.15 | 1.18 | 6.72
2016-07-22 11:00:00 | -148.78 | 1.18 | 6.72
2016-07-22 12:00:00 | -148.68 | 1.18 | 6.72
2016-07-22 13:00:00 | -149.19 | 1.18 | 6.72
2016-07-22 14:00:00 | -149.62 | 1.18 | 6.72
2016-07-22 15:00:00 | -150.93 | 1.18 | 6.72
2016-07-22 16:00:00 | -152.91 | 1.18 | 6.72
2016-07-22 17:00:00 | -153.96 | 1.18 | 6.72
2016-07-22 18:00:00 | -151.26 | 1.18 | 6.72
2016-07-22 19:00:00 | -149.97 | 1.18 | 6.72
2016-07-22 20:00:00 | -149.96 | 1.18 | 6.72
2016-07-22 21:00:00 | -147 | 1.18 | 6.72
2016-07-22 22:00:00 | -149.8 | 1.18 | 6.72
2016-07-22 23:00:00 | -148.83 | 1.18 | 6.72
2016-07-23 00:00:00 | -147.1 | 1.18 | 6.72
2016-07-23 01:00:00 | -145.02 | 1.35 | 7.36
2016-07-23 02:00:00 | -143.77 | 1.5201 | 8
2016-07-23 03:00:00 | -143.65 | 1.7751 | 8.96
2016-07-23 04:00:00 | -144.22 | 1.4351 | 7.68
2016-07-23 05:00:00 | -148.32 | 1.18 | 6.72
2016-07-23 06:00:00 | -149.96 | 1.18 | 6.72
2016-07-23 07:00:00 | -150.53 | 1.18 | 6.72
2016-07-23 08:00:00 | -150.26 | 1.18 | 6.72
2016-07-23 09:00:00 | -149.97 | 1.18 | 6.72
2016-07-23 10:00:00 | -147.02 | 1.18 | 6.72
2016-07-23 11:00:00 | -143.25 | 1.18 | 6.72
2016-07-23 12:00:00 | -142.52 | 1.18 | 6.72
2016-07-23 13:00:00 | -142.97 | 1.18 | 6.72
2016-07-23 14:00:00 | -145.72 | 1.18 | 6.72
2016-07-23 15:00:00 | -148.57 | 1.18 | 6.72
2016-07-23 16:00:00 | -149.86 | 1.18 | 6.72
2016-07-23 17:00:00 | -151.62 | 1.18 | 6.72
2016-07-23 18:00:00 | -150.9 | 1.18 | 6.72
2016-07-23 19:00:00 | -150.38 | 1.18 | 6.72
2016-07-23 20:00:00 | -150.14 | 1.18 | 6.72
2016-07-23 21:00:00 | -147.07 | 1.18 | 6.72
2016-07-23 22:00:00 | -148.11 | 1.18 | 6.72
2016-07-23 23:00:00 | -146.11 | 1.18 | 6.72
2016-07-24 00:00:00 | -143.99 | 1.18 | 6.72
2016-07-24 01:00:00 | -142.93 | 1.18 | 6.72
2016-07-24 02:00:00 | -142.25 | 1.18 | 6.72
2016-07-24 03:00:00 | -141.98 | 1.18 | 6.72
2016-07-24 04:00:00 | -141.92 | 1.18 | 6.72
2016-07-24 05:00:00 | -142.79 | 1.18 | 6.72
2016-07-24 06:00:00 | -143.67 | 1.18 | 6.72
2016-07-24 07:00:00 | -143.95 | 1.18 | 6.72
2016-07-24 08:00:00 | -142.87 | 1.18 | 6.72
2016-07-24 09:00:00 | -143.13 | 1.18 | 6.72
2016-07-24 10:00:00 | -141.47 | 1.18 | 6.72
2016-07-24 11:00:00 | -141.82 | 1.18 | 6.72
2016-07-24 12:00:00 | -141.3 | 1.18 | 6.72
2016-07-24 13:00:00 | -141.48 | 1.18 | 6.72
2016-07-24 14:00:00 | -142.76 | 1.18 | 6.72
2016-07-24 15:00:00 | -144.42 | 1.18 | 6.72
2016-07-24 16:00:00 | -147.91 | 1.18 | 6.72
2016-07-24 17:00:00 | -149.94 | 1.18 | 6.72
2016-07-24 18:00:00 | -150.95 | 1.18 | 6.72
2016-07-24 19:00:00 | -151.22 | 1.18 | 6.72
2016-07-24 20:00:00 | -153.93 | 1.18 | 6.72
2016-07-24 21:00:00 | -151.3 | 1.18 | 6.72
2016-07-24 22:00:00 | -147.8 | 1.18 | 6.72
2016-07-24 23:00:00 | -145.32 | 1.18 | 6.72
2016-07-25 00:00:00 | -144.32 | 1.18 | 6.72
2016-07-25 01:00:00 | -143.93 | 1.18 | 6.72
2016-07-25 02:00:00 | -143.92 | 1.18 | 6.72
2016-07-25 03:00:00 | -145.8 | 1.18 | 6.72
2016-07-25 04:00:00 | -153 | 1.18 | 6.72
2016-07-25 05:00:00 | -156.08 | 1.18 | 6.72
2016-07-25 06:00:00 | -157.52 | 1.18 | 6.72
2016-07-25 07:00:00 | -155.94 | 1.18 | 6.72
2016-07-25 08:00:00 | -154.47 | 1.18 | 6.72
2016-07-25 09:00:00 | -154.05 | 1.18 | 6.72
2016-07-25 10:00:00 | -151.64 | 1.18 | 6.72
2016-07-25 11:00:00 | -150.95 | 1.18 | 6.72
2016-07-25 12:00:00 | -150.35 | 1.18 | 6.72
2016-07-25 13:00:00 | -150.6 | 1.18 | 6.72
2016-07-25 14:00:00 | -151.32 | 1.18 | 6.72
2016-07-25 15:00:00 | -153.18 | 1.18 | 6.72
2016-07-25 16:00:00 | -153.99 | 1.18 | 6.72
2016-07-25 17:00:00 | -154.59 | 1.18 | 6.72
2016-07-25 18:00:00 | -154.47 | 1.18 | 6.72
2016-07-25 19:00:00 | -154.08 | 1.18 | 6.72
2016-07-25 20:00:00 | -153.47 | 1.18 | 6.72
2016-07-25 21:00:00 | -148.4 | 1.18 | 6.72
2016-07-25 22:00:00 | -145.98 | 1.18 | 6.72
2016-07-25 23:00:00 | -145.5 | 1.18 | 6.72
2016-07-26 00:00:00 | -144.38 | 1.18 | 6.72
2016-07-26 01:00:00 | -143.88 | 1.18 | 6.72
2016-07-26 02:00:00 | -143.91 | 1.18 | 6.72
2016-07-26 03:00:00 | -144.53 | 1.18 | 6.72
2016-07-26 04:00:00 | -148.97 | 1.18 | 6.72
2016-07-26 05:00:00 | -153.9 | 1.18 | 6.72
2016-07-26 06:00:00 | -157.16 | 1.18 | 6.72
2016-07-26 07:00:00 | -155.45 | 1.18 | 6.72
2016-07-26 08:00:00 | -154.46 | 1.18 | 6.72
2016-07-26 09:00:00 | -155.01 | 1.18 | 6.72
2016-07-26 10:00:00 | -151.13 | 1.18 | 6.72
2016-07-26 11:00:00 | -150.91 | 1.18 | 6.72
2016-07-26 12:00:00 | -149.8 | 1.18 | 6.72
2016-07-26 13:00:00 | -150.92 | 1.18 | 6.72
2016-07-26 14:00:00 | -150.26 | 1.18 | 6.72
2016-07-26 15:00:00 | -152.07 | 1.18 | 6.72
2016-07-26 16:00:00 | -155.13 | 1.18 | 6.72
2016-07-26 17:00:00 | -157.3 | 1.18 | 6.72
2016-07-26 18:00:00 | -155.28 | 1.18 | 6.72
2016-07-26 19:00:00 | -154.54 | 1.18 | 6.72
2016-07-26 20:00:00 | -153.81 | 1.18 | 6.72
2016-07-26 21:00:00 | -148.2 | 1.18 | 6.72
2016-07-26 22:00:00 | -146.12 | 1.18 | 6.72
2016-07-26 23:00:00 | -145.61 | 1.18 | 6.72
2016-07-27 00:00:00 | -144.53 | 1.18 | 6.72
2016-07-27 01:00:00 | -143.87 | 2.0727 | 10.08
2016-07-27 02:00:00 | -144 | 1.9877 | 9.76
2016-07-27 03:00:00 | -144.63 | 1.5626 | 8.16
2016-07-27 04:00:00 | -149.53 | 1.3075 | 7.2
2016-07-27 05:00:00 | -154.43 | 1.18 | 6.72
2016-07-27 06:00:00 | -157.11 | 1.18 | 6.72
2016-07-27 07:00:00 | -158.67 | 1.18 | 6.72
2016-07-27 08:00:00 | -158.92 | 1.18 | 6.72
2016-07-27 09:00:00 | -159.25 | 1.18 | 6.72
2016-07-27 10:00:00 | -155.09 | 1.18 | 6.72
2016-07-27 11:00:00 | -154.53 | 1.18 | 6.72
2016-07-27 12:00:00 | -151.19 | 1.18 | 6.72
2016-07-27 13:00:00 | -150.6 | 1.18 | 6.72
2016-07-27 14:00:00 | -150.7 | 1.18 | 6.72
2016-07-27 15:00:00 | -151.15 | 1.18 | 6.72
2016-07-27 16:00:00 | -153.97 | 1.18 | 6.72
2016-07-27 17:00:00 | -154.61 | 1.18 | 6.72
2016-07-27 18:00:00 | -154.37 | 1.18 | 6.72
2016-07-27 19:00:00 | -153.56 | 1.18 | 6.72
2016-07-27 20:00:00 | -152.04 | 1.18 | 6.72
2016-07-27 21:00:00 | -147.94 | 1.18 | 6.72
2016-07-27 22:00:00 | -144.9 | 1.18 | 6.72
2016-07-27 23:00:00 | -144.39 | 1.18 | 6.72
2016-07-28 00:00:00 | -143.8 | 1.18 | 6.72
2016-07-28 01:00:00 | -143.29 | 1.18 | 6.72
2016-07-28 02:00:00 | -143.26 | 1.18 | 6.72
2016-07-28 03:00:00 | -144.39 | 1.18 | 6.72
2016-07-28 04:00:00 | -147.92 | 1.18 | 6.72
2016-07-28 05:00:00 | -152.91 | 1.18 | 6.72
2016-07-28 06:00:00 | -154.94 | 1.18 | 6.72
2016-07-28 07:00:00 | -153.79 | 1.18 | 6.72
2016-07-28 08:00:00 | -151.93 | 1.18 | 6.72
2016-07-28 09:00:00 | -151.75 | 1.18 | 6.72
2016-07-28 10:00:00 | -151.81 | 1.18 | 6.72
2016-07-28 11:00:00 | -149.79 | 1.18 | 6.72
2016-07-28 12:00:00 | -148.97 | 1.18 | 6.72
2016-07-28 13:00:00 | -149.43 | 1.18 | 6.72
2016-07-28 14:00:00 | -149.43 | 1.18 | 6.72
2016-07-28 15:00:00 | -150.98 | 1.18 | 6.72
2016-07-28 16:00:00 | -152.97 | 1.18 | 6.72
2016-07-28 17:00:00 | -154.72 | 1.18 | 6.72
2016-07-28 18:00:00 | -153.5 | 1.18 | 6.72
2016-07-28 19:00:00 | -152.04 | 1.18 | 6.72
2016-07-28 20:00:00 | -151.93 | 1.18 | 6.72
2016-07-28 21:00:00 | -147.92 | 1.18 | 6.72
2016-07-28 22:00:00 | -146.21 | 1.18 | 6.72
2016-07-28 23:00:00 | -145.04 | 1.18 | 6.72
2016-07-29 00:00:00 | -144.03 | 1.18 | 6.72
2016-07-29 01:00:00 | -142.58 | 1.18 | 6.72
2016-07-29 02:00:00 | -142.84 | 1.18 | 6.72
2016-07-29 03:00:00 | -143.95 | 1.18 | 6.72
2016-07-29 04:00:00 | -147.68 | 1.18 | 6.72
2016-07-29 05:00:00 | -151.99 | 1.18 | 6.72
2016-07-29 06:00:00 | -154.13 | 1.18 | 6.72
2016-07-29 07:00:00 | -154.09 | 1.18 | 6.72
2016-07-29 08:00:00 | -151.75 | 1.18 | 6.72
2016-07-29 09:00:00 | -151.21 | 1.18 | 6.72
2016-07-29 10:00:00 | -149.67 | 1.18 | 6.72
2016-07-29 11:00:00 | -147.5 | 1.18 | 6.72
2016-07-29 12:00:00 | -145.94 | 1.18 | 6.72
2016-07-29 13:00:00 | -145.37 | 1.18 | 6.72
2016-07-29 14:00:00 | -146.09 | 1.18 | 6.72
2016-07-29 15:00:00 | -147.11 | 1.18 | 6.72
2016-07-29 16:00:00 | -149.5 | 1.18 | 6.72
2016-07-29 17:00:00 | -152.13 | 1.18 | 6.72
2016-07-29 18:00:00 | -150.98 | 1.18 | 6.72
2016-07-29 19:00:00 | -148.86 | 1.18 | 6.72
2016-07-29 20:00:00 | -147.81 | 1.18 | 6.72
2016-07-29 21:00:00 | -146.87 | 1.18 | 6.72
2016-07-29 22:00:00 | -149.07 | 1.18 | 6.72
2016-07-29 23:00:00 | -144.51 | 1.18 | 6.72
2016-07-30 00:00:00 | -143.59 | 1.18 | 6.72
2016-07-30 01:00:00 | -142.56 | 1.18 | 6.72
2016-07-30 02:00:00 | -142.17 | 1.18 | 6.72
2016-07-30 03:00:00 | -142.39 | 1.18 | 6.72
2016-07-30 04:00:00 | -142.72 | 1.18 | 6.72
2016-07-30 05:00:00 | -143.46 | 1.18 | 6.72
2016-07-30 06:00:00 | -144.74 | 1.18 | 6.72
2016-07-30 07:00:00 | -146.97 | 1.18 | 6.72
2016-07-30 08:00:00 | -146.38 | 1.18 | 6.72
2016-07-30 09:00:00 | -145.93 | 1.18 | 6.72
2016-07-30 10:00:00 | -144.33 | 1.18 | 6.72
2016-07-30 11:00:00 | -142.79 | 1.18 | 6.72
2016-07-30 12:00:00 | -141.99 | 1.18 | 6.72
2016-07-30 13:00:00 | -142.04 | 1.18 | 6.72
2016-07-30 14:00:00 | -143.04 | 1.18 | 6.72
2016-07-30 15:00:00 | -144.1 | 1.18 | 6.72
2016-07-30 16:00:00 | -148.51 | 1.18 | 6.72
2016-07-30 17:00:00 | -149.92 | 1.18 | 6.72
2016-07-30 18:00:00 | -150.55 | 1.18 | 6.72
2016-07-30 19:00:00 | -150.09 | 1.18 | 6.72
2016-07-30 20:00:00 | -154.02 | 1.18 | 6.72
2016-07-30 21:00:00 | -150.96 | 1.18 | 6.72
2016-07-30 22:00:00 | -146.08 | 1.18 | 6.72
2016-07-30 23:00:00 | -143.36 | 1.18 | 6.72
2016-07-31 00:00:00 | -141.8 | 1.18 | 6.72
2016-07-31 01:00:00 | -140.56 | 1.18 | 6.72
2016-07-31 02:00:00 | -140.14 | 1.18 | 6.72
2016-07-31 03:00:00 | -139.65 | 1.265 | 7.04
2016-07-31 04:00:00 | -138.98 | 1.18 | 6.72
2016-07-31 05:00:00 | -139.99 | 1.18 | 6.72
2016-07-31 06:00:00 | -141.8 | 1.18 | 6.72
2016-07-31 07:00:00 | -143.12 | 1.18 | 6.72
2016-07-31 08:00:00 | -143.28 | 1.18 | 6.72
2016-07-31 09:00:00 | -144.77 | 1.18 | 6.72
2016-07-31 10:00:00 | -144.34 | 1.18 | 6.72
2016-07-31 11:00:00 | -143.56 | 1.18 | 6.72
2016-07-31 12:00:00 | -142.35 | 1.18 | 6.72
2016-07-31 13:00:00 | -141.32 | 1.18 | 6.72
2016-07-31 14:00:00 | -140.78 | 1.18 | 6.72
2016-07-31 15:00:00 | -143.25 | 1.18 | 6.72
2016-07-31 16:00:00 | -143.09 | 1.18 | 6.72
2016-07-31 17:00:00 | -146.23 | 1.18 | 6.72
2016-07-31 18:00:00 | -146.92 | 1.18 | 6.72
2016-07-31 19:00:00 | -148.19 | 1.18 | 6.72
2016-07-31 20:00:00 | -149.39 | 1.18 | 6.72
2016-07-31 21:00:00 | -145.78 | 1.18 | 6.72
2016-07-31 22:00:00 | -142.91 | 1.18 | 6.72
2016-07-31 23:00:00 | -141.79 | 1.18 | 6.72
2016-08-01 00:00:00 | -140.55 | 1.18 | 6.72
2016-08-01 01:00:00 | -140.14 | 1.3075 | 7.2
2016-08-01 02:00:00 | -140.42 | 1.3925 | 7.52
2016-08-01 03:00:00 | -141.93 | 1.9027 | 9.44
2016-08-01 04:00:00 | -147.06 | 2.0727 | 10.08
2016-08-01 05:00:00 | -150.17 | 1.4351 | 7.68
2016-08-01 06:00:00 | -153 | 1.18 | 6.72
2016-08-01 07:00:00 | -151.21 | 1.18 | 6.72
2016-08-01 08:00:00 | -148.13 | 1.18 | 6.72
2016-08-01 09:00:00 | -147.8 | 1.18 | 6.72
2016-08-01 10:00:00 | -145.92 | 1.18 | 6.72
2016-08-01 11:00:00 | -143.93 | 1.18 | 6.72
2016-08-01 12:00:00 | -145.03 | 1.18 | 6.72
2016-08-01 13:00:00 | -145.01 | 1.18 | 6.72
2016-08-01 14:00:00 | -146.48 | 1.18 | 6.72
2016-08-01 15:00:00 | -150.05 | 1.18 | 6.72
2016-08-01 16:00:00 | -153.97 | 1.18 | 6.72
2016-08-01 17:00:00 | -155.15 | 1.18 | 6.72
2016-08-01 18:00:00 | -156.33 | 1.18 | 6.72
2016-08-01 19:00:00 | -154.95 | 1.18 | 6.72
2016-08-01 20:00:00 | -153.99 | 1.18 | 6.72
2016-08-01 21:00:00 | -149.63 | 1.18 | 6.72
2016-08-01 22:00:00 | -145.56 | 1.5626 | 8.16
2016-08-01 23:00:00 | -143.79 | 1.8601 | 9.28
2016-08-02 00:00:00 | -143.35 | 2.0727 | 10.08
2016-08-02 01:00:00 | -142.7 | 2.2002 | 10.56
2016-08-02 02:00:00 | -142.27 | 2.5828 | 12
2016-08-02 03:00:00 | -143.9 | 2.5403 | 11.84
2016-08-02 04:00:00 | -148.43 | 2.4978 | 11.68
2016-08-02 05:00:00 | -152.87 | 2.0302 | 9.92
2016-08-02 06:00:00 | -154.87 | 1.2225 | 6.88
2016-08-02 07:00:00 | -154.92 | 1.18 | 6.72
2016-08-02 08:00:00 | -154.97 | 1.18 | 6.72
2016-08-02 09:00:00 | -156.09 | 1.18 | 6.72
2016-08-02 10:00:00 | -155.83 | 1.18 | 6.72
2016-08-02 11:00:00 | -154.85 | 1.18 | 6.72
2016-08-02 12:00:00 | -153.98 | 1.18 | 6.72
2016-08-02 13:00:00 | -153.73 | 1.18 | 6.72
2016-08-02 14:00:00 | -152.92 | 1.18 | 6.72
2016-08-02 15:00:00 | -153.94 | 1.18 | 6.72
2016-08-02 16:00:00 | -153.92 | 1.18 | 6.72
2016-08-02 17:00:00 | -152.95 | 1.18 | 6.72
2016-08-02 18:00:00 | -150.83 | 1.18 | 6.72
2016-08-02 19:00:00 | -150.4 | 1.18 | 6.72
2016-08-02 20:00:00 | -149.19 | 1.6476 | 8.48
2016-08-02 21:00:00 | -146.98 | 2.1152 | 10.24
2016-08-02 22:00:00 | -144.03 | 2.2852 | 10.88
2016-08-02 23:00:00 | -142.53 | 2.7953 | 12.8
2016-08-03 00:00:00 | -141.74 | 2.7103 | 12.48
2016-08-03 01:00:00 | -140.69 | 2.9229 | 13.28
2016-08-03 02:00:00 | -140.48 | 2.6678 | 12.32
2016-08-03 03:00:00 | -141.66 | 3.0079 | 13.6
2016-08-03 04:00:00 | -145.06 | 3.0079 | 13.6
2016-08-03 05:00:00 | -149.82 | 1.9452 | 9.6
2016-08-03 06:00:00 | -151.95 | 1.6051 | 8.32
2016-08-03 07:00:00 | -152.97 | 1.2225 | 6.88
2016-08-03 08:00:00 | -153.02 | 1.18 | 6.72
2016-08-03 09:00:00 | -152.95 | 1.18 | 6.72
2016-08-03 10:00:00 | -151.57 | 1.18 | 6.72
2016-08-03 11:00:00 | -148.04 | 1.18 | 6.72
2016-08-03 12:00:00 | -146.13 | 1.18 | 6.72
2016-08-03 13:00:00 | -146.38 | 1.18 | 6.72
2016-08-03 14:00:00 | -146.45 | 1.18 | 6.72
2016-08-03 15:00:00 | -147.95 | 1.18 | 6.72
2016-08-03 16:00:00 | -150.52 | 1.18 | 6.72
2016-08-03 17:00:00 | -151 | 1.18 | 6.72
2016-08-03 18:00:00 | -149.25 | 1.18 | 6.72
2016-08-03 19:00:00 | -148.33 | 1.18 | 6.72
2016-08-03 20:00:00 | -146.99 | 1.18 | 6.72
2016-08-03 21:00:00 | -144.91 | 1.18 | 6.72
2016-08-03 22:00:00 | -141.55 | 1.18 | 6.72
2016-08-03 23:00:00 | -140.43 | 1.18 | 6.72
2016-08-04 00:00:00 | -138.05 | 1.18 | 6.72
2016-08-04 01:00:00 | -137.42 | 1.18 | 6.72
2016-08-04 02:00:00 | -137.83 | 1.18 | 6.72
2016-08-04 03:00:00 | -140.42 | 1.18 | 6.72
2016-08-04 04:00:00 | -143.49 | 1.18 | 6.72
2016-08-04 05:00:00 | -148.01 | 1.18 | 6.72
2016-08-04 06:00:00 | -151.05 | 1.18 | 6.72
2016-08-04 07:00:00 | -150.03 | 1.18 | 6.72
2016-08-04 08:00:00 | -147.01 | 1.18 | 6.72
2016-08-04 09:00:00 | -145.98 | 1.18 | 6.72
2016-08-04 10:00:00 | -143.45 | 1.18 | 6.72
2016-08-04 11:00:00 | -141.58 | 1.18 | 6.72
2016-08-04 12:00:00 | -141.97 | 1.18 | 6.72
2016-08-04 13:00:00 | -145.02 | 1.18 | 6.72
2016-08-04 14:00:00 | -147.29 | 1.18 | 6.72
2016-08-04 15:00:00 | -150.98 | 1.18 | 6.72
2016-08-04 16:00:00 | -152.58 | 1.18 | 6.72
2016-08-04 17:00:00 | -152.9 | 1.18 | 6.72
2016-08-04 18:00:00 | -152.58 | 1.18 | 6.72
2016-08-04 19:00:00 | -152.46 | 1.18 | 6.72
2016-08-04 20:00:00 | -151.91 | 1.18 | 6.72
2016-08-04 21:00:00 | -147.37 | 1.18 | 6.72
2016-08-04 22:00:00 | -146.13 | 1.18 | 6.72
2016-08-04 23:00:00 | -144.83 | 1.18 | 6.72
2016-08-05 00:00:00 | -143.12 | 1.18 | 6.72
2016-08-05 01:00:00 | -141.95 | 1.18 | 6.72
2016-08-05 02:00:00 | -142.07 | 1.18 | 6.72
2016-08-05 03:00:00 | -144.24 | 1.18 | 6.72
2016-08-05 04:00:00 | -148.45 | 1.18 | 6.72
2016-08-05 05:00:00 | -152.01 | 1.18 | 6.72
2016-08-05 06:00:00 | -155.19 | 1.18 | 6.72
2016-08-05 07:00:00 | -156.69 | 1.18 | 6.72
2016-08-05 08:00:00 | -156.54 | 1.18 | 6.72
2016-08-05 09:00:00 | -156 | 1.18 | 6.72
2016-08-05 10:00:00 | -154 | 1.18 | 6.72
2016-08-05 11:00:00 | -151.96 | 1.18 | 6.72
2016-08-05 12:00:00 | -149.39 | 1.18 | 6.72
2016-08-05 13:00:00 | -146.23 | 1.18 | 6.72
2016-08-05 14:00:00 | -146.46 | 1.18 | 6.72
2016-08-05 15:00:00 | -149.29 | 1.18 | 6.72
2016-08-05 16:00:00 | -151.89 | 1.18 | 6.72
2016-08-05 17:00:00 | -152.4 | 1.18 | 6.72
2016-08-05 18:00:00 | -152.15 | 1.18 | 6.72
2016-08-05 19:00:00 | -151.02 | 1.18 | 6.72
2016-08-05 20:00:00 | -150.3 | 1.18 | 6.72
2016-08-05 21:00:00 | -146.84 | 1.18 | 6.72
2016-08-05 22:00:00 | -147.58 | 1.18 | 6.72
2016-08-05 23:00:00 | -144.68 | 1.18 | 6.72
2016-08-06 00:00:00 | -143.34 | 1.18 | 6.72
2016-08-06 01:00:00 | -141.77 | 1.18 | 6.72
2016-08-06 02:00:00 | -140.4 | 1.3075 | 7.2
2016-08-06 03:00:00 | -140.01 | 1.6476 | 8.48
2016-08-06 04:00:00 | -140.97 | 1.7326 | 8.8
2016-08-06 05:00:00 | -143.02 | 1.3925 | 7.52
2016-08-06 06:00:00 | -144.36 | 1.18 | 6.72
2016-08-06 07:00:00 | -144.47 | 1.18 | 6.72
2016-08-06 08:00:00 | -142.94 | 1.18 | 6.72
2016-08-06 09:00:00 | -141.71 | 1.18 | 6.72
2016-08-06 10:00:00 | -140.07 | 1.18 | 6.72
2016-08-06 11:00:00 | -137.81 | 1.18 | 6.72
2016-08-06 12:00:00 | -136.38 | 1.18 | 6.72
2016-08-06 13:00:00 | -135.83 | 1.18 | 6.72
2016-08-06 14:00:00 | -135.18 | 1.18 | 6.72
2016-08-06 15:00:00 | -140.03 | 1.18 | 6.72
2016-08-06 16:00:00 | -144.32 | 1.18 | 6.72
2016-08-06 17:00:00 | -146.96 | 1.18 | 6.72
2016-08-06 18:00:00 | -146.92 | 1.18 | 6.72
2016-08-06 19:00:00 | -148.32 | 1.18 | 6.72
2016-08-06 20:00:00 | -148.44 | 1.18 | 6.72
2016-08-06 21:00:00 | -146.12 | 1.18 | 6.72
2016-08-06 22:00:00 | -142.6 | 1.8176 | 9.12
2016-08-06 23:00:00 | -138.05 | 1.9027 | 9.44
2016-08-07 00:00:00 | -135.99 | 2.0302 | 9.92
2016-08-07 01:00:00 | -130.86 | 2.1152 | 10.24
2016-08-07 02:00:00 | -130.38 | 2.1577 | 10.4
2016-08-07 03:00:00 | -130.35 | 2.3277 | 11.04
2016-08-07 04:00:00 | -130.51 | 2.4553 | 11.52
2016-08-07 05:00:00 | -129.93 | 1.9452 | 9.6
2016-08-07 06:00:00 | -130.25 | 1.3075 | 7.2
2016-08-07 07:00:00 | -130.79 | 1.18 | 6.72
2016-08-07 08:00:00 | -127.95 | 1.18 | 6.72
2016-08-07 09:00:00 | -126.83 | 1.18 | 6.72
2016-08-07 10:00:00 | -123.93 | 1.18 | 6.72
2016-08-07 11:00:00 | -118.02 | 1.18 | 6.72
2016-08-07 12:00:00 | -118.04 | 1.18 | 6.72
2016-08-07 13:00:00 | -120.35 | 1.18 | 6.72
2016-08-07 14:00:00 | -123.67 | 1.18 | 6.72
2016-08-07 15:00:00 | -130.84 | 1.18 | 6.72
2016-08-07 16:00:00 | -142.7 | 1.18 | 6.72
2016-08-07 17:00:00 | -145.77 | 1.18 | 6.72
2016-08-07 18:00:00 | -148.48 | 1.18 | 6.72
2016-08-07 19:00:00 | -150.37 | 1.18 | 6.72
2016-08-07 20:00:00 | -150.65 | 1.18 | 6.72
2016-08-07 21:00:00 | -144.33 | 1.18 | 6.72
2016-08-07 22:00:00 | -138.62 | 1.18 | 6.72
2016-08-07 23:00:00 | -134.44 | 1.18 | 6.72
2016-08-08 00:00:00 | -130.91 | 1.18 | 6.72
2016-08-08 01:00:00 | -126.16 | 1.18 | 6.72
2016-08-08 02:00:00 | -126.12 | 1.18 | 6.72
2016-08-08 03:00:00 | -126.94 | 1.18 | 6.72
2016-08-08 04:00:00 | -135.85 | 1.18 | 6.72
2016-08-08 05:00:00 | -141.71 | 1.18 | 6.72
2016-08-08 06:00:00 | -144.29 | 1.18 | 6.72
2016-08-08 07:00:00 | -142.02 | 1.18 | 6.72
2016-08-08 08:00:00 | -138.26 | 1.18 | 6.72
2016-08-08 09:00:00 | -136.73 | 1.18 | 6.72
2016-08-08 10:00:00 | -132.28 | 1.18 | 6.72
2016-08-08 11:00:00 | -131.41 | 1.18 | 6.72
2016-08-08 12:00:00 | -130.89 | 1.18 | 6.72
2016-08-08 13:00:00 | -135.92 | 1.18 | 6.72
2016-08-08 14:00:00 | -138.82 | 1.18 | 6.72
2016-08-08 15:00:00 | -144.52 | 1.18 | 6.72
2016-08-08 16:00:00 | -149.29 | 1.18 | 6.72
2016-08-08 17:00:00 | -152.39 | 1.18 | 6.72
2016-08-08 18:00:00 | -151.23 | 1.18 | 6.72
2016-08-08 19:00:00 | -152 | 1.18 | 6.72
2016-08-08 20:00:00 | -151.93 | 1.18 | 6.72
2016-08-08 21:00:00 | -149.75 | 1.18 | 6.72
2016-08-08 22:00:00 | -141.88 | 1.18 | 6.72
2016-08-08 23:00:00 | -141.06 | 1.18 | 6.72
2016-08-09 00:00:00 | -140.6 | 1.2225 | 6.88
2016-08-09 01:00:00 | -138.32 | 1.6901 | 8.64
2016-08-09 02:00:00 | -137.94 | 1.9452 | 9.6
2016-08-09 03:00:00 | -140.97 | 2.2852 | 10.88
2016-08-09 04:00:00 | -146.33 | 2.0302 | 9.92
2016-08-09 05:00:00 | -150.86 | 1.9027 | 9.44
2016-08-09 06:00:00 | -152.83 | 1.6901 | 8.64
2016-08-09 07:00:00 | -153.03 | 1.18 | 6.72
2016-08-09 08:00:00 | -152.6 | 1.18 | 6.72
2016-08-09 09:00:00 | -152.26 | 1.18 | 6.72
2016-08-09 10:00:00 | -151.6 | 1.18 | 6.72
2016-08-09 11:00:00 | -150.78 | 1.18 | 6.72
2016-08-09 12:00:00 | -148.22 | 1.18 | 6.72
2016-08-09 13:00:00 | -145.84 | 1.18 | 6.72
2016-08-09 14:00:00 | -143.97 | 1.18 | 6.72
2016-08-09 15:00:00 | -146.12 | 1.18 | 6.72
2016-08-09 16:00:00 | -148.35 | 1.18 | 6.72
2016-08-09 17:00:00 | -150.02 | 1.18 | 6.72
2016-08-09 18:00:00 | -148.91 | 1.18 | 6.72
2016-08-09 19:00:00 | -148.47 | 1.18 | 6.72
2016-08-09 20:00:00 | -147.1 | 1.35 | 7.36
2016-08-09 21:00:00 | -144.45 | 1.7751 | 8.96
2016-08-09 22:00:00 | -141.35 | 2.4128 | 11.36
2016-08-09 23:00:00 | -141.11 | 2.5828 | 12
2016-08-10 00:00:00 | -140 | 2.8378 | 12.96
2016-08-10 01:00:00 | -137.99 | 3.1779 | 14.24
2016-08-10 02:00:00 | -138.19 | 3.4755 | 15.36
2016-08-10 03:00:00 | -141.18 | 3.6455 | 16
2016-08-10 04:00:00 | -145.59 | 3.9006 | 16.96
2016-08-10 05:00:00 | -150.21 | 3.2204 | 14.4
2016-08-10 06:00:00 | -151.95 | 2.5828 | 12
2016-08-10 07:00:00 | -151.5 | 2.0727 | 10.08
2016-08-10 08:00:00 | -150.01 | 1.9452 | 9.6
2016-08-10 09:00:00 | -149.87 | 1.35 | 7.36
2016-08-10 10:00:00 | -147.66 | 1.18 | 6.72
2016-08-10 11:00:00 | -144.91 | 1.18 | 6.72
2016-08-10 12:00:00 | -143.43 | 1.18 | 6.72
2016-08-10 13:00:00 | -142.51 | 1.18 | 6.72
2016-08-10 14:00:00 | -142.31 | 1.18 | 6.72
2016-08-10 15:00:00 | -145.33 | 1.18 | 6.72
2016-08-10 16:00:00 | -149.48 | 1.18 | 6.72
2016-08-10 17:00:00 | -151.68 | 1.18 | 6.72
2016-08-10 18:00:00 | -151.72 | 1.18 | 6.72
2016-08-10 19:00:00 | -151.93 | 2.2002 | 10.56
2016-08-10 20:00:00 | -150.93 | 2.7103 | 12.48
2016-08-10 21:00:00 | -146.65 | 2.9229 | 13.28
2016-08-10 22:00:00 | -142.23 | 3.1354 | 14.08
2016-08-10 23:00:00 | -141.01 | 3.433 | 15.2
2016-08-11 00:00:00 | -140.72 | 3.603 | 15.84
2016-08-11 01:00:00 | -138.49 | 3.773 | 16.48
2016-08-11 02:00:00 | -139.48 | 3.8155 | 16.64
2016-08-11 03:00:00 | -140.77 | 3.9431 | 17.12
2016-08-11 04:00:00 | -145.97 | 3.9856 | 17.28
2016-08-11 05:00:00 | -152.09 | 3.773 | 16.48
2016-08-11 06:00:00 | -153.67 | 3.0929 | 13.92
2016-08-11 07:00:00 | -151.07 | 2.3702 | 11.2
2016-08-11 08:00:00 | -148.86 | 1.5201 | 8
2016-08-11 09:00:00 | -148.48 | 1.2225 | 6.88
2016-08-11 10:00:00 | -146.57 | 1.18 | 6.72
2016-08-11 11:00:00 | -145.17 | 1.18 | 6.72
2016-08-11 12:00:00 | -142.99 | 1.7751 | 8.96
2016-08-11 13:00:00 | -143.62 | 1.18 | 6.72
2016-08-11 14:00:00 | -143.69 | 2.2002 | 10.56
2016-08-11 15:00:00 | -149.4 | 1.18 | 6.72
2016-08-11 16:00:00 | -152.37 | 1.18 | 6.72
2016-08-11 17:00:00 | -152.95 | 1.18 | 6.72
2016-08-11 18:00:00 | -153.11 | 1.3925 | 7.52
2016-08-11 19:00:00 | -152.82 | 1.8176 | 9.12
2016-08-11 20:00:00 | -151.87 | 1.9452 | 9.6
2016-08-11 21:00:00 | -146.82 | 2.0302 | 9.92
2016-08-11 22:00:00 | -142.07 | 1.9877 | 9.76
2016-08-11 23:00:00 | -140.97 | 2.0727 | 10.08
2016-08-12 00:00:00 | -139.05 | 1.9027 | 9.44
2016-08-12 01:00:00 | -137.9 | 2.0302 | 9.92
2016-08-12 02:00:00 | -138.05 | 2.1152 | 10.24
2016-08-12 03:00:00 | -140.98 | 2.2002 | 10.56
2016-08-12 04:00:00 | -145.93 | 2.0727 | 10.08
2016-08-12 05:00:00 | -150.55 | 2.0302 | 9.92
2016-08-12 06:00:00 | -151.8 | 1.9027 | 9.44
2016-08-12 07:00:00 | -152.04 | 1.8176 | 9.12
2016-08-12 08:00:00 | -152.91 | 1.6901 | 8.64
2016-08-12 09:00:00 | -153.25 | 1.18 | 6.72
2016-08-12 10:00:00 | -152.95 | 1.18 | 6.72
2016-08-12 11:00:00 | -150.1 | 1.18 | 6.72
2016-08-12 12:00:00 | -147.5 | 1.18 | 6.72
2016-08-12 13:00:00 | -145.12 | 1.18 | 6.72
2016-08-12 14:00:00 | -142.2 | 1.18 | 6.72
2016-08-12 15:00:00 | -144.9 | 1.18 | 6.72
2016-08-12 16:00:00 | -146.09 | 1.18 | 6.72
2016-08-12 17:00:00 | -147.06 | 1.18 | 6.72
2016-08-12 18:00:00 | -147.13 | 1.18 | 6.72
2016-08-12 19:00:00 | -146.99 | 1.18 | 6.72
2016-08-12 20:00:00 | -146.34 | 1.18 | 6.72
2016-08-12 21:00:00 | -142.7 | 1.18 | 6.72
2016-08-12 22:00:00 | -139.7 | 1.18 | 6.72
2016-08-12 23:00:00 | -137.97 | 1.18 | 6.72
2016-08-13 00:00:00 | -136.09 | 1.18 | 6.72
2016-08-13 01:00:00 | -134.89 | 1.18 | 6.72
2016-08-13 02:00:00 | -134.1 | 1.18 | 6.72
2016-08-13 03:00:00 | -132.46 | 1.18 | 6.72
2016-08-13 04:00:00 | -134.08 | 1.18 | 6.72
2016-08-13 05:00:00 | -136.05 | 1.18 | 6.72
2016-08-13 06:00:00 | -138.06 | 1.18 | 6.72
2016-08-13 07:00:00 | -138.06 | 1.18 | 6.72
2016-08-13 08:00:00 | -136.06 | 1.18 | 6.72
2016-08-13 09:00:00 | -133.85 | 1.18 | 6.72
2016-08-13 10:00:00 | -131.64 | 1.18 | 6.72
2016-08-13 11:00:00 | -127.07 | 1.18 | 6.72
2016-08-13 12:00:00 | -127.11 | 1.18 | 6.72
2016-08-13 13:00:00 | -128.54 | 1.18 | 6.72
2016-08-13 14:00:00 | -130.52 | 1.18 | 6.72
2016-08-13 15:00:00 | -136.77 | 1.18 | 6.72
2016-08-13 16:00:00 | -142.72 | 1.18 | 6.72
2016-08-13 17:00:00 | -144.88 | 1.18 | 6.72
2016-08-13 18:00:00 | -145.7 | 1.18 | 6.72
2016-08-13 19:00:00 | -147.08 | 1.18 | 6.72
2016-08-13 20:00:00 | -146.31 | 1.18 | 6.72
2016-08-13 21:00:00 | -143.73 | 1.18 | 6.72
2016-08-13 22:00:00 | -141.44 | 1.18 | 6.72
2016-08-13 23:00:00 | -139.18 | 1.18 | 6.72
2016-08-14 00:00:00 | -137.61 | 1.18 | 6.72
2016-08-14 01:00:00 | -137.03 | 1.18 | 6.72
2016-08-14 02:00:00 | -136.05 | 1.18 | 6.72
2016-08-14 03:00:00 | -136.08 | 1.18 | 6.72
2016-08-14 04:00:00 | -136.06 | 1.18 | 6.72
2016-08-14 05:00:00 | -137.14 | 1.18 | 6.72
2016-08-14 06:00:00 | -137.9 | 1.18 | 6.72
2016-08-14 07:00:00 | -136.99 | 1.18 | 6.72
2016-08-14 08:00:00 | -137.74 | 1.18 | 6.72
2016-08-14 09:00:00 | -138.46 | 1.18 | 6.72
2016-08-14 10:00:00 | -137.1 | 1.18 | 6.72
2016-08-14 11:00:00 | -135.41 | 1.18 | 6.72
2016-08-14 12:00:00 | -133.99 | 1.18 | 6.72
2016-08-14 13:00:00 | -134.57 | 1.18 | 6.72
2016-08-14 14:00:00 | -134.89 | 1.18 | 6.72
2016-08-14 15:00:00 | -138.13 | 1.18 | 6.72
2016-08-14 16:00:00 | -144.75 | 1.18 | 6.72
2016-08-14 17:00:00 | -147.57 | 1.18 | 6.72
2016-08-14 18:00:00 | -149.56 | 1.18 | 6.72
2016-08-14 19:00:00 | -150.3 | 1.18 | 6.72
2016-08-14 20:00:00 | -149.56 | 1.18 | 6.72
2016-08-14 21:00:00 | -146.5 | 1.4776 | 7.84
2016-08-14 22:00:00 | -143.15 | 1.6476 | 8.48
2016-08-14 23:00:00 | -140.94 | 1.6476 | 8.48
2016-08-15 00:00:00 | -139.61 | 1.6901 | 8.64
2016-08-15 01:00:00 | -139.01 | 2.3702 | 11.2
2016-08-15 02:00:00 | -139.5 | 2.4553 | 11.52
2016-08-15 03:00:00 | -141.29 | 3.0079 | 13.6
2016-08-15 04:00:00 | -145.21 | 2.6253 | 12.16
2016-08-15 05:00:00 | -148.82 | 2.4978 | 11.68
2016-08-15 06:00:00 | -150 | 1.7751 | 8.96
2016-08-15 07:00:00 | -148.59 | 1.18 | 6.72
2016-08-15 08:00:00 | -146.65 | 1.18 | 6.72
2016-08-15 09:00:00 | -146.32 | 1.18 | 6.72
2016-08-15 10:00:00 | -145.02 | 1.18 | 6.72
2016-08-15 11:00:00 | -143 | 1.18 | 6.72
2016-08-15 12:00:00 | -141.9 | 1.18 | 6.72
2016-08-15 13:00:00 | -142.1 | 1.18 | 6.72
2016-08-15 14:00:00 | -143.54 | 1.18 | 6.72
2016-08-15 15:00:00 | -148.62 | 1.18 | 6.72
2016-08-15 16:00:00 | -151.98 | 1.18 | 6.72
2016-08-15 17:00:00 | -153.88 | 1.18 | 6.72
2016-08-15 18:00:00 | -152.32 | 1.18 | 6.72
2016-08-15 19:00:00 | -152.47 | 1.2225 | 6.88
2016-08-15 20:00:00 | -151.22 | 1.9877 | 9.76
2016-08-15 21:00:00 | -148.42 | 2.5403 | 11.84
2016-08-15 22:00:00 | -144.26 | 2.9229 | 13.28
2016-08-15 23:00:00 | -141.99 | 3.1354 | 14.08
2016-08-16 00:00:00 | -140.94 | 2.9229 | 13.28
2016-08-16 01:00:00 | -140.03 | 2.5403 | 11.84
2016-08-16 02:00:00 | -140.1 | 2.7528 | 12.64
2016-08-16 03:00:00 | -142.1 | 2.9229 | 13.28
2016-08-16 04:00:00 | -146.71 | 3.0504 | 13.76
2016-08-16 05:00:00 | -151.63 | 3.0079 | 13.6
2016-08-16 06:00:00 | -152.14 | 2.1152 | 10.24
2016-08-16 07:00:00 | -151.9 | 1.18 | 6.72
2016-08-16 08:00:00 | -149.73 | 1.18 | 6.72
2016-08-16 09:00:00 | -148.13 | 1.18 | 6.72
2016-08-16 10:00:00 | -147.09 | 1.18 | 6.72
2016-08-16 11:00:00 | -146.93 | 1.18 | 6.72
2016-08-16 12:00:00 | -146.94 | 1.18 | 6.72
2016-08-16 13:00:00 | -147.29 | 1.18 | 6.72
2016-08-16 14:00:00 | -148.58 | 1.18 | 6.72
2016-08-16 15:00:00 | -151.12 | 1.5201 | 8
2016-08-16 16:00:00 | -152.33 | 1.8601 | 9.28
2016-08-16 17:00:00 | -153.79 | 1.6901 | 8.64
2016-08-16 18:00:00 | -152.81 | 1.7326 | 8.8
2016-08-16 19:00:00 | -152.36 | 2.2852 | 10.88
2016-08-16 20:00:00 | -149.25 | 2.8378 | 12.96
2016-08-16 21:00:00 | -145.74 | 3.0079 | 13.6
2016-08-16 22:00:00 | -143.03 | 3.1779 | 14.24
2016-08-16 23:00:00 | -142.01 | 3.0504 | 13.76
2016-08-17 00:00:00 | -141.51 | 3.6455 | 16
2016-08-17 01:00:00 | -139.9 | 3.9006 | 16.96
2016-08-17 02:00:00 | -140.56 | 3.8155 | 16.64
2016-08-17 03:00:00 | -143.05 | 4.0706 | 17.6
2016-08-17 04:00:00 | -147.74 | 4.5382 | 19.36
2016-08-17 05:00:00 | -152.75 | 3.9856 | 17.28
2016-08-17 06:00:00 | -154.1 | 3.1779 | 14.24
2016-08-17 07:00:00 | -151 | 1.9877 | 9.76
2016-08-17 08:00:00 | -146.54 | 1.18 | 6.72
2016-08-17 09:00:00 | -146.03 | 1.18 | 6.72
2016-08-17 10:00:00 | -145.79 | 1.18 | 6.72
2016-08-17 11:00:00 | -145.72 | 1.18 | 6.72
2016-08-17 12:00:00 | -145.05 | 1.18 | 6.72
2016-08-17 13:00:00 | -146.41 | 1.18 | 6.72
2016-08-17 14:00:00 | -148.47 | 1.18 | 6.72
2016-08-17 15:00:00 | -153.08 | 1.18 | 6.72
2016-08-17 16:00:00 | -153.67 | 1.18 | 6.72
2016-08-17 17:00:00 | -155.07 | 1.18 | 6.72
2016-08-17 18:00:00 | -154.45 | 1.18 | 6.72
2016-08-17 19:00:00 | -153.48 | 1.18 | 6.72
2016-08-17 20:00:00 | -150.42 | 1.18 | 6.72
2016-08-17 21:00:00 | -146.82 | 1.3925 | 7.52
2016-08-17 22:00:00 | -143.16 | 1.35 | 7.36
2016-08-17 23:00:00 | -142.12 | 1.7751 | 8.96
2016-08-18 00:00:00 | -141.34 | 1.6476 | 8.48
2016-08-18 01:00:00 | -139.83 | 1.6051 | 8.32
2016-08-18 02:00:00 | -140.49 | 1.7751 | 8.96
2016-08-18 03:00:00 | -143.05 | 1.6476 | 8.48
2016-08-18 04:00:00 | -148.26 | 1.5626 | 8.16
2016-08-18 05:00:00 | -151.79 | 1.8176 | 9.12
2016-08-18 06:00:00 | -153.67 | 1.7751 | 8.96
2016-08-18 07:00:00 | -153.33 | 1.6051 | 8.32
2016-08-18 08:00:00 | -151.38 | 1.35 | 7.36
2016-08-18 09:00:00 | -148.84 | 1.18 | 6.72
2016-08-18 10:00:00 | -147.15 | 1.18 | 6.72
2016-08-18 11:00:00 | -147.44 | 1.18 | 6.72
2016-08-18 12:00:00 | -147.08 | 1.18 | 6.72
2016-08-18 13:00:00 | -147.51 | 1.18 | 6.72
2016-08-18 14:00:00 | -150.78 | 1.18 | 6.72
2016-08-18 15:00:00 | -153.01 | 1.18 | 6.72
2016-08-18 16:00:00 | -154.05 | 1.18 | 6.72
2016-08-18 17:00:00 | -155.34 | 1.18 | 6.72
2016-08-18 18:00:00 | -154.85 | 1.18 | 6.72
2016-08-18 19:00:00 | -154.01 | 1.18 | 6.72
2016-08-18 20:00:00 | -150.74 | 1.4776 | 7.84
2016-08-18 21:00:00 | -146.92 | 2.3277 | 11.04
2016-08-18 22:00:00 | -145.71 | 2.2852 | 10.88
2016-08-18 23:00:00 | -144.62 | 2.6253 | 12.16
2016-08-19 00:00:00 | -143 | 2.5403 | 11.84
2016-08-19 01:00:00 | -141.91 | 2.3702 | 11.2
2016-08-19 02:00:00 | -142.96 | 2.4128 | 11.36
2016-08-19 03:00:00 | -144.08 | 2.6253 | 12.16
2016-08-19 04:00:00 | -150.25 | 2.8804 | 13.12
2016-08-19 05:00:00 | -154.25 | 2.7528 | 12.64
2016-08-19 06:00:00 | -155.27 | 2.3702 | 11.2
2016-08-19 07:00:00 | -154.45 | 1.18 | 6.72
2016-08-19 08:00:00 | -152.48 | 1.18 | 6.72
2016-08-19 09:00:00 | -149.56 | 1.18 | 6.72
2016-08-19 10:00:00 | -144.95 | 1.18 | 6.72
2016-08-19 11:00:00 | -144.01 | 1.18 | 6.72
2016-08-19 12:00:00 | -143.78 | 1.18 | 6.72
2016-08-19 13:00:00 | -145.48 | 1.18 | 6.72
2016-08-19 14:00:00 | -149.76 | 1.18 | 6.72
2016-08-19 15:00:00 | -152.09 | 1.18 | 6.72
2016-08-19 16:00:00 | -154.09 | 1.18 | 6.72
2016-08-19 17:00:00 | -154.46 | 1.18 | 6.72
2016-08-19 18:00:00 | -152.99 | 1.18 | 6.72
2016-08-19 19:00:00 | -152.32 | 1.18 | 6.72
2016-08-19 20:00:00 | -150.22 | 1.18 | 6.72
2016-08-19 21:00:00 | -146.87 | 1.18 | 6.72
2016-08-19 22:00:00 | -144.54 | 1.18 | 6.72
2016-08-19 23:00:00 | -143.04 | 1.18 | 6.72
2016-08-20 00:00:00 | -141.31 | 1.18 | 6.72
2016-08-20 01:00:00 | -140.81 | 1.18 | 6.72
2016-08-20 02:00:00 | -140.32 | 1.18 | 6.72
2016-08-20 03:00:00 | -140.02 | 1.18 | 6.72
2016-08-20 04:00:00 | -140.44 | 1.18 | 6.72
2016-08-20 05:00:00 | -141.08 | 1.18 | 6.72
2016-08-20 06:00:00 | -144.94 | 1.18 | 6.72
2016-08-20 07:00:00 | -147.03 | 1.18 | 6.72
2016-08-20 08:00:00 | -143.79 | 1.18 | 6.72
2016-08-20 09:00:00 | -142.22 | 1.18 | 6.72
2016-08-20 10:00:00 | -141.12 | 1.18 | 6.72
2016-08-20 11:00:00 | -140.09 | 1.18 | 6.72
2016-08-20 12:00:00 | -139.71 | 1.18 | 6.72
2016-08-20 13:00:00 | -140 | 1.18 | 6.72
2016-08-20 14:00:00 | -138.95 | 1.18 | 6.72
2016-08-20 15:00:00 | -140.73 | 1.18 | 6.72
2016-08-20 16:00:00 | -144.99 | 1.18 | 6.72
2016-08-20 17:00:00 | -147.34 | 1.18 | 6.72
2016-08-20 18:00:00 | -148 | 1.18 | 6.72
2016-08-20 19:00:00 | -148.38 | 1.18 | 6.72
2016-08-20 20:00:00 | -147.11 | 1.18 | 6.72
2016-08-20 21:00:00 | -143.03 | 1.18 | 6.72
2016-08-20 22:00:00 | -136.51 | 1.18 | 6.72
2016-08-20 23:00:00 | -133.01 | 1.18 | 6.72
2016-08-21 00:00:00 | -130.13 | 1.18 | 6.72
2016-08-21 01:00:00 | -127.72 | 1.18 | 6.72
2016-08-21 02:00:00 | -127.83 | 1.18 | 6.72
2016-08-21 03:00:00 | -127.74 | 1.18 | 6.72
2016-08-21 04:00:00 | -127.62 | 1.18 | 6.72
2016-08-21 05:00:00 | -127.13 | 1.18 | 6.72
2016-08-21 06:00:00 | -129.34 | 1.18 | 6.72
2016-08-21 07:00:00 | -129.55 | 1.18 | 6.72
2016-08-21 08:00:00 | -129.59 | 1.18 | 6.72
2016-08-21 09:00:00 | -129.6 | 1.18 | 6.72
2016-08-21 10:00:00 | -129.45 | 1.18 | 6.72
2016-08-21 11:00:00 | -127.09 | 1.18 | 6.72
2016-08-21 12:00:00 | -125.19 | 1.18 | 6.72
2016-08-21 13:00:00 | -125.88 | 1.18 | 6.72
2016-08-21 14:00:00 | -126.94 | 1.18 | 6.72
2016-08-21 15:00:00 | -128.86 | 1.18 | 6.72
2016-08-21 16:00:00 | -140.04 | 1.18 | 6.72
2016-08-21 17:00:00 | -146.13 | 1.18 | 6.72
2016-08-21 18:00:00 | -148.74 | 1.18 | 6.72
2016-08-21 19:00:00 | -149.9 | 1.18 | 6.72
2016-08-21 20:00:00 | -148.59 | 1.18 | 6.72
2016-08-21 21:00:00 | -141.54 | 1.18 | 6.72
2016-08-21 22:00:00 | -138.68 | 1.265 | 7.04
2016-08-21 23:00:00 | -137.04 | 1.35 | 7.36
2016-08-22 00:00:00 | -136.78 | 1.9877 | 9.76
2016-08-22 01:00:00 | -135.5 | 1.9877 | 9.76
2016-08-22 02:00:00 | -136.07 | 2.1152 | 10.24
2016-08-22 03:00:00 | -138.81 | 2.2002 | 10.56
2016-08-22 04:00:00 | -144.82 | 2.1577 | 10.4
2016-08-22 05:00:00 | -149.42 | 2.1577 | 10.4
2016-08-22 06:00:00 | -152.41 | 1.35 | 7.36
2016-08-22 07:00:00 | -153 | 1.18 | 6.72
2016-08-22 08:00:00 | -149.66 | 1.18 | 6.72
2016-08-22 09:00:00 | -147.06 | 1.18 | 6.72
2016-08-22 10:00:00 | -145.25 | 1.18 | 6.72
2016-08-22 11:00:00 | -145.19 | 1.18 | 6.72
2016-08-22 12:00:00 | -145.3 | 1.18 | 6.72
2016-08-22 13:00:00 | -145.81 | 1.18 | 6.72
2016-08-22 14:00:00 | -146.49 | 1.18 | 6.72
2016-08-22 15:00:00 | -150.9 | 1.18 | 6.72
2016-08-22 16:00:00 | -154.59 | 1.18 | 6.72
2016-08-22 17:00:00 | -155.71 | 1.18 | 6.72
2016-08-22 18:00:00 | -155.64 | 1.18 | 6.72
2016-08-22 19:00:00 | -153.02 | 1.18 | 6.72
2016-08-22 20:00:00 | -148.99 | 1.18 | 6.72
2016-08-22 21:00:00 | -145.92 | 1.18 | 6.72
2016-08-22 22:00:00 | -141.68 | 1.18 | 6.72
2016-08-22 23:00:00 | -140.35 | 1.18 | 6.72
2016-08-23 00:00:00 | -139.62 | 1.18 | 6.72
2016-08-23 01:00:00 | -138.29 | 1.18 | 6.72
2016-08-23 02:00:00 | -140.01 | 1.18 | 6.72
2016-08-23 03:00:00 | -141.52 | 1.18 | 6.72
2016-08-23 04:00:00 | -148.56 | 1.18 | 6.72
2016-08-23 05:00:00 | -153.24 | 1.18 | 6.72
2016-08-23 06:00:00 | -155.31 | 1.18 | 6.72
2016-08-23 07:00:00 | -155.95 | 1.18 | 6.72
2016-08-23 08:00:00 | -152.94 | 1.18 | 6.72
2016-08-23 09:00:00 | -150.36 | 1.18 | 6.72
2016-08-23 10:00:00 | -146.78 | 1.18 | 6.72
2016-08-23 11:00:00 | -146.07 | 1.18 | 6.72
2016-08-23 12:00:00 | -145.95 | 1.18 | 6.72
2016-08-23 13:00:00 | -148.2 | 1.18 | 6.72
2016-08-23 14:00:00 | -152.63 | 1.18 | 6.72
2016-08-23 15:00:00 | -155.96 | 1.18 | 6.72
2016-08-23 16:00:00 | -158.2 | 1.18 | 6.72
2016-08-23 17:00:00 | -159.6 | 1.18 | 6.72
2016-08-23 18:00:00 | -160 | 1.18 | 6.72
2016-08-23 19:00:00 | -156.92 | 1.18 | 6.72
2016-08-23 20:00:00 | -151.38 | 1.18 | 6.72
2016-08-23 21:00:00 | -145.57 | 1.18 | 6.72
2016-08-23 22:00:00 | -144.19 | 1.18 | 6.72
2016-08-23 23:00:00 | -141.9 | 1.18 | 6.72
2016-08-24 00:00:00 | -140.82 | 1.18 | 6.72
2016-08-24 01:00:00 | -140.24 | 1.18 | 6.72
2016-08-24 02:00:00 | -140.25 | 1.18 | 6.72
2016-08-24 03:00:00 | -142.23 | 1.18 | 6.72
2016-08-24 04:00:00 | -148.85 | 1.18 | 6.72
2016-08-24 05:00:00 | -152.9 | 1.18 | 6.72
2016-08-24 06:00:00 | -154.02 | 1.18 | 6.72
2016-08-24 07:00:00 | -152.93 | 1.18 | 6.72
2016-08-24 08:00:00 | -147.96 | 1.18 | 6.72
2016-08-24 09:00:00 | -145.56 | 1.18 | 6.72
2016-08-24 10:00:00 | -144.83 | 1.18 | 6.72
2016-08-24 11:00:00 | -144.24 | 1.18 | 6.72
2016-08-24 12:00:00 | -144 | 1.18 | 6.72
2016-08-24 13:00:00 | -148.48 | 1.18 | 6.72
2016-08-24 14:00:00 | -150.97 | 1.18 | 6.72
2016-08-24 15:00:00 | -152.95 | 1.18 | 6.72
2016-08-24 16:00:00 | -155.69 | 1.18 | 6.72
2016-08-24 17:00:00 | -156.44 | 1.18 | 6.72
2016-08-24 18:00:00 | -155.99 | 1.18 | 6.72
2016-08-24 19:00:00 | -152.01 | 1.18 | 6.72
2016-08-24 20:00:00 | -146.61 | 1.18 | 6.72
2016-08-24 21:00:00 | -142.49 | 1.18 | 6.72
2016-08-24 22:00:00 | -139.96 | 1.18 | 6.72
2016-08-24 23:00:00 | -139.86 | 1.18 | 6.72
2016-08-25 00:00:00 | -138.97 | 1.18 | 6.72
2016-08-25 01:00:00 | -139.16 | 1.18 | 6.72
2016-08-25 02:00:00 | -139.45 | 1.18 | 6.72
2016-08-25 03:00:00 | -141.3 | 1.18 | 6.72
2016-08-25 04:00:00 | -148.33 | 1.18 | 6.72
2016-08-25 05:00:00 | -152.2 | 1.18 | 6.72
2016-08-25 06:00:00 | -153.7 | 1.18 | 6.72
2016-08-25 07:00:00 | -152.91 | 1.18 | 6.72
2016-08-25 08:00:00 | -147.26 | 1.18 | 6.72
2016-08-25 09:00:00 | -145.78 | 1.18 | 6.72
2016-08-25 10:00:00 | -144.81 | 1.18 | 6.72
2016-08-25 11:00:00 | -143.42 | 1.18 | 6.72
2016-08-25 12:00:00 | -142.98 | 1.18 | 6.72
2016-08-25 13:00:00 | -145.26 | 1.18 | 6.72
2016-08-25 14:00:00 | -148.17 | 1.18 | 6.72
2016-08-25 15:00:00 | -152 | 1.18 | 6.72
2016-08-25 16:00:00 | -154.65 | 1.18 | 6.72
2016-08-25 17:00:00 | -156.78 | 1.18 | 6.72
2016-08-25 18:00:00 | -155.96 | 1.18 | 6.72
2016-08-25 19:00:00 | -152.16 | 1.18 | 6.72
2016-08-25 20:00:00 | -145.98 | 1.18 | 6.72
2016-08-25 21:00:00 | -142.26 | 1.18 | 6.72
2016-08-25 22:00:00 | -140.1 | 1.18 | 6.72
2016-08-25 23:00:00 | -138.34 | 1.18 | 6.72
2016-08-26 00:00:00 | -138.31 | 1.18 | 6.72
2016-08-26 01:00:00 | -138.23 | 1.18 | 6.72
2016-08-26 02:00:00 | -139.25 | 1.18 | 6.72
2016-08-26 03:00:00 | -141.1 | 1.18 | 6.72
2016-08-26 04:00:00 | -147 | 1.18 | 6.72
2016-08-26 05:00:00 | -152.47 | 1.18 | 6.72
2016-08-26 06:00:00 | -153.9 | 1.18 | 6.72
2016-08-26 07:00:00 | -152.92 | 1.18 | 6.72
2016-08-26 08:00:00 | -150.55 | 1.18 | 6.72
2016-08-26 09:00:00 | -146.87 | 1.18 | 6.72
2016-08-26 10:00:00 | -144.67 | 1.18 | 6.72
2016-08-26 11:00:00 | -143.13 | 1.18 | 6.72
2016-08-26 12:00:00 | -142.49 | 1.18 | 6.72
2016-08-26 13:00:00 | -144.68 | 1.18 | 6.72
2016-08-26 14:00:00 | -147.73 | 1.18 | 6.72
2016-08-26 15:00:00 | -152.92 | 1.18 | 6.72
2016-08-26 16:00:00 | -156.45 | 1.18 | 6.72
2016-08-26 17:00:00 | -159.99 | 1.18 | 6.72
2016-08-26 18:00:00 | -157.01 | 1.18 | 6.72
2016-08-26 19:00:00 | -155.06 | 1.18 | 6.72
2016-08-26 20:00:00 | -150.09 | 1.18 | 6.72
2016-08-26 21:00:00 | -145.22 | 1.18 | 6.72
2016-08-26 22:00:00 | -143.93 | 1.18 | 6.72
2016-08-26 23:00:00 | -142.05 | 1.18 | 6.72
2016-08-27 00:00:00 | -141 | 1.18 | 6.72
2016-08-27 01:00:00 | -141.07 | 1.18 | 6.72
2016-08-27 02:00:00 | -141.28 | 1.18 | 6.72
2016-08-27 03:00:00 | -141.18 | 1.18 | 6.72
2016-08-27 04:00:00 | -143.28 | 1.18 | 6.72
2016-08-27 05:00:00 | -144.84 | 1.18 | 6.72
2016-08-27 06:00:00 | -147.5 | 1.18 | 6.72
2016-08-27 07:00:00 | -147.56 | 1.18 | 6.72
2016-08-27 08:00:00 | -143.14 | 1.18 | 6.72
2016-08-27 09:00:00 | -141.02 | 1.18 | 6.72
2016-08-27 10:00:00 | -139.93 | 1.18 | 6.72
2016-08-27 11:00:00 | -138.03 | 1.18 | 6.72
2016-08-27 12:00:00 | -137.96 | 1.18 | 6.72
2016-08-27 13:00:00 | -138.76 | 1.18 | 6.72
2016-08-27 14:00:00 | -141.03 | 1.18 | 6.72
2016-08-27 15:00:00 | -146.41 | 1.18 | 6.72
2016-08-27 16:00:00 | -152.94 | 1.18 | 6.72
2016-08-27 17:00:00 | -153.36 | 1.18 | 6.72
2016-08-27 18:00:00 | -152.95 | 1.18 | 6.72
2016-08-27 19:00:00 | -151.61 | 1.18 | 6.72
2016-08-27 20:00:00 | -147.92 | 1.18 | 6.72
2016-08-27 21:00:00 | -142.73 | 1.18 | 6.72
2016-08-27 22:00:00 | -141.14 | 1.18 | 6.72
2016-08-27 23:00:00 | -138.98 | 1.18 | 6.72
2016-08-28 00:00:00 | -139.01 | 1.18 | 6.72
2016-08-28 01:00:00 | -139.29 | 1.18 | 6.72
2016-08-28 02:00:00 | -137.85 | 1.18 | 6.72
2016-08-28 03:00:00 | -137.83 | 1.18 | 6.72
2016-08-28 04:00:00 | -138.48 | 1.18 | 6.72
2016-08-28 05:00:00 | -138.18 | 1.18 | 6.72
2016-08-28 06:00:00 | -140.07 | 1.18 | 6.72
2016-08-28 07:00:00 | -141.19 | 1.18 | 6.72
2016-08-28 08:00:00 | -138.07 | 1.18 | 6.72
2016-08-28 09:00:00 | -138.09 | 1.18 | 6.72
2016-08-28 10:00:00 | -131.38 | 1.18 | 6.72
2016-08-28 11:00:00 | -128.05 | 1.18 | 6.72
2016-08-28 12:00:00 | -126.99 | 1.18 | 6.72
2016-08-28 13:00:00 | -131.51 | 1.18 | 6.72
2016-08-28 14:00:00 | -136.15 | 1.18 | 6.72
2016-08-28 15:00:00 | -140.26 | 1.18 | 6.72
2016-08-28 16:00:00 | -147.01 | 1.18 | 6.72
2016-08-28 17:00:00 | -150.95 | 1.18 | 6.72
2016-08-28 18:00:00 | -151.92 | 1.18 | 6.72
2016-08-28 19:00:00 | -151.25 | 1.18 | 6.72
2016-08-28 20:00:00 | -147.97 | 1.18 | 6.72
2016-08-28 21:00:00 | -141.3 | 1.18 | 6.72
2016-08-28 22:00:00 | -140.16 | 1.18 | 6.72
2016-08-28 23:00:00 | -141.02 | 1.18 | 6.72
2016-08-29 00:00:00 | -140.09 | 1.18 | 6.72
2016-08-29 01:00:00 | -140.09 | 1.18 | 6.72
2016-08-29 02:00:00 | -140.61 | 1.18 | 6.72
2016-08-29 03:00:00 | -142.52 | 1.18 | 6.72
2016-08-29 04:00:00 | -152.95 | 1.18 | 6.72
2016-08-29 05:00:00 | -158.26 | 1.18 | 6.72
2016-08-29 06:00:00 | -159.69 | 1.18 | 6.72
2016-08-29 07:00:00 | -153.32 | 1.18 | 6.72
2016-08-29 08:00:00 | -148.98 | 1.18 | 6.72
2016-08-29 09:00:00 | -146.96 | 1.18 | 6.72
2016-08-29 10:00:00 | -144.33 | 1.18 | 6.72
2016-08-29 11:00:00 | -142.95 | 1.18 | 6.72
2016-08-29 12:00:00 | -140.98 | 1.18 | 6.72
2016-08-29 13:00:00 | -141.02 | 1.18 | 6.72
2016-08-29 14:00:00 | -140.99 | 1.18 | 6.72
2016-08-29 15:00:00 | -148 | 1.18 | 6.72
2016-08-29 16:00:00 | -152.01 | 1.18 | 6.72
2016-08-29 17:00:00 | -154.64 | 1.18 | 6.72
2016-08-29 18:00:00 | -155.55 | 1.18 | 6.72
2016-08-29 19:00:00 | -152.09 | 1.18 | 6.72
2016-08-29 20:00:00 | -147.29 | 1.18 | 6.72
2016-08-29 21:00:00 | -142.19 | 1.18 | 6.72
2016-08-29 22:00:00 | -142.85 | 1.4776 | 7.84
2016-08-29 23:00:00 | -142.15 | 1.6051 | 8.32
2016-08-30 00:00:00 | -141.74 | 1.8601 | 9.28
2016-08-30 01:00:00 | -141.35 | 2.2002 | 10.56
2016-08-30 02:00:00 | -140.74 | 2.3702 | 11.2
2016-08-30 03:00:00 | -142.14 | 2.5828 | 12
2016-08-30 04:00:00 | -150.65 | 2.7103 | 12.48
2016-08-30 05:00:00 | -158.59 | 2.6253 | 12.16
2016-08-30 06:00:00 | -161.82 | 2.1577 | 10.4
2016-08-30 07:00:00 | -156.03 | 1.3925 | 7.52
2016-08-30 08:00:00 | -150 | 1.18 | 6.72
2016-08-30 09:00:00 | -148.06 | 1.18 | 6.72
2016-08-30 10:00:00 | -145.07 | 1.18 | 6.72
2016-08-30 11:00:00 | -144.97 | 1.18 | 6.72
2016-08-30 12:00:00 | -144.86 | 1.18 | 6.72
2016-08-30 13:00:00 | -146.96 | 1.18 | 6.72
2016-08-30 14:00:00 | -151.33 | 1.18 | 6.72
2016-08-30 15:00:00 | -155.77 | 1.18 | 6.72
2016-08-30 16:00:00 | -158.6 | 1.18 | 6.72
2016-08-30 17:00:00 | -161.71 | 1.18 | 6.72
2016-08-30 18:00:00 | -162.83 | 1.18 | 6.72
2016-08-30 19:00:00 | -158.83 | 1.18 | 6.72
2016-08-30 20:00:00 | -150.96 | 1.18 | 6.72
2016-08-30 21:00:00 | -144.64 | 1.265 | 7.04
2016-08-30 22:00:00 | -143.6 | 1.6051 | 8.32
2016-08-30 23:00:00 | -142.02 | 1.9027 | 9.44
2016-08-31 00:00:00 | -141.48 | 2.0727 | 10.08
2016-08-31 01:00:00 | -140.77 | 2.2427 | 10.72
2016-08-31 02:00:00 | -140.79 | 2.4978 | 11.68
2016-08-31 03:00:00 | -143.34 | 2.6253 | 12.16
2016-08-31 04:00:00 | -150.98 | 2.7528 | 12.64
2016-08-31 05:00:00 | -158.46 | 2.7103 | 12.48
2016-08-31 06:00:00 | -160.04 | 1.6476 | 8.48
2016-08-31 07:00:00 | -154.13 | 1.18 | 6.72
2016-08-31 08:00:00 | -147.59 | 1.18 | 6.72
2016-08-31 09:00:00 | -146.19 | 1.18 | 6.72
2016-08-31 10:00:00 | -144.78 | 1.18 | 6.72
2016-08-31 11:00:00 | -145.06 | 1.18 | 6.72
2016-08-31 12:00:00 | -144.91 | 1.18 | 6.72
2016-08-31 13:00:00 | -145.05 | 1.18 | 6.72
2016-08-31 14:00:00 | -148.79 | 1.18 | 6.72
2016-08-31 15:00:00 | -153.94 | 1.18 | 6.72
2016-08-31 16:00:00 | -156.96 | 1.18 | 6.72
2016-08-31 17:00:00 | -158.94 | 1.18 | 6.72
2016-08-31 18:00:00 | -157.61 | 1.18 | 6.72
2016-08-31 19:00:00 | -153.96 | 1.18 | 6.72
2016-08-31 20:00:00 | -146.38 | 1.18 | 6.72
2016-08-31 21:00:00 | -142.2 | 1.18 | 6.72
2016-08-31 22:00:00 | -142.34 | 1.18 | 6.72
2016-08-31 23:00:00 | -141.73 | 1.18 | 6.72
2016-09-01 00:00:00 | -141.37 | 1.18 | 6.72
2016-09-01 01:00:00 | -140.98 | 1.2225 | 6.88
2016-09-01 02:00:00 | -141.59 | 1.5201 | 8
2016-09-01 03:00:00 | -143.1 | 1.8601 | 9.28
2016-09-01 04:00:00 | -150.95 | 2.1152 | 10.24
2016-09-01 05:00:00 | -155.97 | 1.7751 | 8.96
2016-09-01 06:00:00 | -159.08 | 1.2225 | 6.88
2016-09-01 07:00:00 | -156.24 | 1.18 | 6.72
2016-09-01 08:00:00 | -152.92 | 1.18 | 6.72
2016-09-01 09:00:00 | -150.98 | 1.18 | 6.72
2016-09-01 10:00:00 | -147.93 | 1.18 | 6.72
2016-09-01 11:00:00 | -146.68 | 1.18 | 6.72
2016-09-01 12:00:00 | -145.87 | 1.18 | 6.72
2016-09-01 13:00:00 | -145.88 | 1.18 | 6.72
2016-09-01 14:00:00 | -146.96 | 1.18 | 6.72
2016-09-01 15:00:00 | -152.06 | 1.18 | 6.72
2016-09-01 16:00:00 | -154.82 | 1.18 | 6.72
2016-09-01 17:00:00 | -156.96 | 1.18 | 6.72
2016-09-01 18:00:00 | -158.44 | 1.18 | 6.72
2016-09-01 19:00:00 | -155.93 | 1.18 | 6.72
2016-09-01 20:00:00 | -148.43 | 1.18 | 6.72
2016-09-01 21:00:00 | -144.93 | 1.18 | 6.72
2016-09-01 22:00:00 | -143.64 | 1.18 | 6.72
2016-09-01 23:00:00 | -141.89 | 1.18 | 6.72
2016-09-02 00:00:00 | -141.76 | 1.18 | 6.72
2016-09-02 01:00:00 | -140.91 | 1.18 | 6.72
2016-09-02 02:00:00 | -141.1 | 1.18 | 6.72
2016-09-02 03:00:00 | -143.97 | 1.5201 | 8
2016-09-02 04:00:00 | -151.08 | 1.7751 | 8.96
2016-09-02 05:00:00 | -156.41 | 2.0727 | 10.08
2016-09-02 06:00:00 | -158.5 | 1.3075 | 7.2
2016-09-02 07:00:00 | -155.91 | 1.18 | 6.72
2016-09-02 08:00:00 | -150.84 | 1.18 | 6.72
2016-09-02 09:00:00 | -147.59 | 1.18 | 6.72
2016-09-02 10:00:00 | -144.81 | 1.18 | 6.72
2016-09-02 11:00:00 | -143.69 | 1.18 | 6.72
2016-09-02 12:00:00 | -143.85 | 1.18 | 6.72
2016-09-02 13:00:00 | -145.94 | 1.18 | 6.72
2016-09-02 14:00:00 | -147.17 | 1.18 | 6.72
2016-09-02 15:00:00 | -152.01 | 1.18 | 6.72
2016-09-02 16:00:00 | -155.56 | 1.18 | 6.72
2016-09-02 17:00:00 | -155.98 | 1.18 | 6.72
2016-09-02 18:00:00 | -156.79 | 1.18 | 6.72
2016-09-02 19:00:00 | -152.99 | 1.18 | 6.72
2016-09-02 20:00:00 | -147.09 | 1.18 | 6.72
2016-09-02 21:00:00 | -145.61 | 1.18 | 6.72
2016-09-02 22:00:00 | -149.41 | 1.18 | 6.72
2016-09-02 23:00:00 | -146.04 | 1.18 | 6.72
2016-09-03 00:00:00 | -143.37 | 1.18 | 6.72
2016-09-03 01:00:00 | -142.88 | 1.18 | 6.72
2016-09-03 02:00:00 | -142.02 | 1.18 | 6.72
2016-09-03 03:00:00 | -142.92 | 1.18 | 6.72
2016-09-03 04:00:00 | -143.65 | 1.18 | 6.72
2016-09-03 05:00:00 | -147.44 | 1.18 | 6.72
2016-09-03 06:00:00 | -149.55 | 1.18 | 6.72
2016-09-03 07:00:00 | -150.95 | 1.18 | 6.72
2016-09-03 08:00:00 | -148.35 | 1.18 | 6.72
2016-09-03 09:00:00 | -147.06 | 1.18 | 6.72
2016-09-03 10:00:00 | -145.16 | 1.18 | 6.72
2016-09-03 11:00:00 | -143.09 | 1.18 | 6.72
2016-09-03 12:00:00 | -143.11 | 1.18 | 6.72
2016-09-03 13:00:00 | -143.36 | 1.18 | 6.72
2016-09-03 14:00:00 | -144.85 | 1.18 | 6.72
2016-09-03 15:00:00 | -148.44 | 1.18 | 6.72
2016-09-03 16:00:00 | -152.27 | 1.18 | 6.72
2016-09-03 17:00:00 | -155.56 | 1.18 | 6.72
2016-09-03 18:00:00 | -156.56 | 1.18 | 6.72
2016-09-03 19:00:00 | -155.67 | 1.18 | 6.72
2016-09-03 20:00:00 | -151.01 | 1.18 | 6.72
2016-09-03 21:00:00 | -146.93 | 1.18 | 6.72
2016-09-03 22:00:00 | -145.7 | 1.18 | 6.72
2016-09-03 23:00:00 | -143.02 | 1.18 | 6.72
2016-09-04 00:00:00 | -141.09 | 1.18 | 6.72
2016-09-04 01:00:00 | -140.04 | 1.18 | 6.72
2016-09-04 02:00:00 | -138.81 | 1.18 | 6.72
2016-09-04 03:00:00 | -138.09 | 1.18 | 6.72
2016-09-04 04:00:00 | -138.03 | 1.18 | 6.72
2016-09-04 05:00:00 | -140.02 | 1.18 | 6.72
2016-09-04 06:00:00 | -140.38 | 1.18 | 6.72
2016-09-04 07:00:00 | -141.5 | 1.18 | 6.72
2016-09-04 08:00:00 | -141.58 | 1.18 | 6.72
2016-09-04 09:00:00 | -142.99 | 1.18 | 6.72
2016-09-04 10:00:00 | -142.85 | 1.18 | 6.72
2016-09-04 11:00:00 | -141.49 | 1.18 | 6.72
2016-09-04 12:00:00 | -138.79 | 1.18 | 6.72
2016-09-04 13:00:00 | -138.52 | 1.18 | 6.72
2016-09-04 14:00:00 | -139.26 | 1.18 | 6.72
2016-09-04 15:00:00 | -140.94 | 1.18 | 6.72
2016-09-04 16:00:00 | -144.94 | 1.18 | 6.72
2016-09-04 17:00:00 | -148.31 | 1.18 | 6.72
2016-09-04 18:00:00 | -151.83 | 1.18 | 6.72
2016-09-04 19:00:00 | -149.79 | 1.18 | 6.72
2016-09-04 20:00:00 | -147.53 | 1.18 | 6.72
2016-09-04 21:00:00 | -143.06 | 1.18 | 6.72
2016-09-04 22:00:00 | -141.18 | 1.18 | 6.72
2016-09-04 23:00:00 | -140.3 | 1.18 | 6.72
2016-09-05 00:00:00 | -140.42 | 1.18 | 6.72
2016-09-05 01:00:00 | -139.73 | 1.2225 | 6.88
2016-09-05 02:00:00 | -140.96 | 1.2225 | 6.88
2016-09-05 03:00:00 | -142.96 | 1.265 | 7.04
2016-09-05 04:00:00 | -151.6 | 1.3075 | 7.2
2016-09-05 05:00:00 | -160.98 | 1.35 | 7.36
2016-09-05 06:00:00 | -162.42 | 1.2225 | 6.88
2016-09-05 07:00:00 | -161.31 | 1.18 | 6.72
2016-09-05 08:00:00 | -162.97 | 1.18 | 6.72
2016-09-05 09:00:00 | -166.01 | 1.18 | 6.72
2016-09-05 10:00:00 | -163.98 | 1.18 | 6.72
2016-09-05 11:00:00 | -162.22 | 1.18 | 6.72
2016-09-05 12:00:00 | -160.58 | 1.18 | 6.72
2016-09-05 13:00:00 | -161.03 | 1.18 | 6.72
2016-09-05 14:00:00 | -159.9 | 1.18 | 6.72
2016-09-05 15:00:00 | -159.98 | 1.18 | 6.72
2016-09-05 16:00:00 | -157.92 | 1.18 | 6.72
2016-09-05 17:00:00 | -161.12 | 1.18 | 6.72
2016-09-05 18:00:00 | -162.08 | 1.18 | 6.72
2016-09-05 19:00:00 | -158 | 1.18 | 6.72
2016-09-05 20:00:00 | -150.96 | 1.265 | 7.04
2016-09-05 21:00:00 | -146.07 | 1.6476 | 8.48
2016-09-05 22:00:00 | -145.68 | 2.2852 | 10.88
2016-09-05 23:00:00 | -143.98 | 2.1577 | 10.4
2016-09-06 00:00:00 | -142.84 | 2.7103 | 12.48
2016-09-06 01:00:00 | -141.76 | 2.9654 | 13.44
2016-09-06 02:00:00 | -141.92 | 3.348 | 14.88
2016-09-06 03:00:00 | -144.43 | 3.518 | 15.52
2016-09-06 04:00:00 | -152.37 | 3.3905 | 15.04
2016-09-06 05:00:00 | -160.97 | 3.3054 | 14.72
2016-09-06 06:00:00 | -162.63 | 2.6253 | 12.16
2016-09-06 07:00:00 | -159.96 | 1.6476 | 8.48
2016-09-06 08:00:00 | -153.9 | 1.18 | 6.72
2016-09-06 09:00:00 | -151.76 | 1.18 | 6.72
2016-09-06 10:00:00 | -146.48 | 1.18 | 6.72
2016-09-06 11:00:00 | -145.98 | 1.18 | 6.72
2016-09-06 12:00:00 | -146.59 | 1.18 | 6.72
2016-09-06 13:00:00 | -147.02 | 1.18 | 6.72
2016-09-06 14:00:00 | -149.46 | 1.18 | 6.72
2016-09-06 15:00:00 | -155.95 | 1.18 | 6.72
2016-09-06 16:00:00 | -160.01 | 1.18 | 6.72
2016-09-06 17:00:00 | -163.16 | 1.18 | 6.72
2016-09-06 18:00:00 | -161.92 | 1.18 | 6.72
2016-09-06 19:00:00 | -156.55 | 1.18 | 6.72
2016-09-06 20:00:00 | -146 | 1.18 | 6.72
2016-09-06 21:00:00 | -144.82 | 1.35 | 7.36
2016-09-06 22:00:00 | -142.8 | 1.5626 | 8.16
2016-09-06 23:00:00 | -141.64 | 1.6476 | 8.48
2016-09-07 00:00:00 | -141.32 | 2.0302 | 9.92
2016-09-07 01:00:00 | -141.16 | 1.9027 | 9.44
2016-09-07 02:00:00 | -141.18 | 2.6253 | 12.16
2016-09-07 03:00:00 | -143.11 | 2.5828 | 12
2016-09-07 04:00:00 | -150.42 | 2.7528 | 12.64
2016-09-07 05:00:00 | -155.97 | 2.7528 | 12.64
2016-09-07 06:00:00 | -156.13 | 1.6476 | 8.48
2016-09-07 07:00:00 | -152.07 | 1.18 | 6.72
2016-09-07 08:00:00 | -147.95 | 1.18 | 6.72
2016-09-07 09:00:00 | -146.92 | 1.18 | 6.72
2016-09-07 10:00:00 | -144.92 | 1.18 | 6.72
2016-09-07 11:00:00 | -144.41 | 1.18 | 6.72
2016-09-07 12:00:00 | -145.25 | 1.18 | 6.72
2016-09-07 13:00:00 | -145.92 | 1.18 | 6.72
2016-09-07 14:00:00 | -146.93 | 1.18 | 6.72
2016-09-07 15:00:00 | -154.93 | 1.18 | 6.72
2016-09-07 16:00:00 | -158.7 | 1.18 | 6.72
2016-09-07 17:00:00 | -162.35 | 1.18 | 6.72
2016-09-07 18:00:00 | -159.9 | 1.18 | 6.72
2016-09-07 19:00:00 | -154.94 | 1.18 | 6.72
2016-09-07 20:00:00 | -146.85 | 1.18 | 6.72
2016-09-07 21:00:00 | -144.59 | 1.18 | 6.72
2016-09-07 22:00:00 | -143.59 | 1.18 | 6.72
2016-09-07 23:00:00 | -142.07 | 1.18 | 6.72
2016-09-08 00:00:00 | -141.5 | 1.18 | 6.72
2016-09-08 01:00:00 | -141.08 | 1.18 | 6.72
2016-09-08 02:00:00 | -141.1 | 1.3925 | 7.52
2016-09-08 03:00:00 | -142.24 | 1.5626 | 8.16
2016-09-08 04:00:00 | -149.91 | 1.2225 | 6.88
2016-09-08 05:00:00 | -156.71 | 1.7751 | 8.96
2016-09-08 06:00:00 | -157.62 | 1.18 | 6.72
2016-09-08 07:00:00 | -156.31 | 1.18 | 6.72
2016-09-08 08:00:00 | -150.92 | 1.18 | 6.72
2016-09-08 09:00:00 | -146.67 | 1.18 | 6.72
2016-09-08 10:00:00 | -145.48 | 1.18 | 6.72
2016-09-08 11:00:00 | -144.28 | 1.18 | 6.72
2016-09-08 12:00:00 | -144.85 | 1.18 | 6.72
2016-09-08 13:00:00 | -145.7 | 1.18 | 6.72
2016-09-08 14:00:00 | -147.51 | 1.18 | 6.72
2016-09-08 15:00:00 | -153.92 | 1.18 | 6.72
2016-09-08 16:00:00 | -158.41 | 1.18 | 6.72
2016-09-08 17:00:00 | -160.59 | 1.18 | 6.72
2016-09-08 18:00:00 | -159.3 | 1.18 | 6.72
2016-09-08 19:00:00 | -154.91 | 1.18 | 6.72
2016-09-08 20:00:00 | -146.65 | 1.18 | 6.72
2016-09-08 21:00:00 | -143.99 | 1.18 | 6.72
2016-09-08 22:00:00 | -143.08 | 1.18 | 6.72
2016-09-08 23:00:00 | -141.81 | 1.18 | 6.72
2016-09-09 00:00:00 | -141.49 | 1.18 | 6.72
2016-09-09 01:00:00 | -140.97 | 1.18 | 6.72
2016-09-09 02:00:00 | -141.26 | 1.18 | 6.72
2016-09-09 03:00:00 | -142.82 | 1.18 | 6.72
2016-09-09 04:00:00 | -151.77 | 1.18 | 6.72
2016-09-09 05:00:00 | -158.22 | 1.3075 | 7.2
2016-09-09 06:00:00 | -159.94 | 1.18 | 6.72
2016-09-09 07:00:00 | -158.99 | 1.18 | 6.72
2016-09-09 08:00:00 | -154.88 | 1.18 | 6.72
2016-09-09 09:00:00 | -152.06 | 1.18 | 6.72
2016-09-09 10:00:00 | -149.8 | 1.18 | 6.72
2016-09-09 11:00:00 | -147.04 | 1.18 | 6.72
2016-09-09 12:00:00 | -145.86 | 1.18 | 6.72
2016-09-09 13:00:00 | -147.49 | 1.18 | 6.72
2016-09-09 14:00:00 | -148.29 | 1.18 | 6.72
2016-09-09 15:00:00 | -153.89 | 1.18 | 6.72
2016-09-09 16:00:00 | -157.77 | 1.18 | 6.72
2016-09-09 17:00:00 | -159.92 | 1.18 | 6.72
2016-09-09 18:00:00 | -159.42 | 1.18 | 6.72
2016-09-09 19:00:00 | -156.27 | 1.18 | 6.72
2016-09-09 20:00:00 | -148.73 | 1.18 | 6.72
2016-09-09 21:00:00 | -146.01 | 1.18 | 6.72
2016-09-09 22:00:00 | -151.02 | 1.18 | 6.72
2016-09-09 23:00:00 | -145.11 | 1.35 | 7.36
2016-09-10 00:00:00 | -145.42 | 1.7326 | 8.8
2016-09-10 01:00:00 | -142.25 | 2.0302 | 9.92
2016-09-10 02:00:00 | -141.75 | 2.3277 | 11.04
2016-09-10 03:00:00 | -142.2 | 2.2852 | 10.88
2016-09-10 04:00:00 | -143.51 | 2.5828 | 12
2016-09-10 05:00:00 | -147.04 | 2.5828 | 12
2016-09-10 06:00:00 | -147.75 | 1.9027 | 9.44
2016-09-10 07:00:00 | -147.94 | 1.18 | 6.72
2016-09-10 08:00:00 | -143.22 | 1.18 | 6.72
2016-09-10 09:00:00 | -141.69 | 1.18 | 6.72
2016-09-10 10:00:00 | -141.08 | 1.18 | 6.72
2016-09-10 11:00:00 | -141.06 | 1.18 | 6.72
2016-09-10 12:00:00 | -141.06 | 1.18 | 6.72
2016-09-10 13:00:00 | -143.61 | 1.18 | 6.72
2016-09-10 14:00:00 | -146.65 | 1.18 | 6.72
2016-09-10 15:00:00 | -149.99 | 1.18 | 6.72
2016-09-10 16:00:00 | -152.05 | 1.18 | 6.72
2016-09-10 17:00:00 | -156.7 | 1.18 | 6.72
2016-09-10 18:00:00 | -156.98 | 1.18 | 6.72
2016-09-10 19:00:00 | -152.08 | 1.18 | 6.72
2016-09-10 20:00:00 | -148.65 | 1.18 | 6.72
2016-09-10 21:00:00 | -144.76 | 1.18 | 6.72
2016-09-10 22:00:00 | -142.05 | 1.18 | 6.72
2016-09-10 23:00:00 | -140.87 | 1.18 | 6.72
2016-09-11 00:00:00 | -140.51 | 1.18 | 6.72
2016-09-11 01:00:00 | -139.73 | 1.18 | 6.72
2016-09-11 02:00:00 | -139.1 | 1.18 | 6.72
2016-09-11 03:00:00 | -140.09 | 1.5201 | 8
2016-09-11 04:00:00 | -140.94 | 1.3075 | 7.2
2016-09-11 05:00:00 | -140.93 | 1.4351 | 7.68
2016-09-11 06:00:00 | -142.07 | 1.18 | 6.72
2016-09-11 07:00:00 | -143.11 | 1.18 | 6.72
2016-09-11 08:00:00 | -142.96 | 1.18 | 6.72
2016-09-11 09:00:00 | -143.48 | 1.18 | 6.72
2016-09-11 10:00:00 | -143.16 | 1.18 | 6.72
2016-09-11 11:00:00 | -142.54 | 1.18 | 6.72
2016-09-11 12:00:00 | -141.48 | 1.18 | 6.72
2016-09-11 13:00:00 | -141.42 | 1.18 | 6.72
2016-09-11 14:00:00 | -142.01 | 1.18 | 6.72
2016-09-11 15:00:00 | -146.73 | 1.18 | 6.72
2016-09-11 16:00:00 | -154.36 | 1.18 | 6.72
2016-09-11 17:00:00 | -157.85 | 1.18 | 6.72
2016-09-11 18:00:00 | -160.57 | 1.18 | 6.72
2016-09-11 19:00:00 | -156.93 | 1.18 | 6.72
2016-09-11 20:00:00 | -153.94 | 1.18 | 6.72
2016-09-11 21:00:00 | -149.27 | 1.18 | 6.72
2016-09-11 22:00:00 | -142.06 | 1.18 | 6.72
2016-09-11 23:00:00 | -141.45 | 1.18 | 6.72
2016-09-12 00:00:00 | -140.88 | 1.18 | 6.72
2016-09-12 01:00:00 | -140.15 | 1.18 | 6.72
2016-09-12 02:00:00 | -140.75 | 1.18 | 6.72
2016-09-12 03:00:00 | -142.12 | 1.18 | 6.72
2016-09-12 04:00:00 | -154.69 | 1.18 | 6.72
2016-09-12 05:00:00 | -161 | 1.18 | 6.72
2016-09-12 06:00:00 | -160.53 | 1.18 | 6.72
2016-09-12 07:00:00 | -157.43 | 1.18 | 6.72
2016-09-12 08:00:00 | -151.5 | 1.18 | 6.72
2016-09-12 09:00:00 | -148.71 | 1.18 | 6.72
2016-09-12 10:00:00 | -148.16 | 1.18 | 6.72
2016-09-12 11:00:00 | -147.61 | 1.18 | 6.72
2016-09-12 12:00:00 | -149.15 | 1.18 | 6.72
2016-09-12 13:00:00 | -150.69 | 1.18 | 6.72
2016-09-12 14:00:00 | -154.66 | 1.18 | 6.72
2016-09-12 15:00:00 | -159.81 | 1.18 | 6.72
2016-09-12 16:00:00 | -160.97 | 1.18 | 6.72
2016-09-12 17:00:00 | -164.73 | 1.18 | 6.72
2016-09-12 18:00:00 | -160.83 | 1.18 | 6.72
2016-09-12 19:00:00 | -155.93 | 1.18 | 6.72
2016-09-12 20:00:00 | -148.65 | 1.18 | 6.72
2016-09-12 21:00:00 | -144.59 | 1.18 | 6.72
2016-09-12 22:00:00 | -144.64 | 1.18 | 6.72
2016-09-12 23:00:00 | -142.8 | 1.18 | 6.72
2016-09-13 00:00:00 | -142.01 | 1.18 | 6.72
2016-09-13 01:00:00 | -141.52 | 1.18 | 6.72
2016-09-13 02:00:00 | -141.55 | 1.18 | 6.72
2016-09-13 03:00:00 | -144.39 | 1.18 | 6.72
2016-09-13 04:00:00 | -155.48 | 1.18 | 6.72
2016-09-13 05:00:00 | -162.44 | 1.18 | 6.72
2016-09-13 06:00:00 | -160.76 | 1.18 | 6.72
2016-09-13 07:00:00 | -156.92 | 1.18 | 6.72
2016-09-13 08:00:00 | -153.91 | 1.18 | 6.72
2016-09-13 09:00:00 | -150.74 | 1.18 | 6.72
2016-09-13 10:00:00 | -146.13 | 1.18 | 6.72
2016-09-13 11:00:00 | -145.62 | 1.18 | 6.72
2016-09-13 12:00:00 | -146.73 | 1.18 | 6.72
2016-09-13 13:00:00 | -146.25 | 1.18 | 6.72
2016-09-13 14:00:00 | -148.23 | 1.18 | 6.72
2016-09-13 15:00:00 | -155.42 | 1.18 | 6.72
2016-09-13 16:00:00 | -158.42 | 1.18 | 6.72
2016-09-13 17:00:00 | -159.93 | 1.18 | 6.72
2016-09-13 18:00:00 | -156.94 | 1.18 | 6.72
2016-09-13 19:00:00 | -151.52 | 1.18 | 6.72
2016-09-13 20:00:00 | -143.76 | 1.18 | 6.72
2016-09-13 21:00:00 | -142.27 | 1.18 | 6.72
2016-09-13 22:00:00 | -141 | 1.18 | 6.72
2016-09-13 23:00:00 | -140.17 | 1.18 | 6.72
2016-09-14 00:00:00 | -139.34 | 1.18 | 6.72
2016-09-14 01:00:00 | -139.85 | 1.18 | 6.72
2016-09-14 02:00:00 | -140.74 | 1.18 | 6.72
2016-09-14 03:00:00 | -141.31 | 1.18 | 6.72
2016-09-14 04:00:00 | -151.22 | 1.18 | 6.72
2016-09-14 05:00:00 | -156.98 | 1.18 | 6.72
2016-09-14 06:00:00 | -157.9 | 1.18 | 6.72
2016-09-14 07:00:00 | -152.95 | 1.18 | 6.72
2016-09-14 08:00:00 | -149.8 | 1.18 | 6.72
2016-09-14 09:00:00 | -149.9 | 1.18 | 6.72
2016-09-14 10:00:00 | -145.03 | 1.18 | 6.72
2016-09-14 11:00:00 | -143.23 | 1.18 | 6.72
2016-09-14 12:00:00 | -144.22 | 1.18 | 6.72
2016-09-14 13:00:00 | -144.95 | 1.18 | 6.72
2016-09-14 14:00:00 | -146.55 | 1.18 | 6.72
2016-09-14 15:00:00 | -153.69 | 1.18 | 6.72
2016-09-14 16:00:00 | -155.66 | 1.18 | 6.72
2016-09-14 17:00:00 | -155.44 | 1.18 | 6.72
2016-09-14 18:00:00 | -152.1 | 1.18 | 6.72
2016-09-14 19:00:00 | -144.84 | 1.18 | 6.72
2016-09-14 20:00:00 | -142.27 | 1.18 | 6.72
2016-09-14 21:00:00 | -140.96 | 1.18 | 6.72
2016-09-14 22:00:00 | -140.93 | 1.18 | 6.72
2016-09-14 23:00:00 | -139.88 | 1.18 | 6.72
2016-09-15 00:00:00 | -139.42 | 1.18 | 6.72
2016-09-15 01:00:00 | -139.13 | 1.18 | 6.72
2016-09-15 02:00:00 | -139.35 | 1.18 | 6.72
2016-09-15 03:00:00 | -141.05 | 1.18 | 6.72
2016-09-15 04:00:00 | -145.01 | 2.2427 | 10.72
2016-09-15 05:00:00 | -155.08 | 2.2002 | 10.56
2016-09-15 06:00:00 | -155.01 | 1.18 | 6.72
2016-09-15 07:00:00 | -151.71 | 1.18 | 6.72
2016-09-15 08:00:00 | -145.96 | 1.18 | 6.72
2016-09-15 09:00:00 | -144.83 | 1.18 | 6.72
2016-09-15 10:00:00 | -142.79 | 1.18 | 6.72
2016-09-15 11:00:00 | -142.71 | 1.18 | 6.72
2016-09-15 12:00:00 | -141.99 | 1.18 | 6.72
2016-09-15 13:00:00 | -144.63 | 1.18 | 6.72
2016-09-15 14:00:00 | -144.99 | 1.18 | 6.72
2016-09-15 15:00:00 | -150.15 | 1.18 | 6.72
2016-09-15 16:00:00 | -155.22 | 1.18 | 6.72
2016-09-15 17:00:00 | -156.86 | 1.18 | 6.72
2016-09-15 18:00:00 | -155.41 | 1.18 | 6.72
2016-09-15 19:00:00 | -147 | 1.18 | 6.72
2016-09-15 20:00:00 | -143.06 | 1.18 | 6.72
2016-09-15 21:00:00 | -141.02 | 1.18 | 6.72
2016-09-15 22:00:00 | -140.26 | 1.18 | 6.72
2016-09-15 23:00:00 | -139.24 | 1.18 | 6.72
2016-09-16 00:00:00 | -139.22 | 1.18 | 6.72
2016-09-16 01:00:00 | -139.29 | 1.18 | 6.72
2016-09-16 02:00:00 | -138.35 | 1.3075 | 7.2
2016-09-16 03:00:00 | -140.59 | 1.7751 | 8.96
2016-09-16 04:00:00 | -149.47 | 1.8601 | 9.28
2016-09-16 05:00:00 | -157.96 | 1.8176 | 9.12
2016-09-16 06:00:00 | -158.7 | 1.4776 | 7.84
2016-09-16 07:00:00 | -157.98 | 1.18 | 6.72
2016-09-16 08:00:00 | -156.98 | 1.18 | 6.72
2016-09-16 09:00:00 | -155.81 | 1.18 | 6.72
2016-09-16 10:00:00 | -154 | 1.18 | 6.72
2016-09-16 11:00:00 | -149.95 | 1.18 | 6.72
2016-09-16 12:00:00 | -147.84 | 1.18 | 6.72
2016-09-16 13:00:00 | -151.99 | 1.18 | 6.72
2016-09-16 14:00:00 | -153.61 | 1.18 | 6.72
2016-09-16 15:00:00 | -156.28 | 1.18 | 6.72
2016-09-16 16:00:00 | -158.1 | 1.18 | 6.72
2016-09-16 17:00:00 | -159.75 | 1.18 | 6.72
2016-09-16 18:00:00 | -158.99 | 1.18 | 6.72
2016-09-16 19:00:00 | -154.5 | 1.18 | 6.72
2016-09-16 20:00:00 | -148.74 | 1.18 | 6.72
2016-09-16 21:00:00 | -143.16 | 1.18 | 6.72
2016-09-16 22:00:00 | -147.84 | 1.18 | 6.72
2016-09-16 23:00:00 | -144.32 | 1.18 | 6.72
2016-09-17 00:00:00 | -142.08 | 1.18 | 6.72
2016-09-17 01:00:00 | -140.81 | 1.18 | 6.72
2016-09-17 02:00:00 | -140.25 | 1.18 | 6.72
2016-09-17 03:00:00 | -140.91 | 1.2225 | 6.88
2016-09-17 04:00:00 | -142.91 | 1.3925 | 7.52
2016-09-17 05:00:00 | -145.92 | 1.5201 | 8
2016-09-17 06:00:00 | -149.41 | 1.4351 | 7.68
2016-09-17 07:00:00 | -154.93 | 1.2225 | 6.88
2016-09-17 08:00:00 | -154.91 | 1.18 | 6.72
2016-09-17 09:00:00 | -154.08 | 1.18 | 6.72
2016-09-17 10:00:00 | -148.53 | 1.18 | 6.72
2016-09-17 11:00:00 | -143.1 | 1.18 | 6.72
2016-09-17 12:00:00 | -142.79 | 1.18 | 6.72
2016-09-17 13:00:00 | -142.14 | 1.18 | 6.72
2016-09-17 14:00:00 | -142.93 | 1.18 | 6.72
2016-09-17 15:00:00 | -145.85 | 1.18 | 6.72
2016-09-17 16:00:00 | -145.03 | 1.18 | 6.72
2016-09-17 17:00:00 | -150.52 | 1.18 | 6.72
2016-09-17 18:00:00 | -149.98 | 1.18 | 6.72
2016-09-17 19:00:00 | -142.57 | 1.18 | 6.72
2016-09-17 20:00:00 | -141.51 | 1.18 | 6.72
2016-09-17 21:00:00 | -141.19 | 1.18 | 6.72
2016-09-17 22:00:00 | -139.22 | 1.3925 | 7.52
2016-09-17 23:00:00 | -140.39 | 1.7326 | 8.8
2016-09-18 00:00:00 | -139.22 | 1.8601 | 9.28
2016-09-18 01:00:00 | -138 | 2.1152 | 10.24
2016-09-18 02:00:00 | -136.43 | 2.2852 | 10.88
2016-09-18 03:00:00 | -137.53 | 2.6253 | 12.16
2016-09-18 04:00:00 | -138.43 | 3.0079 | 13.6
2016-09-18 05:00:00 | -138.73 | 3.3054 | 14.72
2016-09-18 06:00:00 | -140.77 | 2.9654 | 13.44
2016-09-18 07:00:00 | -142.78 | 2.4553 | 11.52
2016-09-18 08:00:00 | -142.56 | 1.4351 | 7.68
2016-09-18 09:00:00 | -142.98 | 1.18 | 6.72
2016-09-18 10:00:00 | -142 | 1.18 | 6.72
2016-09-18 11:00:00 | -142.1 | 1.18 | 6.72
2016-09-18 12:00:00 | -141.15 | 1.18 | 6.72
2016-09-18 13:00:00 | -140.93 | 1.18 | 6.72
2016-09-18 14:00:00 | -141.2 | 1.18 | 6.72
2016-09-18 15:00:00 | -145.16 | 1.18 | 6.72
2016-09-18 16:00:00 | -150.54 | 1.18 | 6.72
2016-09-18 17:00:00 | -154.11 | 1.18 | 6.72
2016-09-18 18:00:00 | -152.94 | 1.18 | 6.72
2016-09-18 19:00:00 | -149.1 | 1.18 | 6.72
2016-09-18 20:00:00 | -145.94 | 1.18 | 6.72
2016-09-18 21:00:00 | -143.46 | 1.18 | 6.72
2016-09-18 22:00:00 | -142.56 | 1.3075 | 7.2
2016-09-18 23:00:00 | -142.15 | 1.6476 | 8.48
2016-09-19 00:00:00 | -141.78 | 1.8176 | 9.12
2016-09-19 01:00:00 | -140.44 | 1.8601 | 9.28
2016-09-19 02:00:00 | -140.05 | 1.9452 | 9.6
2016-09-19 03:00:00 | -141.91 | 2.1577 | 10.4
2016-09-19 04:00:00 | -154.06 | 3.0929 | 13.92
2016-09-19 05:00:00 | -160.31 | 3.773 | 16.48
2016-09-19 06:00:00 | -162.6 | 3.4755 | 15.36
2016-09-19 07:00:00 | -161.91 | 2.7953 | 12.8
2016-09-19 08:00:00 | -161.95 | 2.0727 | 10.08
2016-09-19 09:00:00 | -161.97 | 1.18 | 6.72
2016-09-19 10:00:00 | -159.27 | 1.18 | 6.72
2016-09-19 11:00:00 | -157.31 | 1.18 | 6.72
2016-09-19 12:00:00 | -155.68 | 1.18 | 6.72
2016-09-19 13:00:00 | -155.93 | 1.18 | 6.72
2016-09-19 14:00:00 | -155.78 | 1.18 | 6.72
2016-09-19 15:00:00 | -157.22 | 1.18 | 6.72
2016-09-19 16:00:00 | -157.9 | 1.18 | 6.72
2016-09-19 17:00:00 | -159.99 | 1.4351 | 7.68
2016-09-19 18:00:00 | -158.1 | 2.5403 | 11.84
2016-09-19 19:00:00 | -148 | 2.7103 | 12.48
2016-09-19 20:00:00 | -146.01 | 2.7528 | 12.64
2016-09-19 21:00:00 | -144.02 | 3.0504 | 13.76
2016-09-19 22:00:00 | -142.79 | 3.0079 | 13.6
2016-09-19 23:00:00 | -142.83 | 3.5605 | 15.68
2016-09-20 00:00:00 | -141.51 | 3.6455 | 16
2016-09-20 01:00:00 | -141.06 | 4.0281 | 17.44
2016-09-20 02:00:00 | -141.44 | 4.6657 | 19.84
2016-09-20 03:00:00 | -143.24 | 4.5382 | 19.36
2016-09-20 04:00:00 | -150.73 | 3.9006 | 16.96
2016-09-20 05:00:00 | -160.96 | 3.688 | 16.16
2016-09-20 06:00:00 | -161.88 | 3.2204 | 14.4
2016-09-20 07:00:00 | -160.77 | 2.6253 | 12.16
2016-09-20 08:00:00 | -160.18 | 1.6476 | 8.48
2016-09-20 09:00:00 | -159.17 | 1.18 | 6.72
2016-09-20 10:00:00 | -156.21 | 1.18 | 6.72
2016-09-20 11:00:00 | -153.6 | 1.18 | 6.72
2016-09-20 12:00:00 | -152.22 | 1.18 | 6.72
2016-09-20 13:00:00 | -152.55 | 1.18 | 6.72
2016-09-20 14:00:00 | -154.08 | 1.18 | 6.72
2016-09-20 15:00:00 | -157.13 | 1.18 | 6.72
2016-09-20 16:00:00 | -160.07 | 1.18 | 6.72
2016-09-20 17:00:00 | -164.8 | 1.18 | 6.72
2016-09-20 18:00:00 | -159.95 | 1.18 | 6.72
2016-09-20 19:00:00 | -153.06 | 1.18 | 6.72
2016-09-20 20:00:00 | -146.54 | 1.35 | 7.36
2016-09-20 21:00:00 | -144.03 | 1.4351 | 7.68
2016-09-20 22:00:00 | -143.43 | 1.9452 | 9.6
2016-09-20 23:00:00 | -142.94 | 2.0302 | 9.92
2016-09-21 00:00:00 | -142.11 | 2.4978 | 11.68
2016-09-21 01:00:00 | -142.13 | 2.6678 | 12.32
2016-09-21 02:00:00 | -142.09 | 2.4978 | 11.68
2016-09-21 03:00:00 | -143.71 | 2.7528 | 12.64
2016-09-21 04:00:00 | -154.97 | 3.0929 | 13.92
2016-09-21 05:00:00 | -166.19 | 2.6678 | 12.32
2016-09-21 06:00:00 | -167.71 | 2.1152 | 10.24
2016-09-21 07:00:00 | -162.5 | 2.3277 | 11.04
2016-09-21 08:00:00 | -157.98 | 2.0727 | 10.08
2016-09-21 09:00:00 | -154.03 | 1.265 | 7.04
2016-09-21 10:00:00 | -150.15 | 1.18 | 6.72
2016-09-21 11:00:00 | -149.92 | 1.18 | 6.72
2016-09-21 12:00:00 | -148.7 | 1.18 | 6.72
2016-09-21 13:00:00 | -150.81 | 1.18 | 6.72
2016-09-21 14:00:00 | -153.36 | 1.18 | 6.72
2016-09-21 15:00:00 | -160.7 | 1.18 | 6.72
2016-09-21 16:00:00 | -163 | 1.18 | 6.72
2016-09-21 17:00:00 | -166.75 | 1.18 | 6.72
2016-09-21 18:00:00 | -161.87 | 1.35 | 7.36
2016-09-21 19:00:00 | -155.96 | 1.7326 | 8.8
2016-09-21 20:00:00 | -146.49 | 2.4128 | 11.36
2016-09-21 21:00:00 | -145.09 | 2.7103 | 12.48
2016-09-21 22:00:00 | -143.86 | 2.8804 | 13.12
2016-09-21 23:00:00 | -143.09 | 3.603 | 15.84
2016-09-22 00:00:00 | -142.73 | 4.5382 | 19.36
2016-09-22 01:00:00 | -142.26 | 4.7082 | 20
2016-09-22 02:00:00 | -142.24 | 4.7507 | 20.16
2016-09-22 03:00:00 | -144.84 | 5.1333 | 21.6
2016-09-22 04:00:00 | -156.19 | 5.1333 | 21.6
2016-09-22 05:00:00 | -161.34 | 5.6009 | 23.36
2016-09-22 06:00:00 | -160.2 | 4.9208 | 20.8
2016-09-22 07:00:00 | -153.77 | 3.518 | 15.52
2016-09-22 08:00:00 | -146.79 | 1.7751 | 8.96
2016-09-22 09:00:00 | -145.75 | 1.18 | 6.72
2016-09-22 10:00:00 | -145.11 | 1.18 | 6.72
2016-09-22 11:00:00 | -145.06 | 1.18 | 6.72
2016-09-22 12:00:00 | -145.29 | 1.18 | 6.72
2016-09-22 13:00:00 | -146.61 | 1.18 | 6.72
2016-09-22 14:00:00 | -149.87 | 1.18 | 6.72
2016-09-22 15:00:00 | -157.93 | 1.18 | 6.72
2016-09-22 16:00:00 | -161.06 | 1.18 | 6.72
2016-09-22 17:00:00 | -167.06 | 1.18 | 6.72
2016-09-22 18:00:00 | -163.82 | 1.6476 | 8.48
2016-09-22 19:00:00 | -156.95 | 2.6253 | 12.16
2016-09-22 20:00:00 | -147.97 | 3.0079 | 13.6
2016-09-22 21:00:00 | -144.47 | 2.2427 | 10.72
2016-09-22 22:00:00 | -143.84 | 2.6678 | 12.32
2016-09-22 23:00:00 | -143.03 | 3.9006 | 16.96
2016-09-23 00:00:00 | -142.68 | 4.1131 | 17.76
2016-09-23 01:00:00 | -142.78 | 4.2406 | 18.24
2016-09-23 02:00:00 | -143.14 | 4.5807 | 19.52
2016-09-23 03:00:00 | -144.47 | 4.2406 | 18.24
2016-09-23 04:00:00 | -154.06 | 4.1556 | 17.92
2016-09-23 05:00:00 | -161.04 | 4.2406 | 18.24
2016-09-23 06:00:00 | -161.01 | 3.9006 | 16.96
2016-09-23 07:00:00 | -156.94 | 2.8804 | 13.12
2016-09-23 08:00:00 | -151.83 | 1.18 | 6.72
2016-09-23 09:00:00 | -146.77 | 1.18 | 6.72
2016-09-23 10:00:00 | -145.69 | 1.18 | 6.72
2016-09-23 11:00:00 | -145.54 | 1.18 | 6.72
2016-09-23 12:00:00 | -144.6 | 1.18 | 6.72
2016-09-23 13:00:00 | -145.66 | 1.18 | 6.72
2016-09-23 14:00:00 | -145.68 | 1.18 | 6.72
2016-09-23 15:00:00 | -149.06 | 1.18 | 6.72
2016-09-23 16:00:00 | -153.91 | 1.18 | 6.72
2016-09-23 17:00:00 | -159.83 | 1.18 | 6.72
2016-09-23 18:00:00 | -157.98 | 1.18 | 6.72
2016-09-23 19:00:00 | -148.36 | 1.18 | 6.72
2016-09-23 20:00:00 | -145.7 | 1.18 | 6.72
2016-09-23 21:00:00 | -144.79 | 1.5626 | 8.16
2016-09-23 22:00:00 | -144.27 | 1.8601 | 9.28
2016-09-23 23:00:00 | -142.68 | 2.0302 | 9.92
2016-09-24 00:00:00 | -142.39 | 2.2852 | 10.88
2016-09-24 01:00:00 | -143.15 | 2.2002 | 10.56
2016-09-24 02:00:00 | -142.65 | 2.1152 | 10.24
2016-09-24 03:00:00 | -142.59 | 2.3702 | 11.2
2016-09-24 04:00:00 | -145.31 | 2.6253 | 12.16
2016-09-24 05:00:00 | -149.15 | 2.8804 | 13.12
2016-09-24 06:00:00 | -152.63 | 3.0929 | 13.92
2016-09-24 07:00:00 | -152.04 | 2.4128 | 11.36
2016-09-24 08:00:00 | -147 | 1.4351 | 7.68
2016-09-24 09:00:00 | -143.43 | 1.18 | 6.72
2016-09-24 10:00:00 | -142.32 | 1.18 | 6.72
2016-09-24 11:00:00 | -142.26 | 1.18 | 6.72
2016-09-24 12:00:00 | -142.4 | 1.18 | 6.72
2016-09-24 13:00:00 | -142.93 | 1.18 | 6.72
2016-09-24 14:00:00 | -146.01 | 1.18 | 6.72
2016-09-24 15:00:00 | -152.58 | 1.18 | 6.72
2016-09-24 16:00:00 | -156.08 | 1.18 | 6.72
2016-09-24 17:00:00 | -160.63 | 1.3075 | 7.2
2016-09-24 18:00:00 | -158.99 | 1.7326 | 8.8
2016-09-24 19:00:00 | -152.53 | 1.7751 | 8.96
2016-09-24 20:00:00 | -149.15 | 3.0079 | 13.6
2016-09-24 21:00:00 | -143.46 | 2.4128 | 11.36
2016-09-24 22:00:00 | -142.46 | 3.603 | 15.84
2016-09-24 23:00:00 | -140.06 | 3.2629 | 14.56
2016-09-25 00:00:00 | -138.55 | 3.5605 | 15.68
2016-09-25 01:00:00 | -135.84 | 3.9006 | 16.96
2016-09-25 02:00:00 | -135.7 | 4.1556 | 17.92
2016-09-25 03:00:00 | -137.68 | 3.433 | 15.2
2016-09-25 04:00:00 | -138.09 | 4.3257 | 18.56
2016-09-25 05:00:00 | -139.47 | 4.1131 | 17.76
2016-09-25 06:00:00 | -140.45 | 4.1556 | 17.92
2016-09-25 07:00:00 | -140.95 | 2.7953 | 12.8
2016-09-25 08:00:00 | -139.09 | 1.3075 | 7.2
2016-09-25 09:00:00 | -139.09 | 1.18 | 6.72
2016-09-25 10:00:00 | -133.97 | 1.18 | 6.72
2016-09-25 11:00:00 | -128.93 | 1.18 | 6.72
2016-09-25 12:00:00 | -129.49 | 1.18 | 6.72
2016-09-25 13:00:00 | -130.89 | 1.18 | 6.72
2016-09-25 14:00:00 | -137.76 | 1.18 | 6.72
2016-09-25 15:00:00 | -144.55 | 1.18 | 6.72
2016-09-25 16:00:00 | -153.09 | 1.18 | 6.72
2016-09-25 17:00:00 | -158.95 | 1.18 | 6.72
2016-09-25 18:00:00 | -158.94 | 1.18 | 6.72
2016-09-25 19:00:00 | -151.53 | 1.3075 | 7.2
2016-09-25 20:00:00 | -147.57 | 1.4776 | 7.84
2016-09-25 21:00:00 | -142.52 | 1.4351 | 7.68
2016-09-25 22:00:00 | -142.27 | 1.8176 | 9.12
2016-09-25 23:00:00 | -142.2 | 2.1152 | 10.24
2016-09-26 00:00:00 | -141.42 | 2.7528 | 12.64
2016-09-26 01:00:00 | -141.28 | 2.8378 | 12.96
2016-09-26 02:00:00 | -141.49 | 3.0079 | 13.6
2016-09-26 03:00:00 | -143.46 | 3.2204 | 14.4
2016-09-26 04:00:00 | -157.24 | 3.8155 | 16.64
2016-09-26 05:00:00 | -164.53 | 3.8155 | 16.64
2016-09-26 06:00:00 | -167 | 3.9006 | 16.96
2016-09-26 07:00:00 | -164.84 | 2.5403 | 11.84
2016-09-26 08:00:00 | -157.97 | 1.6476 | 8.48
2016-09-26 09:00:00 | -155.39 | 1.18 | 6.72
2016-09-26 10:00:00 | -152.94 | 1.18 | 6.72
2016-09-26 11:00:00 | -151.95 | 1.18 | 6.72
2016-09-26 12:00:00 | -150.44 | 1.18 | 6.72
2016-09-26 13:00:00 | -153 | 1.18 | 6.72
2016-09-26 14:00:00 | -157.87 | 1.18 | 6.72
2016-09-26 15:00:00 | -162.65 | 1.18 | 6.72
2016-09-26 16:00:00 | -167.55 | 1.18 | 6.72
2016-09-26 17:00:00 | -172.12 | 1.18 | 6.72
2016-09-26 18:00:00 | -169.23 | 1.18 | 6.72
2016-09-26 19:00:00 | -155.93 | 1.3075 | 7.2
2016-09-26 20:00:00 | -148.52 | 1.7326 | 8.8
2016-09-26 21:00:00 | -146.4 | 2.7528 | 12.64
2016-09-26 22:00:00 | -149.33 | 3.0504 | 13.76
2016-09-26 23:00:00 | -148.74 | 2.6678 | 12.32
2016-09-27 00:00:00 | -147.75 | 2.8378 | 12.96
2016-09-27 01:00:00 | -146.73 | 4.2406 | 18.24
2016-09-27 02:00:00 | -145.84 | 3.9431 | 17.12
2016-09-27 03:00:00 | -147.56 | 4.2831 | 18.4
2016-09-27 04:00:00 | -159.53 | 4.3682 | 18.72
2016-09-27 05:00:00 | -167 | 4.4532 | 19.04
2016-09-27 06:00:00 | -168 | 4.4532 | 19.04
2016-09-27 07:00:00 | -162.98 | 3.3905 | 15.04
2016-09-27 08:00:00 | -158.22 | 1.6901 | 8.64
2016-09-27 09:00:00 | -151.93 | 1.18 | 6.72
2016-09-27 10:00:00 | -147.17 | 1.18 | 6.72
2016-09-27 11:00:00 | -146.28 | 1.18 | 6.72
2016-09-27 12:00:00 | -145.91 | 1.18 | 6.72
2016-09-27 13:00:00 | -146.29 | 1.18 | 6.72
2016-09-27 14:00:00 | -147.33 | 1.18 | 6.72
2016-09-27 15:00:00 | -156.91 | 1.18 | 6.72
2016-09-27 16:00:00 | -163.2 | 1.18 | 6.72
2016-09-27 17:00:00 | -166.97 | 1.18 | 6.72
2016-09-27 18:00:00 | -159.91 | 1.18 | 6.72
2016-09-27 19:00:00 | -147.94 | 1.8176 | 9.12
2016-09-27 20:00:00 | -145.82 | 2.1577 | 10.4
2016-09-27 21:00:00 | -142.36 | 2.0302 | 9.92
2016-09-27 22:00:00 | -142.01 | 2.4978 | 11.68
2016-09-27 23:00:00 | -139.03 | 2.3277 | 11.04
2016-09-28 00:00:00 | -134.19 | 2.3702 | 11.2
2016-09-28 01:00:00 | -132.66 | 2.4128 | 11.36
2016-09-28 02:00:00 | -132.91 | 2.2427 | 10.72
2016-09-28 03:00:00 | -137.89 | 2.1152 | 10.24
2016-09-28 04:00:00 | -146.52 | 2.2427 | 10.72
2016-09-28 05:00:00 | -155.94 | 2.2852 | 10.88
2016-09-28 06:00:00 | -156.1 | 2.0302 | 9.92
2016-09-28 07:00:00 | -150.22 | 1.3925 | 7.52
2016-09-28 08:00:00 | -144 | 1.18 | 6.72
2016-09-28 09:00:00 | -141.06 | 1.18 | 6.72
2016-09-28 10:00:00 | -137.79 | 1.18 | 6.72
2016-09-28 11:00:00 | -130.94 | 1.18 | 6.72
2016-09-28 12:00:00 | -130.95 | 1.18 | 6.72
2016-09-28 13:00:00 | -134.84 | 1.18 | 6.72
2016-09-28 14:00:00 | -140.67 | 1.18 | 6.72
2016-09-28 15:00:00 | -144.45 | 1.18 | 6.72
2016-09-28 16:00:00 | -151.53 | 1.18 | 6.72
2016-09-28 17:00:00 | -157.59 | 1.18 | 6.72
2016-09-28 18:00:00 | -152.36 | 1.18 | 6.72
2016-09-28 19:00:00 | -146.14 | 1.18 | 6.72
2016-09-28 20:00:00 | -142.41 | 1.18 | 6.72
2016-09-28 21:00:00 | -140.02 | 1.18 | 6.72
2016-09-28 22:00:00 | -137.93 | 1.18 | 6.72
2016-09-28 23:00:00 | -134.1 | 1.18 | 6.72
2016-09-29 00:00:00 | -136.63 | 1.18 | 6.72
2016-09-29 01:00:00 | -132.57 | 1.18 | 6.72
2016-09-29 02:00:00 | -132.15 | 1.18 | 6.72
2016-09-29 03:00:00 | -139.08 | 1.18 | 6.72
2016-09-29 04:00:00 | -146.93 | 1.18 | 6.72
2016-09-29 05:00:00 | -155.97 | 1.18 | 6.72
2016-09-29 06:00:00 | -155.84 | 1.18 | 6.72
2016-09-29 07:00:00 | -146.42 | 1.18 | 6.72
2016-09-29 08:00:00 | -141.59 | 1.18 | 6.72
2016-09-29 09:00:00 | -139.71 | 1.18 | 6.72
2016-09-29 10:00:00 | -133.84 | 1.18 | 6.72
2016-09-29 11:00:00 | -130.65 | 1.18 | 6.72
2016-09-29 12:00:00 | -129.43 | 1.18 | 6.72
2016-09-29 13:00:00 | -130.66 | 1.18 | 6.72
2016-09-29 14:00:00 | -132.78 | 1.18 | 6.72
2016-09-29 15:00:00 | -142.61 | 1.18 | 6.72
2016-09-29 16:00:00 | -147.1 | 1.18 | 6.72
2016-09-29 17:00:00 | -155.91 | 1.18 | 6.72
2016-09-29 18:00:00 | -150.05 | 1.18 | 6.72
2016-09-29 19:00:00 | -143.03 | 1.18 | 6.72
2016-09-29 20:00:00 | -140.69 | 1.18 | 6.72
2016-09-29 21:00:00 | -134.85 | 1.18 | 6.72
2016-09-29 22:00:00 | -141.79 | 1.18 | 6.72
2016-09-29 23:00:00 | -141.32 | 1.5626 | 8.16
2016-09-30 00:00:00 | -141.81 | 1.18 | 6.72
2016-09-30 01:00:00 | -141.09 | 1.3075 | 7.2
2016-09-30 02:00:00 | -142.02 | 1.6051 | 8.32
2016-09-30 03:00:00 | -143.73 | 1.5201 | 8
2016-09-30 04:00:00 | -157.68 | 1.5201 | 8
2016-09-30 05:00:00 | -167.66 | 1.7326 | 8.8
2016-09-30 06:00:00 | -167.97 | 1.7751 | 8.96
2016-09-30 07:00:00 | -161.91 | 1.5626 | 8.16
2016-09-30 08:00:00 | -157.96 | 1.35 | 7.36
2016-09-30 09:00:00 | -157.6 | 1.18 | 6.72
2016-09-30 10:00:00 | -155.9 | 1.18 | 6.72
2016-09-30 11:00:00 | -147.65 | 1.18 | 6.72
2016-09-30 12:00:00 | -147.37 | 1.18 | 6.72
2016-09-30 13:00:00 | -149.96 | 1.18 | 6.72
2016-09-30 14:00:00 | -149.19 | 1.18 | 6.72
2016-09-30 15:00:00 | -149.48 | 1.18 | 6.72
2016-09-30 16:00:00 | -155.99 | 1.18 | 6.72
2016-09-30 17:00:00 | -160.91 | 1.18 | 6.72
2016-09-30 18:00:00 | -156.97 | 1.9877 | 9.76
2016-09-30 19:00:00 | -149.9 | 2.3702 | 11.2
2016-09-30 20:00:00 | -148.93 | 2.1577 | 10.4
2016-09-30 21:00:00 | -146.43 | 2.4553 | 11.52
2016-09-30 22:00:00 | -147.18 | 2.7103 | 12.48
2016-09-30 23:00:00 | -149.06 | 3.0079 | 13.6
2016-10-01 00:00:00 | -144 | 4.2406 | 18.24
2016-10-01 01:00:00 | -147.02 | 3.7305 | 16.32
2016-10-01 02:00:00 | -143.94 | 4.3257 | 18.56
2016-10-01 03:00:00 | -147.13 | 4.2406 | 18.24
2016-10-01 04:00:00 | -150.55 | 4.6232 | 19.68
2016-10-01 05:00:00 | -149.3 | 3.9006 | 16.96
2016-10-01 06:00:00 | -156.38 | 3.3905 | 15.04
2016-10-01 07:00:00 | -156.96 | 2.6678 | 12.32
2016-10-01 08:00:00 | -157.94 | 2.3277 | 11.04
2016-10-01 09:00:00 | -157.21 | 2.2852 | 10.88
2016-10-01 10:00:00 | -152.07 | 2.0727 | 10.08
2016-10-01 11:00:00 | -148.53 | 1.9877 | 9.76
2016-10-01 12:00:00 | -147.63 | 1.7751 | 8.96
2016-10-01 13:00:00 | -147.18 | 1.7326 | 8.8
2016-10-01 14:00:00 | -147.44 | 1.9027 | 9.44
2016-10-01 15:00:00 | -152.63 | 1.9027 | 9.44
2016-10-01 16:00:00 | -157.93 | 2.2427 | 10.72
2016-10-01 17:00:00 | -163.03 | 2.4978 | 11.68
2016-10-01 18:00:00 | -158.06 | 2.5403 | 11.84
2016-10-01 19:00:00 | -148.74 | 2.4978 | 11.68
2016-10-01 20:00:00 | -146.84 | 2.3702 | 11.2
2016-10-01 21:00:00 | -150.47 | 2.2852 | 10.88
2016-10-01 22:00:00 | -150.68 | 2.1577 | 10.4
2016-10-01 23:00:00 | -145.04 | 2.0302 | 9.92
2016-10-02 00:00:00 | -144.28 | 1.8601 | 9.28
2016-10-02 01:00:00 | -143.13 | 1.7326 | 8.8
2016-10-02 02:00:00 | -142.9 | 1.7326 | 8.8
2016-10-02 03:00:00 | -143.03 | 1.9877 | 9.76
2016-10-02 04:00:00 | -143.43 | 2.0302 | 9.92
2016-10-02 05:00:00 | -144.09 | 2.5403 | 11.84
2016-10-02 06:00:00 | -147.7 | 2.5403 | 11.84
2016-10-02 07:00:00 | -148.99 | 2.4128 | 11.36
2016-10-02 08:00:00 | -147.88 | 2.4128 | 11.36
2016-10-02 09:00:00 | -150.38 | 1.5626 | 8.16
2016-10-02 10:00:00 | -147.11 | 1.265 | 7.04
2016-10-02 11:00:00 | -144.64 | 1.18 | 6.72
2016-10-02 12:00:00 | -143.01 | 1.18 | 6.72
2016-10-02 13:00:00 | -142.65 | 1.18 | 6.72
2016-10-02 14:00:00 | -143.06 | 1.2225 | 6.88
2016-10-02 15:00:00 | -149.65 | 1.4351 | 7.68
2016-10-02 16:00:00 | -159.22 | 1.6051 | 8.32
2016-10-02 17:00:00 | -167.35 | 2.6253 | 12.16
2016-10-02 18:00:00 | -160.4 | 2.6678 | 12.32
2016-10-02 19:00:00 | -152.78 | 3.518 | 15.52
2016-10-02 20:00:00 | -147.94 | 3.2629 | 14.56
2016-10-02 21:00:00 | -143.19 | 3.603 | 15.84
2016-10-02 22:00:00 | -148.81 | 3.433 | 15.2
2016-10-02 23:00:00 | -144.11 | 3.8581 | 16.8
2016-10-03 00:00:00 | -143.09 | 3.773 | 16.48
2016-10-03 01:00:00 | -142.54 | 4.1131 | 17.76
2016-10-03 02:00:00 | -142.59 | 4.6657 | 19.84
2016-10-03 03:00:00 | -143.78 | 5.0058 | 21.12
2016-10-03 04:00:00 | -154.12 | 5.0058 | 21.12
2016-10-03 05:00:00 | -158.96 | 5.1758 | 21.76
2016-10-03 06:00:00 | -156.19 | 5.0483 | 21.28
2016-10-03 07:00:00 | -157.76 | 4.1981 | 18.08
2016-10-03 08:00:00 | -150.6 | 3.5605 | 15.68
2016-10-03 09:00:00 | -151.17 | 2.4128 | 11.36
2016-10-03 10:00:00 | -144.19 | 1.9877 | 9.76
2016-10-03 11:00:00 | -143.33 | 1.5626 | 8.16
2016-10-03 12:00:00 | -142.59 | 1.6051 | 8.32
2016-10-03 13:00:00 | -147.39 | 1.4776 | 7.84
2016-10-03 14:00:00 | -149.04 | 1.4776 | 7.84
2016-10-03 15:00:00 | -151.37 | 1.6901 | 8.64
2016-10-03 16:00:00 | -155.1 | 1.8601 | 9.28
2016-10-03 17:00:00 | -155.74 | 2.1577 | 10.4
2016-10-03 18:00:00 | -150.63 | 2.2427 | 10.72
2016-10-03 19:00:00 | -146.42 | 2.4553 | 11.52
2016-10-03 20:00:00 | -143.74 | 2.1577 | 10.4
2016-10-03 21:00:00 | -142.6 | 2.1152 | 10.24
2016-10-03 22:00:00 | -143.96 | 2.2002 | 10.56
2016-10-03 23:00:00 | -143.28 | 2.2002 | 10.56
2016-10-04 00:00:00 | -142.05 | 2.0302 | 9.92
2016-10-04 01:00:00 | -140.03 | 2.2427 | 10.72
2016-10-04 02:00:00 | -141.25 | 2.5403 | 11.84
2016-10-04 03:00:00 | -143.54 | 2.5403 | 11.84
2016-10-04 04:00:00 | -148.04 | 2.7103 | 12.48
2016-10-04 05:00:00 | -155.1 | 3.0504 | 13.76
2016-10-04 06:00:00 | -158.38 | 3.0929 | 13.92
2016-10-04 07:00:00 | -154.78 | 2.5828 | 12
2016-10-04 08:00:00 | -150.37 | 2.2852 | 10.88
2016-10-04 09:00:00 | -146.71 | 1.9027 | 9.44
2016-10-04 10:00:00 | -149.29 | 1.4351 | 7.68
2016-10-04 11:00:00 | -150.08 | 1.4351 | 7.68
2016-10-04 12:00:00 | -149.99 | 1.6051 | 8.32
2016-10-04 13:00:00 | -149.87 | 1.7751 | 8.96
2016-10-04 14:00:00 | -148.49 | 2.0302 | 9.92
2016-10-04 15:00:00 | -153.7 | 1.9452 | 9.6
2016-10-04 16:00:00 | -155.88 | 2.5828 | 12
2016-10-04 17:00:00 | -157.09 | 2.8378 | 12.96
2016-10-04 18:00:00 | -148.21 | 3.2629 | 14.56
2016-10-04 19:00:00 | -144.08 | 3.2629 | 14.56
2016-10-04 20:00:00 | -142.78 | 3.5605 | 15.68
2016-10-04 21:00:00 | -142.93 | 4.0281 | 17.44
2016-10-04 22:00:00 | -143.06 | 4.4957 | 19.2
2016-10-04 23:00:00 | -141.67 | 4.7082 | 20
2016-10-05 00:00:00 | -140.45 | 4.3682 | 18.72
2016-10-05 01:00:00 | -140.23 | 4.4532 | 19.04
2016-10-05 02:00:00 | -140.71 | 4.5382 | 19.36
2016-10-05 03:00:00 | -142.3 | 4.1131 | 17.76
2016-10-05 04:00:00 | -149.17 | 4.2831 | 18.4
2016-10-05 05:00:00 | -160.45 | 4.4107 | 18.88
2016-10-05 06:00:00 | -159.97 | 4.1131 | 17.76
2016-10-05 07:00:00 | -148.14 | 4.0281 | 17.44
2016-10-05 08:00:00 | -145.58 | 3.688 | 16.16
2016-10-05 09:00:00 | -145.51 | 2.8804 | 13.12
2016-10-05 10:00:00 | -144.33 | 2.7953 | 12.8
2016-10-05 11:00:00 | -144.98 | 2.7953 | 12.8
2016-10-05 12:00:00 | -146.17 | 3.2204 | 14.4
2016-10-05 13:00:00 | -146.18 | 2.9654 | 13.44
2016-10-05 14:00:00 | -147.99 | 3.1354 | 14.08
2016-10-05 15:00:00 | -153 | 3.0929 | 13.92
2016-10-05 16:00:00 | -160.2 | 2.9654 | 13.44
2016-10-05 17:00:00 | -159.08 | 3.2204 | 14.4
2016-10-05 18:00:00 | -151.37 | 3.518 | 15.52
2016-10-05 19:00:00 | -145.67 | 3.433 | 15.2
2016-10-05 20:00:00 | -144.98 | 3.3054 | 14.72
2016-10-05 21:00:00 | -143.02 | 3.433 | 15.2
2016-10-05 22:00:00 | -131.65 | 3.3905 | 15.04
2016-10-05 23:00:00 | -135.1 | 3.518 | 15.52
2016-10-06 00:00:00 | -134.05 | 3.3905 | 15.04
2016-10-06 01:00:00 | -130.3 | 3.2629 | 14.56
2016-10-06 02:00:00 | -137.55 | 3.1354 | 14.08
2016-10-06 03:00:00 | -142.06 | 3.0079 | 13.6
2016-10-06 04:00:00 | -145.63 | 2.9654 | 13.44
2016-10-06 05:00:00 | -151.19 | 2.9229 | 13.28
2016-10-06 06:00:00 | -150.57 | 2.8804 | 13.12
2016-10-06 07:00:00 | -154.19 | 2.9229 | 13.28
2016-10-06 08:00:00 | -154.45 | 2.8804 | 13.12
2016-10-06 09:00:00 | -154.77 | 2.9654 | 13.44
2016-10-06 10:00:00 | -154.97 | 2.9229 | 13.28
2016-10-06 11:00:00 | -154.44 | 2.9654 | 13.44
2016-10-06 12:00:00 | -152.18 | 2.9229 | 13.28
2016-10-06 13:00:00 | -152.06 | 2.8378 | 12.96
2016-10-06 14:00:00 | -151.42 | 3.0079 | 13.6
2016-10-06 15:00:00 | -160.42 | 2.9654 | 13.44
2016-10-06 16:00:00 | -160.47 | 2.9654 | 13.44
2016-10-06 17:00:00 | -167.69 | 3.1354 | 14.08
2016-10-06 18:00:00 | -158.02 | 3.2204 | 14.4
2016-10-06 19:00:00 | -152.23 | 3.348 | 14.88
2016-10-06 20:00:00 | -148.68 | 3.3054 | 14.72
2016-10-06 21:00:00 | -146.43 | 3.348 | 14.88
2016-10-06 22:00:00 | -146.87 | 3.3905 | 15.04
2016-10-06 23:00:00 | -144.9 | 3.518 | 15.52
2016-10-07 00:00:00 | -144.98 | 3.518 | 15.52
2016-10-07 01:00:00 | -145.59 | 3.518 | 15.52
2016-10-07 02:00:00 | -145.96 | 3.348 | 14.88
2016-10-07 03:00:00 | -147.93 | 3.6455 | 16
2016-10-07 04:00:00 | -160.28 | 3.773 | 16.48
2016-10-07 05:00:00 | -160 | 3.8581 | 16.8
2016-10-07 06:00:00 | -163.58 | 3.9431 | 17.12
2016-10-07 07:00:00 | -163.05 | 3.8155 | 16.64
2016-10-07 08:00:00 | -164.53 | 3.688 | 16.16
2016-10-07 09:00:00 | -170.32 | 3.2629 | 14.56
2016-10-07 10:00:00 | -171.07 | 2.7103 | 12.48
2016-10-07 11:00:00 | -165.11 | 2.7103 | 12.48
2016-10-07 12:00:00 | -162.06 | 2.8378 | 12.96
2016-10-07 13:00:00 | -160.47 | 3.0504 | 13.76
2016-10-07 14:00:00 | -159.98 | 3.2629 | 14.56
2016-10-07 15:00:00 | -156.49 | 3.3905 | 15.04
2016-10-07 16:00:00 | -159.94 | 3.5605 | 15.68
2016-10-07 17:00:00 | -160.46 | 3.688 | 16.16
2016-10-07 18:00:00 | -151.1 | 3.7305 | 16.32
2016-10-07 19:00:00 | -148.53 | 3.8155 | 16.64
2016-10-07 20:00:00 | -149.12 | 4.2831 | 18.4
2016-10-07 21:00:00 | -150.97 | 4.4957 | 19.2
2016-10-07 22:00:00 | -149.04 | 4.6232 | 19.68
2016-10-07 23:00:00 | -146.78 | 4.8358 | 20.48
2016-10-08 00:00:00 | -147.97 | 4.7933 | 20.32
2016-10-08 01:00:00 | -147.7 | 4.3682 | 18.72
2016-10-08 02:00:00 | -147.99 | 4.0281 | 17.44
2016-10-08 03:00:00 | -147.56 | 3.8581 | 16.8
2016-10-08 04:00:00 | -149.59 | 3.7305 | 16.32
2016-10-08 05:00:00 | -151.39 | 3.9006 | 16.96
2016-10-08 06:00:00 | -158.04 | 3.9006 | 16.96
2016-10-08 07:00:00 | -161.41 | 3.9006 | 16.96
2016-10-08 08:00:00 | -162.94 | 3.5605 | 15.68
2016-10-08 09:00:00 | -160.08 | 3.3905 | 15.04
2016-10-08 10:00:00 | -151.58 | 3.3054 | 14.72
2016-10-08 11:00:00 | -150.48 | 3.1779 | 14.24
2016-10-08 12:00:00 | -151.03 | 3.0079 | 13.6
2016-10-08 13:00:00 | -150.44 | 3.3054 | 14.72
2016-10-08 14:00:00 | -155.02 | 3.1354 | 14.08
2016-10-08 15:00:00 | -160.69 | 3.2629 | 14.56
2016-10-08 16:00:00 | -164 | 3.3905 | 15.04
2016-10-08 17:00:00 | -170.75 | 3.8155 | 16.64
2016-10-08 18:00:00 | -160.92 | 3.8581 | 16.8
2016-10-08 19:00:00 | -153 | 4.0281 | 17.44
2016-10-08 20:00:00 | -150.44 | 3.9431 | 17.12
2016-10-08 21:00:00 | -149.12 | 3.9431 | 17.12
2016-10-08 22:00:00 | -146.71 | 3.9856 | 17.28
2016-10-08 23:00:00 | -146.45 | 3.9856 | 17.28
2016-10-09 00:00:00 | -147.25 | 3.9431 | 17.12
2016-10-09 01:00:00 | -146.79 | 3.8155 | 16.64
2016-10-09 02:00:00 | -146.72 | 3.773 | 16.48
2016-10-09 03:00:00 | -146.09 | 3.9856 | 17.28
2016-10-09 04:00:00 | -146.55 | 4.1131 | 17.76
2016-10-09 05:00:00 | -147.11 | 4.2406 | 18.24
2016-10-09 06:00:00 | -149.87 | 4.2831 | 18.4
2016-10-09 07:00:00 | -151.68 | 4.2406 | 18.24
2016-10-09 08:00:00 | -151.34 | 4.1131 | 17.76
2016-10-09 09:00:00 | -152.13 | 3.773 | 16.48
2016-10-09 10:00:00 | -150.06 | 3.8581 | 16.8
2016-10-09 11:00:00 | -146.81 | 3.603 | 15.84
2016-10-09 12:00:00 | -146.23 | 3.2204 | 14.4
2016-10-09 13:00:00 | -146.21 | 3.2629 | 14.56
2016-10-09 14:00:00 | -146.8 | 3.433 | 15.2
2016-10-09 15:00:00 | -150.95 | 3.2204 | 14.4
2016-10-09 16:00:00 | -159.29 | 3.8155 | 16.64
2016-10-09 17:00:00 | -168.52 | 4.1981 | 18.08
2016-10-09 18:00:00 | -163.29 | 4.2406 | 18.24
2016-10-09 19:00:00 | -161.45 | 4.5807 | 19.52
2016-10-09 20:00:00 | -160.24 | 4.8358 | 20.48
2016-10-09 21:00:00 | -152.39 | 5.1333 | 21.6
2016-10-09 22:00:00 | -147.58 | 5.2183 | 21.92
2016-10-09 23:00:00 | -149.87 | 5.5584 | 23.2
2016-10-10 00:00:00 | -151.49 | 5.7284 | 23.84
2016-10-10 01:00:00 | -148.66 | 5.7284 | 23.84
2016-10-10 02:00:00 | -148.19 | 5.8135 | 24.16
2016-10-10 03:00:00 | -149.28 | 5.9835 | 24.8
2016-10-10 04:00:00 | -166.85 | 6.026 | 24.96
2016-10-10 05:00:00 | -187.24 | 6.4086 | 26.4
2016-10-10 06:00:00 | -193 | 6.026 | 24.96
2016-10-10 07:00:00 | -188.16 | 6.111 | 25.28
2016-10-10 08:00:00 | -178.13 | 5.5584 | 23.2
2016-10-10 09:00:00 | -173.66 | 5.2183 | 21.92
2016-10-10 10:00:00 | -169.99 | 4.7507 | 20.16
2016-10-10 11:00:00 | -171.21 | 4.1131 | 17.76
2016-10-10 12:00:00 | -170.65 | 3.5605 | 15.68
2016-10-10 13:00:00 | -169.91 | 3.348 | 14.88
2016-10-10 14:00:00 | -173 | 3.2204 | 14.4
2016-10-10 15:00:00 | -175.24 | 3.2204 | 14.4
2016-10-10 16:00:00 | -187.94 | 3.4755 | 15.36
2016-10-10 17:00:00 | -199.93 | 3.9431 | 17.12
2016-10-10 18:00:00 | -175.1 | 4.0281 | 17.44
2016-10-10 19:00:00 | -161.41 | 4.0706 | 17.6
2016-10-10 20:00:00 | -151.48 | 4.1131 | 17.76
2016-10-10 21:00:00 | -148.53 | 4.1131 | 17.76
2016-10-10 22:00:00 | -150.34 | 4.2831 | 18.4
2016-10-10 23:00:00 | -148.23 | 4.2831 | 18.4
2016-10-11 00:00:00 | -147.08 | 4.2831 | 18.4
2016-10-11 01:00:00 | -147.16 | 4.3257 | 18.56
2016-10-11 02:00:00 | -148.18 | 4.3257 | 18.56
2016-10-11 03:00:00 | -149.91 | 4.2406 | 18.24
2016-10-11 04:00:00 | -154.91 | 4.1556 | 17.92
2016-10-11 05:00:00 | -163.93 | 4.1131 | 17.76
2016-10-11 06:00:00 | -167.39 | 4.0706 | 17.6
2016-10-11 07:00:00 | -167.35 | 3.9006 | 16.96
2016-10-11 08:00:00 | -165.58 | 3.8155 | 16.64
2016-10-11 09:00:00 | -163.08 | 3.9856 | 17.28
2016-10-11 10:00:00 | -158.08 | 4.1131 | 17.76
2016-10-11 11:00:00 | -157.91 | 4.2406 | 18.24
2016-10-11 12:00:00 | -155.88 | 4.3257 | 18.56
2016-10-11 13:00:00 | -157.25 | 4.3682 | 18.72
2016-10-11 14:00:00 | -157.96 | 4.4532 | 19.04
2016-10-11 15:00:00 | -160.67 | 4.4957 | 19.2
2016-10-11 16:00:00 | -162.97 | 4.6232 | 19.68
2016-10-11 17:00:00 | -162.54 | 4.6657 | 19.84
2016-10-11 18:00:00 | -153.45 | 4.7507 | 20.16
2016-10-11 19:00:00 | -152.23 | 4.7507 | 20.16
2016-10-11 20:00:00 | -151.03 | 4.7507 | 20.16
2016-10-11 21:00:00 | -148.41 | 4.7933 | 20.32
2016-10-11 22:00:00 | -146.17 | 4.8358 | 20.48
2016-10-11 23:00:00 | -145.93 | 4.8358 | 20.48
2016-10-12 00:00:00 | -146.09 | 4.8783 | 20.64
2016-10-12 01:00:00 | -146.01 | 4.7933 | 20.32
2016-10-12 02:00:00 | -146.16 | 4.7507 | 20.16
2016-10-12 03:00:00 | -147.99 | 4.7507 | 20.16
2016-10-12 04:00:00 | -150.93 | 4.7082 | 20
2016-10-12 05:00:00 | -163.07 | 4.7082 | 20
2016-10-12 06:00:00 | -164.99 | 4.7507 | 20.16
2016-10-12 07:00:00 | -163.95 | 4.7082 | 20
2016-10-12 08:00:00 | -159.59 | 4.6232 | 19.68
2016-10-12 09:00:00 | -162.94 | 4.5807 | 19.52
2016-10-12 10:00:00 | -158.54 | 4.4957 | 19.2
2016-10-12 11:00:00 | -154.77 | 4.4107 | 18.88
2016-10-12 12:00:00 | -152.93 | 4.2831 | 18.4
2016-10-12 13:00:00 | -151.87 | 4.3682 | 18.72
2016-10-12 14:00:00 | -155.44 | 4.3682 | 18.72
2016-10-12 15:00:00 | -162.02 | 4.3257 | 18.56
2016-10-12 16:00:00 | -163.68 | 4.5807 | 19.52
2016-10-12 17:00:00 | -165.82 | 4.7082 | 20
2016-10-12 18:00:00 | -156.26 | 4.7507 | 20.16
2016-10-12 19:00:00 | -151.57 | 4.7507 | 20.16
2016-10-12 20:00:00 | -151.99 | 4.6657 | 19.84
2016-10-12 21:00:00 | -148.1 | 4.6232 | 19.68
2016-10-12 22:00:00 | -146.21 | 4.6232 | 19.68
2016-10-12 23:00:00 | -146.15 | 4.5807 | 19.52
2016-10-13 00:00:00 | -146.08 | 4.6232 | 19.68
2016-10-13 01:00:00 | -146.14 | 4.6657 | 19.84
2016-10-13 02:00:00 | -146.12 | 4.7507 | 20.16
2016-10-13 03:00:00 | -146.23 | 4.7507 | 20.16
2016-10-13 04:00:00 | -154.66 | 4.8358 | 20.48
2016-10-13 05:00:00 | -165.91 | 4.8358 | 20.48
2016-10-13 06:00:00 | -167.64 | 4.8783 | 20.64
2016-10-13 07:00:00 | -162.98 | 4.6232 | 19.68
2016-10-13 08:00:00 | -158.02 | 4.4532 | 19.04
2016-10-13 09:00:00 | -155.64 | 4.3682 | 18.72
2016-10-13 10:00:00 | -149.39 | 4.1981 | 18.08
2016-10-13 11:00:00 | -149.06 | 4.3682 | 18.72
2016-10-13 12:00:00 | -148.12 | 4.4107 | 18.88
2016-10-13 13:00:00 | -150.06 | 4.4107 | 18.88
2016-10-13 14:00:00 | -149.63 | 4.4532 | 19.04
2016-10-13 15:00:00 | -156.13 | 4.6232 | 19.68
2016-10-13 16:00:00 | -160.76 | 4.7082 | 20
2016-10-13 17:00:00 | -157.96 | 4.9633 | 20.96
2016-10-13 18:00:00 | -148.58 | 5.1333 | 21.6
2016-10-13 19:00:00 | -146.7 | 5.3884 | 22.56
2016-10-13 20:00:00 | -146.2 | 5.3459 | 22.4
2016-10-13 21:00:00 | -145.42 | 5.2608 | 22.08
2016-10-13 22:00:00 | -138.8 | 5.1758 | 21.76
2016-10-13 23:00:00 | -138.02 | 5.4734 | 22.88
2016-10-14 00:00:00 | -132.98 | 5.6434 | 23.52
2016-10-14 01:00:00 | -138.07 | 5.771 | 24
2016-10-14 02:00:00 | -139.72 | 5.8985 | 24.48
2016-10-14 03:00:00 | -143.2 | 6.0685 | 25.12
2016-10-14 04:00:00 | -148.29 | 6.2386 | 25.76
2016-10-14 05:00:00 | -158.53 | 6.3661 | 26.24
2016-10-14 06:00:00 | -158.08 | 6.2811 | 25.92
2016-10-14 07:00:00 | -158.1 | 6.026 | 24.96
2016-10-14 08:00:00 | -152.13 | 5.6434 | 23.52
2016-10-14 09:00:00 | -147.55 | 5.0908 | 21.44
2016-10-14 10:00:00 | -146.17 | 4.5807 | 19.52
2016-10-14 11:00:00 | -146.1 | 4.0281 | 17.44
2016-10-14 12:00:00 | -146.2 | 3.9431 | 17.12
2016-10-14 13:00:00 | -148.01 | 3.518 | 15.52
2016-10-14 14:00:00 | -147 | 3.2204 | 14.4
2016-10-14 15:00:00 | -155.07 | 3.2204 | 14.4
2016-10-14 16:00:00 | -156.27 | 3.518 | 15.52
2016-10-14 17:00:00 | -156.52 | 3.9006 | 16.96
2016-10-14 18:00:00 | -150.32 | 4.1556 | 17.92
2016-10-14 19:00:00 | -147.57 | 4.4107 | 18.88
2016-10-14 20:00:00 | -146.2 | 4.5807 | 19.52
2016-10-14 21:00:00 | -146.01 | 4.6232 | 19.68
2016-10-14 22:00:00 | -133.53 | 4.7082 | 20
2016-10-14 23:00:00 | -131.1 | 4.7933 | 20.32
2016-10-15 00:00:00 | -131.66 | 4.7933 | 20.32
2016-10-15 01:00:00 | -131.62 | 4.9633 | 20.96
2016-10-15 02:00:00 | -135.99 | 5.0483 | 21.28
2016-10-15 03:00:00 | -133.5 | 5.1333 | 21.6
2016-10-15 04:00:00 | -133.79 | 5.2608 | 22.08
2016-10-15 05:00:00 | -145.62 | 5.3034 | 22.24
2016-10-15 06:00:00 | -148.59 | 5.2608 | 22.08
2016-10-15 07:00:00 | -149.62 | 5.0908 | 21.44
2016-10-15 08:00:00 | -149.89 | 4.7933 | 20.32
2016-10-15 09:00:00 | -151.34 | 4.3257 | 18.56
2016-10-15 10:00:00 | -149.39 | 4.0706 | 17.6
2016-10-15 11:00:00 | -149.36 | 3.8155 | 16.64
2016-10-15 12:00:00 | -150.24 | 3.603 | 15.84
2016-10-15 13:00:00 | -154.05 | 3.5605 | 15.68
2016-10-15 14:00:00 | -156.03 | 3.8155 | 16.64
2016-10-15 15:00:00 | -160.86 | 4.0706 | 17.6
2016-10-15 16:00:00 | -167.92 | 4.2406 | 18.24
2016-10-15 17:00:00 | -175.05 | 4.4532 | 19.04
2016-10-15 18:00:00 | -166.93 | 4.6232 | 19.68
2016-10-15 19:00:00 | -162.38 | 4.7082 | 20
2016-10-15 20:00:00 | -158.02 | 4.8358 | 20.48
2016-10-15 21:00:00 | -150.96 | 4.9208 | 20.8
2016-10-15 22:00:00 | -151.08 | 5.0058 | 21.12
2016-10-15 23:00:00 | -149.1 | 5.0058 | 21.12
2016-10-16 00:00:00 | -149.6 | 5.0058 | 21.12
2016-10-16 01:00:00 | -148.59 | 5.0058 | 21.12
2016-10-16 02:00:00 | -148.66 | 5.0058 | 21.12
2016-10-16 03:00:00 | -148.61 | 5.0483 | 21.28
2016-10-16 04:00:00 | -148.91 | 5.0908 | 21.44
2016-10-16 05:00:00 | -149.51 | 5.1333 | 21.6
2016-10-16 06:00:00 | -154.63 | 5.1758 | 21.76
2016-10-16 07:00:00 | -156.48 | 5.1333 | 21.6
2016-10-16 08:00:00 | -155.39 | 5.0908 | 21.44
2016-10-16 09:00:00 | -152.57 | 4.9633 | 20.96
2016-10-16 10:00:00 | -151.1 | 4.7933 | 20.32
2016-10-16 11:00:00 | -149.54 | 4.6232 | 19.68
2016-10-16 12:00:00 | -148.08 | 4.6657 | 19.84
2016-10-16 13:00:00 | -148.44 | 4.5807 | 19.52
2016-10-16 14:00:00 | -149.05 | 4.6232 | 19.68
2016-10-16 15:00:00 | -154.06 | 4.6657 | 19.84
2016-10-16 16:00:00 | -163.85 | 4.7933 | 20.32
2016-10-16 17:00:00 | -166.93 | 4.8358 | 20.48
2016-10-16 18:00:00 | -152.15 | 4.8783 | 20.64
2016-10-16 19:00:00 | -149.06 | 4.8358 | 20.48
2016-10-16 20:00:00 | -148.57 | 4.8358 | 20.48
2016-10-16 21:00:00 | -146.84 | 4.8783 | 20.64
2016-10-16 22:00:00 | -148.6 | 4.8783 | 20.64
2016-10-16 23:00:00 | -147.56 | 4.8358 | 20.48
2016-10-17 00:00:00 | -147.17 | 4.7933 | 20.32
2016-10-17 01:00:00 | -146.44 | 4.7933 | 20.32
2016-10-17 02:00:00 | -146.53 | 4.7507 | 20.16
2016-10-17 03:00:00 | -148.46 | 4.7507 | 20.16
2016-10-17 04:00:00 | -159.75 | 4.7507 | 20.16
2016-10-17 05:00:00 | -163.11 | 4.8358 | 20.48
2016-10-17 06:00:00 | -166.34 | 4.8783 | 20.64
2016-10-17 07:00:00 | -164.42 | 4.7933 | 20.32
2016-10-17 08:00:00 | -164.48 | 4.7507 | 20.16
2016-10-17 09:00:00 | -164.02 | 4.6657 | 19.84
2016-10-17 10:00:00 | -159.9 | 4.5807 | 19.52
2016-10-17 11:00:00 | -163.21 | 4.4532 | 19.04
2016-10-17 12:00:00 | -166.97 | 4.4107 | 18.88
2016-10-17 13:00:00 | -170.42 | 4.3682 | 18.72
2016-10-17 14:00:00 | -171.97 | 4.4107 | 18.88
2016-10-17 15:00:00 | -168.05 | 4.4957 | 19.2
2016-10-17 16:00:00 | -173.56 | 4.5807 | 19.52
2016-10-17 17:00:00 | -174.08 | 4.6657 | 19.84
2016-10-17 18:00:00 | -164.44 | 4.7507 | 20.16
2016-10-17 19:00:00 | -153.74 | 4.7933 | 20.32
2016-10-17 20:00:00 | -154.87 | 4.8783 | 20.64
2016-10-17 21:00:00 | -150.57 | 4.9208 | 20.8
2016-10-17 22:00:00 | -149.5 | 5.0058 | 21.12
2016-10-17 23:00:00 | -148.82 | 5.0483 | 21.28
2016-10-18 00:00:00 | -148.46 | 5.0483 | 21.28
2016-10-18 01:00:00 | -148.5 | 5.0483 | 21.28
2016-10-18 02:00:00 | -149.11 | 5.0058 | 21.12
2016-10-18 03:00:00 | -150.96 | 5.0058 | 21.12
2016-10-18 04:00:00 | -159.79 | 5.0058 | 21.12
2016-10-18 05:00:00 | -169.33 | 5.0058 | 21.12
2016-10-18 06:00:00 | -172.95 | 5.0483 | 21.28
2016-10-18 07:00:00 | -169.93 | 5.0058 | 21.12
2016-10-18 08:00:00 | -168.35 | 4.8783 | 20.64
2016-10-18 09:00:00 | -168.81 | 4.7082 | 20
2016-10-18 10:00:00 | -164.49 | 4.6232 | 19.68
2016-10-18 11:00:00 | -159.16 | 4.2406 | 18.24
2016-10-18 12:00:00 | -153.38 | 3.8581 | 16.8
2016-10-18 13:00:00 | -153.76 | 3.6455 | 16
2016-10-18 14:00:00 | -154.8 | 3.5605 | 15.68
2016-10-18 15:00:00 | -162.9 | 3.433 | 15.2
2016-10-18 16:00:00 | -166.91 | 3.6455 | 16
2016-10-18 17:00:00 | -165.47 | 3.603 | 15.84
2016-10-18 18:00:00 | -155.63 | 3.688 | 16.16
2016-10-18 19:00:00 | -152.44 | 3.8155 | 16.64
2016-10-18 20:00:00 | -150.7 | 3.9006 | 16.96
2016-10-18 21:00:00 | -148.49 | 3.8155 | 16.64
2016-10-18 22:00:00 | -148.27 | 4.0281 | 17.44
2016-10-18 23:00:00 | -146.99 | 3.9856 | 17.28
2016-10-19 00:00:00 | -146.95 | 3.9431 | 17.12
2016-10-19 01:00:00 | -147.08 | 3.9006 | 16.96
2016-10-19 02:00:00 | -148.32 | 3.9431 | 17.12
2016-10-19 03:00:00 | -148.85 | 3.8155 | 16.64
2016-10-19 04:00:00 | -154.66 | 3.7305 | 16.32
2016-10-19 05:00:00 | -165.5 | 3.7305 | 16.32
2016-10-19 06:00:00 | -166.68 | 3.688 | 16.16
2016-10-19 07:00:00 | -166.47 | 3.6455 | 16
2016-10-19 08:00:00 | -167.29 | 3.518 | 15.52
2016-10-19 09:00:00 | -167.29 | 3.3905 | 15.04
2016-10-19 10:00:00 | -165.99 | 3.603 | 15.84
2016-10-19 11:00:00 | -163.92 | 3.8155 | 16.64
2016-10-19 12:00:00 | -160.01 | 3.9006 | 16.96
2016-10-19 13:00:00 | -159.27 | 3.9431 | 17.12
2016-10-19 14:00:00 | -160.12 | 3.773 | 16.48
2016-10-19 15:00:00 | -166.32 | 3.773 | 16.48
2016-10-19 16:00:00 | -166.95 | 4.1131 | 17.76
2016-10-19 17:00:00 | -167 | 4.0281 | 17.44
2016-10-19 18:00:00 | -162.49 | 3.9856 | 17.28
2016-10-19 19:00:00 | -153.2 | 4.1556 | 17.92
2016-10-19 20:00:00 | -152.99 | 4.3682 | 18.72
2016-10-19 21:00:00 | -149.26 | 4.7507 | 20.16
2016-10-19 22:00:00 | -148.36 | 4.4532 | 19.04
2016-10-19 23:00:00 | -147.99 | 4.4532 | 19.04
2016-10-20 00:00:00 | -147.97 | 4.5382 | 19.36
2016-10-20 01:00:00 | -148.03 | 4.4957 | 19.2
2016-10-20 02:00:00 | -148.02 | 4.5807 | 19.52
2016-10-20 03:00:00 | -148.83 | 5.0058 | 21.12
2016-10-20 04:00:00 | -153.35 | 5.1333 | 21.6
2016-10-20 05:00:00 | -159.84 | 5.1758 | 21.76
2016-10-20 06:00:00 | -164.95 | 5.2183 | 21.92
2016-10-20 07:00:00 | -165.98 | 5.0908 | 21.44
2016-10-20 08:00:00 | -165.06 | 4.8783 | 20.64
2016-10-20 09:00:00 | -165.16 | 4.6657 | 19.84
2016-10-20 10:00:00 | -162.93 | 4.4957 | 19.2
2016-10-20 11:00:00 | -162.71 | 4.1131 | 17.76
2016-10-20 12:00:00 | -160.6 | 4.3257 | 18.56
2016-10-20 13:00:00 | -161.6 | 4.0706 | 17.6
2016-10-20 14:00:00 | -162.98 | 3.8581 | 16.8
2016-10-20 15:00:00 | -166.91 | 3.9006 | 16.96
2016-10-20 16:00:00 | -166.96 | 3.9431 | 17.12
2016-10-20 17:00:00 | -174.01 | 4.0706 | 17.6
2016-10-20 18:00:00 | -164.45 | 4.1556 | 17.92
2016-10-20 19:00:00 | -154.11 | 4.1981 | 18.08
2016-10-20 20:00:00 | -152.67 | 4.5807 | 19.52
2016-10-20 21:00:00 | -150.87 | 4.3682 | 18.72
2016-10-20 22:00:00 | -150.65 | 4.3682 | 18.72
2016-10-20 23:00:00 | -149.94 | 4.3682 | 18.72
2016-10-21 00:00:00 | -149.39 | 4.4957 | 19.2
2016-10-21 01:00:00 | -149.17 | 4.4957 | 19.2
2016-10-21 02:00:00 | -150.55 | 4.5382 | 19.36
2016-10-21 03:00:00 | -150.84 | 4.4957 | 19.2
2016-10-21 04:00:00 | -153.9 | 4.5807 | 19.52
2016-10-21 05:00:00 | -164.87 | 4.5382 | 19.36
2016-10-21 06:00:00 | -166.98 | 4.5807 | 19.52
2016-10-21 07:00:00 | -166.45 | 4.6657 | 19.84
2016-10-21 08:00:00 | -166.42 | 4.8358 | 20.48
2016-10-21 09:00:00 | -165.82 | 4.7507 | 20.16
2016-10-21 10:00:00 | -164.49 | 4.6232 | 19.68
2016-10-21 11:00:00 | -159.84 | 4.5807 | 19.52
2016-10-21 12:00:00 | -156.31 | 4.4107 | 18.88
2016-10-21 13:00:00 | -155.41 | 4.3257 | 18.56
2016-10-21 14:00:00 | -155.96 | 4.3682 | 18.72
2016-10-21 15:00:00 | -160.06 | 4.3682 | 18.72
2016-10-21 16:00:00 | -164.44 | 4.4107 | 18.88
2016-10-21 17:00:00 | -163.95 | 4.4532 | 19.04
2016-10-21 18:00:00 | -157.49 | 4.4957 | 19.2
2016-10-21 19:00:00 | -154.09 | 4.5382 | 19.36
2016-10-21 20:00:00 | -152.98 | 4.5807 | 19.52
2016-10-21 21:00:00 | -151.9 | 4.7082 | 20
2016-10-21 22:00:00 | -156.45 | 4.7082 | 20
2016-10-21 23:00:00 | -152.55 | 4.7082 | 20
2016-10-22 00:00:00 | -151.96 | 4.7082 | 20
2016-10-22 01:00:00 | -152.11 | 4.7082 | 20
2016-10-22 02:00:00 | -153.18 | 4.7082 | 20
2016-10-22 03:00:00 | -153.61 | 4.7507 | 20.16
2016-10-22 04:00:00 | -152.55 | 4.7507 | 20.16
2016-10-22 05:00:00 | -154.89 | 4.7507 | 20.16
2016-10-22 06:00:00 | -153.21 | 4.7933 | 20.32
2016-10-22 07:00:00 | -156.07 | 4.7933 | 20.32
2016-10-22 08:00:00 | -155.87 | 4.7933 | 20.32
2016-10-22 09:00:00 | -155.28 | 4.6232 | 19.68
2016-10-22 10:00:00 | -157.96 | 4.4957 | 19.2
2016-10-22 11:00:00 | -153.02 | 4.2831 | 18.4
2016-10-22 12:00:00 | -152.31 | 4.1556 | 17.92
2016-10-22 13:00:00 | -152.17 | 4.0706 | 17.6
2016-10-22 14:00:00 | -153.19 | 4.2406 | 18.24
2016-10-22 15:00:00 | -164.76 | 4.2406 | 18.24
2016-10-22 16:00:00 | -167.96 | 4.4107 | 18.88
2016-10-22 17:00:00 | -167.99 | 4.5807 | 19.52
2016-10-22 18:00:00 | -162.11 | 4.6232 | 19.68
2016-10-22 19:00:00 | -153.88 | 4.7082 | 20
2016-10-22 20:00:00 | -152.53 | 5.4309 | 22.72
2016-10-22 21:00:00 | -152.51 | 5.856 | 24.32
2016-10-22 22:00:00 | -151.09 | 5.9835 | 24.8
2016-10-22 23:00:00 | -150.69 | 6.111 | 25.28
2016-10-23 00:00:00 | -150.41 | 6.0685 | 25.12
2016-10-23 01:00:00 | -149.85 | 5.771 | 24
2016-10-23 02:00:00 | -150.03 | 5.6859 | 23.68
2016-10-23 03:00:00 | -149.9 | 5.6859 | 23.68
2016-10-23 04:00:00 | -150.52 | 5.941 | 24.64
2016-10-23 05:00:00 | -151.04 | 5.9835 | 24.8
2016-10-23 06:00:00 | -151.75 | 5.9835 | 24.8
2016-10-23 07:00:00 | -153.22 | 5.8985 | 24.48
2016-10-23 08:00:00 | -152.84 | 5.6434 | 23.52
2016-10-23 09:00:00 | -151.91 | 5.3459 | 22.4
2016-10-23 10:00:00 | -150.63 | 5.0908 | 21.44
2016-10-23 11:00:00 | -150.86 | 4.7507 | 20.16
2016-10-23 12:00:00 | -149.95 | 4.4107 | 18.88
2016-10-23 13:00:00 | -150.66 | 4.2406 | 18.24
2016-10-23 14:00:00 | -152.44 | 4.2406 | 18.24
2016-10-23 15:00:00 | -155.24 | 4.3682 | 18.72
2016-10-23 16:00:00 | -160.01 | 4.7933 | 20.32
2016-10-23 17:00:00 | -165.02 | 4.9633 | 20.96
2016-10-23 18:00:00 | -157.77 | 4.7507 | 20.16
2016-10-23 19:00:00 | -154.86 | 4.7933 | 20.32
2016-10-23 20:00:00 | -152.75 | 4.6657 | 19.84
2016-10-23 21:00:00 | -151.6 | 4.6232 | 19.68
2016-10-23 22:00:00 | -149.44 | 4.6657 | 19.84
2016-10-23 23:00:00 | -149.08 | 4.7507 | 20.16
2016-10-24 00:00:00 | -149.53 | 4.8358 | 20.48
2016-10-24 01:00:00 | -148.9 | 5.0483 | 21.28
2016-10-24 02:00:00 | -149.24 | 4.9633 | 20.96
2016-10-24 03:00:00 | -149.68 | 4.8358 | 20.48
2016-10-24 04:00:00 | -161.5 | 4.8783 | 20.64
2016-10-24 05:00:00 | -167.92 | 4.9208 | 20.8
2016-10-24 06:00:00 | -167.92 | 4.9208 | 20.8
2016-10-24 07:00:00 | -167.9 | 5.0483 | 21.28
2016-10-24 08:00:00 | -167.98 | 4.8783 | 20.64
2016-10-24 09:00:00 | -167.97 | 4.7082 | 20
2016-10-24 10:00:00 | -167.07 | 4.4532 | 19.04
2016-10-24 11:00:00 | -164.07 | 4.0706 | 17.6
2016-10-24 12:00:00 | -162.73 | 3.9856 | 17.28
2016-10-24 13:00:00 | -164.09 | 3.9856 | 17.28
2016-10-24 14:00:00 | -164.47 | 3.8581 | 16.8
2016-10-24 15:00:00 | -166.21 | 3.9006 | 16.96
2016-10-24 16:00:00 | -166.49 | 3.9856 | 17.28
2016-10-24 17:00:00 | -166.35 | 4.0281 | 17.44
2016-10-24 18:00:00 | -160.32 | 4.1131 | 17.76
2016-10-24 19:00:00 | -154.35 | 4.1981 | 18.08
2016-10-24 20:00:00 | -153.82 | 4.2406 | 18.24
2016-10-24 21:00:00 | -151.07 | 4.1981 | 18.08
2016-10-24 22:00:00 | -153.38 | 4.2406 | 18.24
2016-10-24 23:00:00 | -152.58 | 4.2406 | 18.24
2016-10-25 00:00:00 | -152.64 | 4.2831 | 18.4
2016-10-25 01:00:00 | -153.02 | 4.3257 | 18.56
2016-10-25 02:00:00 | -152.97 | 4.3682 | 18.72
2016-10-25 03:00:00 | -155.01 | 4.3257 | 18.56
2016-10-25 04:00:00 | -161.3 | 4.3682 | 18.72
2016-10-25 05:00:00 | -186.1 | 4.4107 | 18.88
2016-10-25 06:00:00 | -186.02 | 4.4532 | 19.04
2016-10-25 07:00:00 | -185.28 | 4.5382 | 19.36
2016-10-25 08:00:00 | -191.07 | 4.2831 | 18.4
2016-10-25 09:00:00 | -192.23 | 3.9431 | 17.12
2016-10-25 10:00:00 | -185.61 | 3.688 | 16.16
2016-10-25 11:00:00 | -184.01 | 3.3905 | 15.04
2016-10-25 12:00:00 | -175.97 | 3.3905 | 15.04
2016-10-25 13:00:00 | -174.38 | 3.2629 | 14.56
2016-10-25 14:00:00 | -174 | 3.348 | 14.88
2016-10-25 15:00:00 | -185.71 | 3.4755 | 15.36
2016-10-25 16:00:00 | -185.18 | 4.1981 | 18.08
2016-10-25 17:00:00 | -178.39 | 4.8358 | 20.48
2016-10-25 18:00:00 | -169.98 | 5.0483 | 21.28
2016-10-25 19:00:00 | -157.76 | 4.8358 | 20.48
2016-10-25 20:00:00 | -155.38 | 4.9208 | 20.8
2016-10-25 21:00:00 | -152.7 | 4.8358 | 20.48
2016-10-25 22:00:00 | -153.81 | 5.1333 | 21.6
2016-10-25 23:00:00 | -152.6 | 5.8135 | 24.16
2016-10-26 00:00:00 | -152.71 | 6.026 | 24.96
2016-10-26 01:00:00 | -153.03 | 6.3236 | 26.08
2016-10-26 02:00:00 | -153.03 | 6.3236 | 26.08
2016-10-26 03:00:00 | -154.17 | 5.941 | 24.64
2016-10-26 04:00:00 | -159.2 | 5.5159 | 23.04
2016-10-26 05:00:00 | -170.3 | 5.3884 | 22.56
2016-10-26 06:00:00 | -173.66 | 5.4309 | 22.72
2016-10-26 07:00:00 | -176.21 | 5.1758 | 21.76
2016-10-26 08:00:00 | -176.01 | 5.0058 | 21.12
2016-10-26 09:00:00 | -173.68 | 5.0483 | 21.28
2016-10-26 10:00:00 | -170.15 | 4.7933 | 20.32
2016-10-26 11:00:00 | -167.88 | 4.4532 | 19.04
2016-10-26 12:00:00 | -163.67 | 4.1981 | 18.08
2016-10-26 13:00:00 | -164.81 | 4.0706 | 17.6
2016-10-26 14:00:00 | -165.92 | 4.1131 | 17.76
2016-10-26 15:00:00 | -168.27 | 4.5807 | 19.52
2016-10-26 16:00:00 | -171.84 | 4.9633 | 20.96
2016-10-26 17:00:00 | -170.49 | 5.2183 | 21.92
2016-10-26 18:00:00 | -159.28 | 5.3459 | 22.4
2016-10-26 19:00:00 | -157.99 | 5.3459 | 22.4
2016-10-26 20:00:00 | -155.37 | 5.3884 | 22.56
2016-10-26 21:00:00 | -152.1 | 5.1333 | 21.6
2016-10-26 22:00:00 | -150.84 | 5.2608 | 22.08
2016-10-26 23:00:00 | -150.26 | 5.3034 | 22.24
2016-10-27 00:00:00 | -149.87 | 5.1758 | 21.76
2016-10-27 01:00:00 | -149.25 | 5.2608 | 22.08
2016-10-27 02:00:00 | -150.34 | 5.2608 | 22.08
2016-10-27 03:00:00 | -151.58 | 5.1758 | 21.76
2016-10-27 04:00:00 | -156.12 | 5.3884 | 22.56
2016-10-27 05:00:00 | -165.94 | 5.3034 | 22.24
2016-10-27 06:00:00 | -166.99 | 5.2608 | 22.08
2016-10-27 07:00:00 | -165.42 | 5.0058 | 21.12
2016-10-27 08:00:00 | -165.94 | 4.6657 | 19.84
2016-10-27 09:00:00 | -163.69 | 4.3257 | 18.56
2016-10-27 10:00:00 | -162.11 | 4.0706 | 17.6
2016-10-27 11:00:00 | -159.77 | 3.8155 | 16.64
2016-10-27 12:00:00 | -156.68 | 3.6455 | 16
2016-10-27 13:00:00 | -157.51 | 3.4755 | 15.36
2016-10-27 14:00:00 | -158.91 | 3.4755 | 15.36
2016-10-27 15:00:00 | -162.69 | 3.3905 | 15.04
2016-10-27 16:00:00 | -166.73 | 3.3905 | 15.04
2016-10-27 17:00:00 | -160 | 3.3054 | 14.72
2016-10-27 18:00:00 | -156.02 | 3.688 | 16.16
2016-10-27 19:00:00 | -154.76 | 3.7305 | 16.32
2016-10-27 20:00:00 | -151.82 | 3.8155 | 16.64
2016-10-27 21:00:00 | -149.05 | 4.1556 | 17.92
2016-10-27 22:00:00 | -147.06 | 3.9856 | 17.28
2016-10-27 23:00:00 | -144.87 | 3.773 | 16.48
2016-10-28 00:00:00 | -141.43 | 3.4755 | 15.36
2016-10-28 01:00:00 | -141.65 | 3.2629 | 14.56
2016-10-28 02:00:00 | -141.92 | 3.348 | 14.88
2016-10-28 03:00:00 | -147.1 | 3.2204 | 14.4
2016-10-28 04:00:00 | -149.08 | 3.2204 | 14.4
2016-10-28 05:00:00 | -155.04 | 3.1779 | 14.24
2016-10-28 06:00:00 | -157.3 | 3.1354 | 14.08
2016-10-28 07:00:00 | -155.72 | 3.1779 | 14.24
2016-10-28 08:00:00 | -155.76 | 3.0079 | 13.6
2016-10-28 09:00:00 | -156.89 | 2.8804 | 13.12
2016-10-28 10:00:00 | -155.17 | 2.7103 | 12.48
2016-10-28 11:00:00 | -154.82 | 2.7528 | 12.64
2016-10-28 12:00:00 | -154.31 | 2.4978 | 11.68
2016-10-28 13:00:00 | -155.23 | 2.4128 | 11.36
2016-10-28 14:00:00 | -155.99 | 2.2002 | 10.56
2016-10-28 15:00:00 | -161.74 | 2.1152 | 10.24
2016-10-28 16:00:00 | -168.5 | 2.6253 | 12.16
2016-10-28 17:00:00 | -165.62 | 3.0929 | 13.92
2016-10-28 18:00:00 | -159.97 | 3.4755 | 15.36
2016-10-28 19:00:00 | -160.82 | 3.3905 | 15.04
2016-10-28 20:00:00 | -157.93 | 3.8155 | 16.64
2016-10-28 21:00:00 | -151.1 | 4.0281 | 17.44
2016-10-28 22:00:00 | -149.05 | 3.9431 | 17.12
2016-10-28 23:00:00 | -147.85 | 4.2406 | 18.24
2016-10-29 00:00:00 | -147.04 | 4.6232 | 19.68
2016-10-29 01:00:00 | -146.65 | 4.7507 | 20.16
2016-10-29 02:00:00 | -146.77 | 5.0058 | 21.12
2016-10-29 03:00:00 | -146.84 | 4.9633 | 20.96
2016-10-29 04:00:00 | -148.77 | 4.8358 | 20.48
2016-10-29 05:00:00 | -150.5 | 4.7082 | 20
2016-10-29 06:00:00 | -153.06 | 4.8783 | 20.64
2016-10-29 07:00:00 | -159.76 | 4.5807 | 19.52
2016-10-29 08:00:00 | -159.54 | 4.1131 | 17.76
2016-10-29 09:00:00 | -154.19 | 3.6455 | 16
2016-10-29 10:00:00 | -151.79 | 3.3054 | 14.72
2016-10-29 11:00:00 | -149.54 | 3.3054 | 14.72
2016-10-29 12:00:00 | -148.03 | 3.1354 | 14.08
2016-10-29 13:00:00 | -149.41 | 3.1779 | 14.24
2016-10-29 14:00:00 | -150.7 | 3.2204 | 14.4
2016-10-29 15:00:00 | -155.93 | 3.518 | 15.52
2016-10-29 16:00:00 | -163.92 | 4.3682 | 18.72
2016-10-29 17:00:00 | -162.27 | 4.4532 | 19.04
2016-10-29 18:00:00 | -157.44 | 4.5807 | 19.52
2016-10-29 19:00:00 | -153.24 | 4.2406 | 18.24
2016-10-29 20:00:00 | -153.12 | 4.3257 | 18.56
2016-10-29 21:00:00 | -151.81 | 4.3682 | 18.72
2016-10-29 22:00:00 | -150.57 | 4.7933 | 20.32
2016-10-29 23:00:00 | -150.15 | 4.7507 | 20.16
2016-10-30 00:00:00 | -149.55 | 4.6657 | 19.84
2016-10-30 01:00:00 | -149.55 | 4.7933 | 20.32
2016-10-30 02:00:00 | -149.4 | 4.7082 | 20
2016-10-30 03:00:00 | -149.45 | 5.3459 | 22.4
2016-10-30 04:00:00 | -150.03 | 5.4734 | 22.88
2016-10-30 05:00:00 | -150.55 | 5.6009 | 23.36
2016-10-30 06:00:00 | -151.35 | 5.3459 | 22.4
2016-10-30 07:00:00 | -153.02 | 5.0058 | 21.12
2016-10-30 08:00:00 | -154.49 | 4.5382 | 19.36
2016-10-30 09:00:00 | -154.99 | 4.1131 | 17.76
2016-10-30 10:00:00 | -156.33 | 3.773 | 16.48
2016-10-30 11:00:00 | -155.2 | 3.773 | 16.48
2016-10-30 12:00:00 | -151.9 | 3.3054 | 14.72
2016-10-30 13:00:00 | -150.48 | 3.433 | 15.2
2016-10-30 14:00:00 | -151.09 | 3.3905 | 15.04
2016-10-30 15:00:00 | -152.64 | 3.7305 | 16.32
2016-10-30 16:00:00 | -167.2 | 4.4957 | 19.2
2016-10-30 17:00:00 | -170.48 | 5.0908 | 21.44
2016-10-30 18:00:00 | -166.28 | 5.5159 | 23.04
2016-10-30 19:00:00 | -158.3 | 5.4309 | 22.72
2016-10-30 20:00:00 | -157 | 5.7284 | 23.84
2016-10-30 21:00:00 | -157 | 5.6859 | 23.68
2016-10-30 22:00:00 | -155.64 | 5.7284 | 23.84
2016-10-30 23:00:00 | -153.36 | 5.9835 | 24.8
2016-10-31 00:00:00 | -152.94 | 6.111 | 25.28
2016-10-31 01:00:00 | -152.66 | 6.2386 | 25.76
2016-10-31 02:00:00 | -151.92 | 6.026 | 24.96
2016-10-31 03:00:00 | -152.39 | 6.6636 | 27.36
2016-10-31 04:00:00 | -158.03 | 6.2386 | 25.76
2016-10-31 05:00:00 | -163.29 | 6.4086 | 26.4
2016-10-31 06:00:00 | -169.68 | 6.3236 | 26.08
2016-10-31 07:00:00 | -168.47 | 5.8135 | 24.16
2016-10-31 08:00:00 | -165.38 | 5.4309 | 22.72
2016-10-31 09:00:00 | -163.1 | 4.9633 | 20.96
2016-10-31 10:00:00 | -162 | 4.4107 | 18.88
2016-10-31 11:00:00 | -157 | 3.7305 | 16.32
2016-10-31 12:00:00 | -156.08 | 3.518 | 15.52
2016-10-31 13:00:00 | -156.64 | 3.348 | 14.88
2016-10-31 14:00:00 | -164.04 | 3.2629 | 14.56
2016-10-31 15:00:00 | -167.73 | 3.433 | 15.2
2016-10-31 16:00:00 | -177.2 | 3.603 | 15.84
2016-10-31 17:00:00 | -173.98 | 3.603 | 15.84
2016-10-31 18:00:00 | -166.96 | 3.518 | 15.52
2016-10-31 19:00:00 | -162.13 | 3.518 | 15.52
2016-10-31 20:00:00 | -158.26 | 3.518 | 15.52
2016-10-31 21:00:00 | -156.62 | 3.5605 | 15.68
2016-10-31 22:00:00 | -155.68 | 3.4755 | 15.36
2016-10-31 23:00:00 | -151.31 | 3.518 | 15.52
2016-11-01 00:00:00 | -151.68 | 3.518 | 15.52
2016-11-01 01:00:00 | -151.31 | 3.518 | 15.52
2016-11-01 02:00:00 | -150.52 | 3.518 | 15.52
2016-11-01 03:00:00 | -150.99 | 3.433 | 15.2
2016-11-01 04:00:00 | -151.31 | 3.3905 | 15.04
2016-11-01 05:00:00 | -154.98 | 3.348 | 14.88
2016-11-01 06:00:00 | -159.93 | 3.2629 | 14.56
2016-11-01 07:00:00 | -159.09 | 3.2629 | 14.56
2016-11-01 08:00:00 | -151.77 | 3.3905 | 15.04
2016-11-01 09:00:00 | -149.27 | 3.3905 | 15.04
2016-11-01 10:00:00 | -148.9 | 3.3054 | 14.72
2016-11-01 11:00:00 | -148.75 | 3.1779 | 14.24
2016-11-01 12:00:00 | -148.03 | 3.1354 | 14.08
2016-11-01 13:00:00 | -149.58 | 3.0079 | 13.6
2016-11-01 14:00:00 | -151.28 | 3.0504 | 13.76
2016-11-01 15:00:00 | -157.34 | 3.2629 | 14.56
2016-11-01 16:00:00 | -165.51 | 3.3905 | 15.04
2016-11-01 17:00:00 | -167.99 | 3.688 | 16.16
2016-11-01 18:00:00 | -163.97 | 3.8581 | 16.8
2016-11-01 19:00:00 | -153.94 | 4.0706 | 17.6
2016-11-01 20:00:00 | -147.59 | 4.6657 | 19.84
2016-11-01 21:00:00 | -146.86 | 4.7933 | 20.32
2016-11-01 22:00:00 | -134.02 | 4.9208 | 20.8
2016-11-01 23:00:00 | -145.11 | 5.0483 | 21.28
2016-11-02 00:00:00 | -133.12 | 5.1758 | 21.76
2016-11-02 01:00:00 | -131.2 | 5.3034 | 22.24
2016-11-02 02:00:00 | -130.26 | 5.3459 | 22.4
2016-11-02 03:00:00 | -131.16 | 5.2608 | 22.08
2016-11-02 04:00:00 | -139.01 | 5.2183 | 21.92
2016-11-02 05:00:00 | -151.85 | 5.0483 | 21.28
2016-11-02 06:00:00 | -157.04 | 4.9633 | 20.96
2016-11-02 07:00:00 | -154.54 | 4.9208 | 20.8
2016-11-02 08:00:00 | -154.72 | 4.8783 | 20.64
2016-11-02 09:00:00 | -151.19 | 4.7507 | 20.16
2016-11-02 10:00:00 | -152.07 | 4.5382 | 19.36
2016-11-02 11:00:00 | -150.93 | 5.0483 | 21.28
2016-11-02 12:00:00 | -151.18 | 5.6009 | 23.36
2016-11-02 13:00:00 | -151.06 | 5.3459 | 22.4
2016-11-02 14:00:00 | -151.99 | 5.2608 | 22.08
2016-11-02 15:00:00 | -157.16 | 5.5584 | 23.2
2016-11-02 16:00:00 | -170.91 | 5.6859 | 23.68
2016-11-02 17:00:00 | -170.46 | 5.8985 | 24.48
2016-11-02 18:00:00 | -169.46 | 6.026 | 24.96
2016-11-02 19:00:00 | -157.98 | 6.111 | 25.28
2016-11-02 20:00:00 | -155.52 | 6.1535 | 25.44
2016-11-02 21:00:00 | -153.18 | 6.111 | 25.28
2016-11-02 22:00:00 | -153.67 | 6.2811 | 25.92
2016-11-02 23:00:00 | -153.05 | 6.2811 | 25.92
2016-11-03 00:00:00 | -153.07 | 6.4511 | 26.56
2016-11-03 01:00:00 | -152.74 | 6.4511 | 26.56
2016-11-03 02:00:00 | -153.87 | 6.7487 | 27.68
2016-11-03 03:00:00 | -154.74 | 6.9612 | 28.48
2016-11-03 04:00:00 | -156.95 | 6.7487 | 27.68
2016-11-03 05:00:00 | -165.23 | 6.8762 | 28.16
2016-11-03 06:00:00 | -171.41 | 7.1312 | 29.12
2016-11-03 07:00:00 | -174.06 | 6.9187 | 28.32
2016-11-03 08:00:00 | -168.11 | 6.5361 | 26.88
2016-11-03 09:00:00 | -164.86 | 5.8985 | 24.48
2016-11-03 10:00:00 | -165.63 | 5.6434 | 23.52
2016-11-03 11:00:00 | -166 | 5.2608 | 22.08
2016-11-03 12:00:00 | -166.95 | 5.3034 | 22.24
2016-11-03 13:00:00 | -166.96 | 5.0058 | 21.12
2016-11-03 14:00:00 | -177.6 | 5.3459 | 22.4
2016-11-03 15:00:00 | -174.35 | 5.9835 | 24.8
2016-11-03 16:00:00 | -177.99 | 6.2811 | 25.92
2016-11-03 17:00:00 | -174.03 | 6.8762 | 28.16
2016-11-03 18:00:00 | -166.88 | 6.9612 | 28.48
2016-11-03 19:00:00 | -160.41 | 7.0462 | 28.8
2016-11-03 20:00:00 | -155.27 | 7.1312 | 29.12
2016-11-03 21:00:00 | -154.24 | 7.0037 | 28.64
2016-11-03 22:00:00 | -151.98 | 6.8337 | 28
2016-11-03 23:00:00 | -150.4 | 6.4936 | 26.72
2016-11-04 00:00:00 | -150.42 | 6.196 | 25.6
2016-11-04 01:00:00 | -148.96 | 6.3236 | 26.08
2016-11-04 02:00:00 | -148.8 | 6.2811 | 25.92
2016-11-04 03:00:00 | -149.98 | 6.1535 | 25.44
2016-11-04 04:00:00 | -152.13 | 6.0685 | 25.12
2016-11-04 05:00:00 | -154.98 | 5.9835 | 24.8
2016-11-04 06:00:00 | -164.78 | 5.8135 | 24.16
2016-11-04 07:00:00 | -166.69 | 5.7284 | 23.84
2016-11-04 08:00:00 | -165.94 | 5.4734 | 22.88
2016-11-04 09:00:00 | -158.86 | 5.3459 | 22.4
2016-11-04 10:00:00 | -160.83 | 5.2183 | 21.92
2016-11-04 11:00:00 | -156.05 | 4.7507 | 20.16
2016-11-04 12:00:00 | -158.49 | 4.5382 | 19.36
2016-11-04 13:00:00 | -161.15 | 4.3682 | 18.72
2016-11-04 14:00:00 | -167.91 | 4.3682 | 18.72
2016-11-04 15:00:00 | -166.73 | 4.7082 | 20
2016-11-04 16:00:00 | -170.19 | 5.1758 | 21.76
2016-11-04 17:00:00 | -167.6 | 5.5159 | 23.04
2016-11-04 18:00:00 | -158.15 | 5.5584 | 23.2
2016-11-04 19:00:00 | -157.23 | 5.941 | 24.64
2016-11-04 20:00:00 | -156.31 | 5.5159 | 23.04
2016-11-04 21:00:00 | -155.02 | 5.7284 | 23.84
2016-11-04 22:00:00 | -152.9 | 5.9835 | 24.8
2016-11-04 23:00:00 | -155.05 | 6.3661 | 26.24
2016-11-05 00:00:00 | -155.07 | 6.5786 | 27.04
2016-11-05 01:00:00 | -154.77 | 6.4086 | 26.4
2016-11-05 02:00:00 | -153.97 | 6.2386 | 25.76
2016-11-05 03:00:00 | -153.54 | 6.2811 | 25.92
2016-11-05 04:00:00 | -153.93 | 6.4086 | 26.4
2016-11-05 05:00:00 | -154.5 | 6.3236 | 26.08
2016-11-05 06:00:00 | -155.02 | 6.2811 | 25.92
2016-11-05 07:00:00 | -156.96 | 6.1535 | 25.44
2016-11-05 08:00:00 | -157.89 | 5.856 | 24.32
2016-11-05 09:00:00 | -159.16 | 5.771 | 24
2016-11-05 10:00:00 | -162.79 | 5.6859 | 23.68
2016-11-05 11:00:00 | -164.54 | 5.4309 | 22.72
2016-11-05 12:00:00 | -158.8 | 5.1758 | 21.76
2016-11-05 13:00:00 | -157.35 | 5.0483 | 21.28
2016-11-05 14:00:00 | -156.88 | 4.9633 | 20.96
2016-11-05 15:00:00 | -160.65 | 5.0058 | 21.12
2016-11-05 16:00:00 | -166.1 | 5.0908 | 21.44
2016-11-05 17:00:00 | -162.78 | 5.1758 | 21.76
2016-11-05 18:00:00 | -158.91 | 5.1758 | 21.76
2016-11-05 19:00:00 | -155.07 | 5.1333 | 21.6
2016-11-05 20:00:00 | -152.32 | 4.9633 | 20.96
2016-11-05 21:00:00 | -150.71 | 4.8358 | 20.48
2016-11-05 22:00:00 | -147.94 | 4.9208 | 20.8
2016-11-05 23:00:00 | -150.23 | 5.0483 | 21.28
2016-11-06 00:00:00 | -145.78 | 5.0908 | 21.44
2016-11-06 01:00:00 | -145.95 | 5.1333 | 21.6
2016-11-06 02:00:00 | -143.03 | 5.2183 | 21.92
2016-11-06 03:00:00 | -148.1 | 5.2608 | 22.08
2016-11-06 04:00:00 | -147.82 | 5.5584 | 23.2
2016-11-06 05:00:00 | -148.89 | 5.5584 | 23.2
2016-11-06 06:00:00 | -148.88 | 5.6859 | 23.68
2016-11-06 07:00:00 | -151.81 | 5.6859 | 23.68
2016-11-06 08:00:00 | -155.02 | 5.7284 | 23.84
2016-11-06 09:00:00 | -155.93 | 5.2183 | 21.92
2016-11-06 10:00:00 | -159.58 | 4.7082 | 20
2016-11-06 11:00:00 | -156.94 | 4.7507 | 20.16
2016-11-06 12:00:00 | -155.07 | 5.0058 | 21.12
2016-11-06 13:00:00 | -155.09 | 4.7507 | 20.16
2016-11-06 14:00:00 | -155 | 4.7933 | 20.32
2016-11-06 15:00:00 | -157.5 | 4.9633 | 20.96
2016-11-06 16:00:00 | -166.51 | 5.3034 | 22.24
2016-11-06 17:00:00 | -165.96 | 5.4734 | 22.88
2016-11-06 18:00:00 | -161.27 | 5.4734 | 22.88
2016-11-06 19:00:00 | -155.05 | 5.5584 | 23.2
2016-11-06 20:00:00 | -154 | 5.856 | 24.32
2016-11-06 21:00:00 | -151.33 | 6.2386 | 25.76
2016-11-06 22:00:00 | -148.23 | 6.196 | 25.6
2016-11-06 23:00:00 | -128.72 | 6.4936 | 26.72
2016-11-07 00:00:00 | -131.61 | 6.3236 | 26.08
2016-11-07 01:00:00 | -131.69 | 5.856 | 24.32
2016-11-07 02:00:00 | -130.6 | 5.856 | 24.32
2016-11-07 03:00:00 | -129.94 | 5.7284 | 23.84
2016-11-07 04:00:00 | -133.82 | 5.8135 | 24.16
2016-11-07 05:00:00 | -151.02 | 6.3236 | 26.08
2016-11-07 06:00:00 | -158.81 | 6.196 | 25.6
2016-11-07 07:00:00 | -156.01 | 6.026 | 24.96
2016-11-07 08:00:00 | -156.07 | 6.111 | 25.28
2016-11-07 09:00:00 | -157.93 | 5.9835 | 24.8
2016-11-07 10:00:00 | -157.98 | 5.8985 | 24.48
2016-11-07 11:00:00 | -159.76 | 5.8135 | 24.16
2016-11-07 12:00:00 | -160.67 | 5.771 | 24
2016-11-07 13:00:00 | -164.9 | 6.1535 | 25.44
2016-11-07 14:00:00 | -171.03 | 6.0685 | 25.12
2016-11-07 15:00:00 | -176.45 | 6.1535 | 25.44
2016-11-07 16:00:00 | -187.83 | 6.2811 | 25.92
2016-11-07 17:00:00 | -183.94 | 6.4511 | 26.56
2016-11-07 18:00:00 | -177.93 | 6.4511 | 26.56
2016-11-07 19:00:00 | -167.99 | 6.6636 | 27.36
2016-11-07 20:00:00 | -155.85 | 6.5361 | 26.88
2016-11-07 21:00:00 | -157.7 | 6.5361 | 26.88
2016-11-07 22:00:00 | -156.05 | 6.6636 | 27.36
2016-11-07 23:00:00 | -155.47 | 6.7487 | 27.68
2016-11-08 00:00:00 | -154.65 | 6.8762 | 28.16
2016-11-08 01:00:00 | -154.09 | 6.9612 | 28.48
2016-11-08 02:00:00 | -154.17 | 7.0462 | 28.8
2016-11-08 03:00:00 | -155.13 | 7.0037 | 28.64
2016-11-08 04:00:00 | -155.17 | 6.8337 | 28
2016-11-08 05:00:00 | -164.77 | 6.8337 | 28
2016-11-08 06:00:00 | -179.65 | 6.9612 | 28.48
2016-11-08 07:00:00 | -182.64 | 7.0462 | 28.8
2016-11-08 08:00:00 | -181.89 | 6.7061 | 27.52
2016-11-08 09:00:00 | -176.97 | 6.4086 | 26.4
2016-11-08 10:00:00 | -176.99 | 6.4511 | 26.56
2016-11-08 11:00:00 | -176.47 | 6.3236 | 26.08
2016-11-08 12:00:00 | -176.94 | 6.3661 | 26.24
2016-11-08 13:00:00 | -180.13 | 6.3236 | 26.08
2016-11-08 14:00:00 | -185.91 | 6.2386 | 25.76
2016-11-08 15:00:00 | -202.92 | 6.196 | 25.6
2016-11-08 16:00:00 | -222.96 | 6.196 | 25.6
2016-11-08 17:00:00 | -188.03 | 6.196 | 25.6
2016-11-08 18:00:00 | -174.43 | 6.1535 | 25.44
2016-11-08 19:00:00 | -162.15 | 6.1535 | 25.44
2016-11-08 20:00:00 | -160.45 | 6.7487 | 27.68
2016-11-08 21:00:00 | -158 | 6.6211 | 27.2
2016-11-08 22:00:00 | -153.98 | 6.8762 | 28.16
2016-11-08 23:00:00 | -153.6 | 7.0462 | 28.8
2016-11-09 00:00:00 | -151.38 | 7.1312 | 29.12
2016-11-09 01:00:00 | -149.46 | 7.1312 | 29.12
2016-11-09 02:00:00 | -149.48 | 7.1737 | 29.28
2016-11-09 03:00:00 | -152.23 | 7.1312 | 29.12
2016-11-09 04:00:00 | -153.77 | 7.2163 | 29.44
2016-11-09 05:00:00 | -157.77 | 7.3013 | 29.76
2016-11-09 06:00:00 | -173.2 | 7.4288 | 30.24
2016-11-09 07:00:00 | -173.2 | 7.4288 | 30.24
2016-11-09 08:00:00 | -172.96 | 7.4713 | 30.4
2016-11-09 09:00:00 | -167.72 | 7.4713 | 30.4
2016-11-09 10:00:00 | -174.92 | 7.1312 | 29.12
2016-11-09 11:00:00 | -173.82 | 6.9187 | 28.32
2016-11-09 12:00:00 | -173.58 | 6.6636 | 27.36
2016-11-09 13:00:00 | -172.28 | 6.4936 | 26.72
2016-11-09 14:00:00 | -173.08 | 6.4511 | 26.56
2016-11-09 15:00:00 | -180.21 | 6.7487 | 27.68
2016-11-09 16:00:00 | -196.44 | 7.1737 | 29.28
2016-11-09 17:00:00 | -178.93 | 7.4713 | 30.4
2016-11-09 18:00:00 | -176.5 | 7.7264 | 31.36
2016-11-09 19:00:00 | -166.22 | 7.7264 | 31.36
2016-11-09 20:00:00 | -158.85 | 8.1514 | 32.96
2016-11-09 21:00:00 | -157.5 | 8.1089 | 32.8
2016-11-09 22:00:00 | -154.1 | 8.279 | 33.44
2016-11-09 23:00:00 | -151.53 | 8.3215 | 33.6
2016-11-10 00:00:00 | -150.95 | 8.3215 | 33.6
2016-11-10 01:00:00 | -149.69 | 8.3215 | 33.6
2016-11-10 02:00:00 | -151.2 | 8.4065 | 33.92
2016-11-10 03:00:00 | -151.53 | 8.4065 | 33.92
2016-11-10 04:00:00 | -153 | 8.534 | 34.4
2016-11-10 05:00:00 | -159.48 | 8.534 | 34.4
2016-11-10 06:00:00 | -168.37 | 8.5765 | 34.56
2016-11-10 07:00:00 | -176.91 | 8.534 | 34.4
2016-11-10 08:00:00 | -177.98 | 8.1089 | 32.8
2016-11-10 09:00:00 | -176.52 | 7.5563 | 30.72
2016-11-10 10:00:00 | -177.93 | 6.9187 | 28.32
2016-11-10 11:00:00 | -179.1 | 6.4511 | 26.56
2016-11-10 12:00:00 | -183.01 | 6.2386 | 25.76
2016-11-10 13:00:00 | -181.24 | 6.3236 | 26.08
2016-11-10 14:00:00 | -183.08 | 6.7061 | 27.52
2016-11-10 15:00:00 | -181.08 | 7.0887 | 28.96
2016-11-10 16:00:00 | -216.15 | 7.2588 | 29.6
2016-11-10 17:00:00 | -185.87 | 7.3438 | 29.92
2016-11-10 18:00:00 | -178.24 | 7.4713 | 30.4
2016-11-10 19:00:00 | -168.39 | 7.3863 | 30.08
2016-11-10 20:00:00 | -159.96 | 7.5563 | 30.72
2016-11-10 21:00:00 | -157.72 | 7.7264 | 31.36
2016-11-10 22:00:00 | -155.76 | 7.8964 | 32
2016-11-10 23:00:00 | -155.07 | 7.8539 | 31.84
2016-11-11 00:00:00 | -154.22 | 8.1089 | 32.8
2016-11-11 01:00:00 | -152.9 | 8.2365 | 33.28
2016-11-11 02:00:00 | -152.46 | 8.364 | 33.76
2016-11-11 03:00:00 | -154.46 | 8.4065 | 33.92
2016-11-11 04:00:00 | -153.45 | 8.619 | 34.72
2016-11-11 05:00:00 | -155.6 | 8.7466 | 35.2
2016-11-11 06:00:00 | -166.46 | 9.2142 | 36.96
2016-11-11 07:00:00 | -172.97 | 9.4692 | 37.92
2016-11-11 08:00:00 | -172.92 | 9.2992 | 37.28
2016-11-11 09:00:00 | -173.9 | 8.7891 | 35.36
2016-11-11 10:00:00 | -173.93 | 7.9389 | 32.16
2016-11-11 11:00:00 | -172.93 | 7.2163 | 29.44
2016-11-11 12:00:00 | -172.42 | 6.8762 | 28.16
2016-11-11 13:00:00 | -169.7 | 6.7487 | 27.68
2016-11-11 14:00:00 | -169.71 | 6.9612 | 28.48
2016-11-11 15:00:00 | -175.91 | 7.1312 | 29.12
2016-11-11 16:00:00 | -182.92 | 7.8114 | 31.68
2016-11-11 17:00:00 | -174.94 | 7.8539 | 31.84
2016-11-11 18:00:00 | -174.25 | 8.1514 | 32.96
2016-11-11 19:00:00 | -163.79 | 8.3215 | 33.6
2016-11-11 20:00:00 | -160.09 | 7.9389 | 32.16
2016-11-11 21:00:00 | -161.48 | 7.8964 | 32
2016-11-11 22:00:00 | -159.27 | 8.194 | 33.12
2016-11-11 23:00:00 | -158.21 | 9.0866 | 36.48
2016-11-12 00:00:00 | -156.31 | 8.8316 | 35.52
2016-11-12 01:00:00 | -154.78 | 8.619 | 34.72
2016-11-12 02:00:00 | -154.09 | 8.7041 | 35.04
2016-11-12 03:00:00 | -154.05 | 8.9166 | 35.84
2016-11-12 04:00:00 | -154.09 | 9.6393 | 38.56
2016-11-12 05:00:00 | -154.33 | 9.7668 | 39.04
2016-11-12 06:00:00 | -156.38 | 9.4267 | 37.76
2016-11-12 07:00:00 | -160.21 | 9.7668 | 39.04
2016-11-12 08:00:00 | -163.77 | 9.1717 | 36.8
2016-11-12 09:00:00 | -164.52 | 8.534 | 34.4
2016-11-12 10:00:00 | -161.34 | 8.449 | 34.08
2016-11-12 11:00:00 | -157.94 | 7.6413 | 31.04
2016-11-12 12:00:00 | -158.86 | 7.3863 | 30.08
2016-11-12 13:00:00 | -154.09 | 7.0462 | 28.8
2016-11-12 14:00:00 | -156.06 | 6.8337 | 28
2016-11-12 15:00:00 | -163.9 | 7.1737 | 29.28
2016-11-12 16:00:00 | -169.17 | 7.8964 | 32
2016-11-12 17:00:00 | -166.32 | 7.8114 | 31.68
2016-11-12 18:00:00 | -157.15 | 7.8964 | 32
2016-11-12 19:00:00 | -154.1 | 8.4915 | 34.24
2016-11-12 20:00:00 | -152.77 | 8.534 | 34.4
2016-11-12 21:00:00 | -152.99 | 8.449 | 34.08
2016-11-12 22:00:00 | -152.34 | 9.1292 | 36.64
2016-11-12 23:00:00 | -150.99 | 9.3417 | 37.44
2016-11-13 00:00:00 | -152.15 | 9.5542 | 38.24
2016-11-13 01:00:00 | -150.95 | 9.5117 | 38.08
2016-11-13 02:00:00 | -149.76 | 9.5967 | 38.4
2016-11-13 03:00:00 | -149.46 | 9.8093 | 39.2
2016-11-13 04:00:00 | -149.43 | 10.1069 | 40.32
2016-11-13 05:00:00 | -149.63 | 10.0218 | 40
2016-11-13 06:00:00 | -149.46 | 10.0643 | 40.16
2016-11-13 07:00:00 | -153.07 | 9.9368 | 39.68
2016-11-13 08:00:00 | -154.02 | 9.5117 | 38.08
2016-11-13 09:00:00 | -153.57 | 8.279 | 33.44
2016-11-13 10:00:00 | -154.37 | 7.7689 | 31.52
2016-11-13 11:00:00 | -154.1 | 7.3013 | 29.76
2016-11-13 12:00:00 | -154.05 | 6.7912 | 27.84
2016-11-13 13:00:00 | -154.28 | 6.2811 | 25.92
2016-11-13 14:00:00 | -157.37 | 6.4511 | 26.56
2016-11-13 15:00:00 | -162.74 | 6.8337 | 28
2016-11-13 16:00:00 | -166.82 | 7.8539 | 31.84
2016-11-13 17:00:00 | -166.29 | 7.9814 | 32.32
2016-11-13 18:00:00 | -164.07 | 7.9389 | 32.16
2016-11-13 19:00:00 | -158.9 | 8.3215 | 33.6
2016-11-13 20:00:00 | -156.06 | 8.194 | 33.12
2016-11-13 21:00:00 | -155.44 | 8.5765 | 34.56
2016-11-13 22:00:00 | -153.91 | 8.364 | 33.76
2016-11-13 23:00:00 | -150.56 | 8.619 | 34.72
2016-11-14 00:00:00 | -149.61 | 8.8316 | 35.52
2016-11-14 01:00:00 | -149.79 | 9.0866 | 36.48
2016-11-14 02:00:00 | -149.68 | 9.1717 | 36.8
2016-11-14 03:00:00 | -149.68 | 9.2142 | 36.96
2016-11-14 04:00:00 | -150.69 | 9.0866 | 36.48
2016-11-14 05:00:00 | -161.92 | 8.5765 | 34.56
2016-11-14 06:00:00 | -172.92 | 8.8316 | 35.52
2016-11-14 07:00:00 | -169.19 | 8.7466 | 35.2
2016-11-14 08:00:00 | -156.49 | 8.534 | 34.4
2016-11-14 09:00:00 | -155.07 | 8.0664 | 32.64
2016-11-14 10:00:00 | -154.94 | 7.4288 | 30.24
2016-11-14 11:00:00 | -157.51 | 6.8337 | 28
2016-11-14 12:00:00 | -155.84 | 6.2386 | 25.76
2016-11-14 13:00:00 | -160.03 | 6.026 | 24.96
2016-11-14 14:00:00 | -169.19 | 6.196 | 25.6
2016-11-14 15:00:00 | -167.95 | 6.9187 | 28.32
2016-11-14 16:00:00 | -174.09 | 7.2588 | 29.6
2016-11-14 17:00:00 | -164.98 | 7.6413 | 31.04
2016-11-14 18:00:00 | -156.58 | 7.3013 | 29.76
2016-11-14 19:00:00 | -158.07 | 7.5138 | 30.56
2016-11-14 20:00:00 | -153.36 | 7.3863 | 30.08
2016-11-14 21:00:00 | -150.67 | 7.3863 | 30.08
2016-11-14 22:00:00 | -149.72 | 7.2163 | 29.44
2016-11-14 23:00:00 | -148.08 | 7.3013 | 29.76
2016-11-15 00:00:00 | -148.18 | 7.2588 | 29.6
2016-11-15 01:00:00 | -145.68 | 7.1737 | 29.28
2016-11-15 02:00:00 | -144.58 | 7.1737 | 29.28
2016-11-15 03:00:00 | -148.07 | 7.0462 | 28.8
2016-11-15 04:00:00 | -149.67 | 7.0037 | 28.64
2016-11-15 05:00:00 | -154.6 | 7.0037 | 28.64
2016-11-15 06:00:00 | -162.65 | 7.0462 | 28.8
2016-11-15 07:00:00 | -161.94 | 7.0037 | 28.64
2016-11-15 08:00:00 | -161.96 | 6.9187 | 28.32
2016-11-15 09:00:00 | -161.96 | 6.8337 | 28
2016-11-15 10:00:00 | -162.65 | 6.6211 | 27.2
2016-11-15 11:00:00 | -161.08 | 6.7912 | 27.84
2016-11-15 12:00:00 | -161.58 | 6.7912 | 27.84
2016-11-15 13:00:00 | -161.97 | 6.7061 | 27.52
2016-11-15 14:00:00 | -162.01 | 6.5786 | 27.04
2016-11-15 15:00:00 | -162.97 | 6.4936 | 26.72
2016-11-15 16:00:00 | -169.98 | 6.4936 | 26.72
2016-11-15 17:00:00 | -166.02 | 6.2386 | 25.76
2016-11-15 18:00:00 | -170.91 | 6.111 | 25.28
2016-11-15 19:00:00 | -162.74 | 5.9835 | 24.8
2016-11-15 20:00:00 | -156.22 | 5.771 | 24
2016-11-15 21:00:00 | -156.42 | 5.5584 | 23.2
2016-11-15 22:00:00 | -153.4 | 5.2183 | 21.92
2016-11-15 23:00:00 | -153.55 | 4.9208 | 20.8
2016-11-16 00:00:00 | -152.14 | 5.0483 | 21.28
2016-11-16 01:00:00 | -151.4 | 5.3034 | 22.24
2016-11-16 02:00:00 | -151.45 | 5.3884 | 22.56
2016-11-16 03:00:00 | -151.05 | 5.2183 | 21.92
2016-11-16 04:00:00 | -156.59 | 5.0908 | 21.44
2016-11-16 05:00:00 | -164.99 | 5.1333 | 21.6
2016-11-16 06:00:00 | -169.92 | 5.2183 | 21.92
2016-11-16 07:00:00 | -173.96 | 5.2608 | 22.08
2016-11-16 08:00:00 | -175.81 | 5.3034 | 22.24
2016-11-16 09:00:00 | -174.36 | 5.1333 | 21.6
2016-11-16 10:00:00 | -171.96 | 4.7082 | 20
2016-11-16 11:00:00 | -164.9 | 4.5807 | 19.52
2016-11-16 12:00:00 | -163.36 | 4.3682 | 18.72
2016-11-16 13:00:00 | -158.94 | 4.3257 | 18.56
2016-11-16 14:00:00 | -158.11 | 4.3257 | 18.56
2016-11-16 15:00:00 | -158.83 | 4.4107 | 18.88
2016-11-16 16:00:00 | -166.91 | 4.4532 | 19.04
2016-11-16 17:00:00 | -164.95 | 4.3682 | 18.72
2016-11-16 18:00:00 | -164.95 | 4.2406 | 18.24
2016-11-16 19:00:00 | -158.58 | 4.2406 | 18.24
2016-11-16 20:00:00 | -154.12 | 3.9856 | 17.28
2016-11-16 21:00:00 | -154.13 | 3.7305 | 16.32
2016-11-16 22:00:00 | -149.73 | 3.518 | 15.52
2016-11-16 23:00:00 | -145.1 | 3.688 | 16.16
2016-11-17 00:00:00 | -144.44 | 3.773 | 16.48
2016-11-17 01:00:00 | -140.38 | 3.8581 | 16.8
2016-11-17 02:00:00 | -142.99 | 3.9856 | 17.28
2016-11-17 03:00:00 | -146.16 | 4.0281 | 17.44
2016-11-17 04:00:00 | -148.85 | 4.1131 | 17.76
2016-11-17 05:00:00 | -156.54 | 4.1981 | 18.08
2016-11-17 06:00:00 | -165.94 | 4.2831 | 18.4
2016-11-17 07:00:00 | -166.93 | 4.3682 | 18.72
2016-11-17 08:00:00 | -161.14 | 4.4957 | 19.2
2016-11-17 09:00:00 | -160.93 | 4.2831 | 18.4
2016-11-17 10:00:00 | -161.91 | 4.1981 | 18.08
2016-11-17 11:00:00 | -161.65 | 4.1131 | 17.76
2016-11-17 12:00:00 | -159.66 | 3.9431 | 17.12
2016-11-17 13:00:00 | -155.13 | 3.9856 | 17.28
2016-11-17 14:00:00 | -155.36 | 3.8581 | 16.8
2016-11-17 15:00:00 | -155.91 | 4.0281 | 17.44
2016-11-17 16:00:00 | -155.99 | 4.2831 | 18.4
2016-11-17 17:00:00 | -155.47 | 4.5807 | 19.52
2016-11-17 18:00:00 | -153.62 | 4.8358 | 20.48
2016-11-17 19:00:00 | -150.08 | 4.9208 | 20.8
2016-11-17 20:00:00 | -144.92 | 4.7933 | 20.32
2016-11-17 21:00:00 | -131.72 | 4.6657 | 19.84
2016-11-17 22:00:00 | -126.26 | 4.6232 | 19.68
2016-11-17 23:00:00 | -118.1 | 4.1981 | 18.08
2016-11-18 00:00:00 | -105.9 | 3.8155 | 16.64
2016-11-18 01:00:00 | -108 | 3.5605 | 15.68
2016-11-18 02:00:00 | -117.99 | 3.4755 | 15.36
2016-11-18 03:00:00 | -126.86 | 3.4755 | 15.36
2016-11-18 04:00:00 | -131.22 | 3.3905 | 15.04
2016-11-18 05:00:00 | -147.83 | 3.3054 | 14.72
2016-11-18 06:00:00 | -155.88 | 3.1354 | 14.08
2016-11-18 07:00:00 | -152.74 | 3.0079 | 13.6
2016-11-18 08:00:00 | -152.65 | 2.7953 | 12.8
2016-11-18 09:00:00 | -151.86 | 2.5828 | 12
2016-11-18 10:00:00 | -151.13 | 2.2852 | 10.88
2016-11-18 11:00:00 | -149.04 | 3.0929 | 13.92
2016-11-18 12:00:00 | -149.06 | 3.603 | 15.84
2016-11-18 13:00:00 | -149.79 | 3.773 | 16.48
2016-11-18 14:00:00 | -153.99 | 3.8581 | 16.8
2016-11-18 15:00:00 | -157.96 | 4.0706 | 17.6
2016-11-18 16:00:00 | -157.98 | 4.1981 | 18.08
2016-11-18 17:00:00 | -157.02 | 4.1131 | 17.76
2016-11-18 18:00:00 | -152.06 | 4.0706 | 17.6
2016-11-18 19:00:00 | -152.02 | 4.1981 | 18.08
2016-11-18 20:00:00 | -145.66 | 4.6232 | 19.68
2016-11-18 21:00:00 | -135.88 | 5.1333 | 21.6
2016-11-18 22:00:00 | -131.57 | 5.3459 | 22.4
2016-11-18 23:00:00 | -131.79 | 5.3884 | 22.56
2016-11-19 00:00:00 | -130.69 | 5.2608 | 22.08
2016-11-19 01:00:00 | -130.85 | 5.2608 | 22.08
2016-11-19 02:00:00 | -133.18 | 5.3034 | 22.24
2016-11-19 03:00:00 | -138.56 | 5.4734 | 22.88
2016-11-19 04:00:00 | -136.58 | 5.6434 | 23.52
2016-11-19 05:00:00 | -138.2 | 5.941 | 24.64
2016-11-19 06:00:00 | -151.36 | 5.7284 | 23.84
2016-11-19 07:00:00 | -155.01 | 5.9835 | 24.8
2016-11-19 08:00:00 | -159.08 | 5.856 | 24.32
2016-11-19 09:00:00 | -159 | 5.5584 | 23.2
2016-11-19 10:00:00 | -158.1 | 5.2608 | 22.08
2016-11-19 11:00:00 | -157.24 | 5.0483 | 21.28
2016-11-19 12:00:00 | -154.97 | 4.9633 | 20.96
2016-11-19 13:00:00 | -154.96 | 4.7507 | 20.16
2016-11-19 14:00:00 | -157.96 | 4.6657 | 19.84
2016-11-19 15:00:00 | -164.9 | 4.7507 | 20.16
2016-11-19 16:00:00 | -164.95 | 4.7933 | 20.32
2016-11-19 17:00:00 | -160.96 | 4.9633 | 20.96
2016-11-19 18:00:00 | -157.97 | 5.1758 | 21.76
2016-11-19 19:00:00 | -151.8 | 5.2608 | 22.08
2016-11-19 20:00:00 | -151.08 | 5.2608 | 22.08
2016-11-19 21:00:00 | -150.14 | 5.941 | 24.64
2016-11-19 22:00:00 | -140.09 | 5.8985 | 24.48
2016-11-19 23:00:00 | -131.66 | 6.3236 | 26.08
2016-11-20 00:00:00 | -131.62 | 6.5361 | 26.88
2016-11-20 01:00:00 | -132.66 | 6.8337 | 28
2016-11-20 02:00:00 | -131.61 | 6.6636 | 27.36
2016-11-20 03:00:00 | -131.64 | 6.7061 | 27.52
2016-11-20 04:00:00 | -123.68 | 6.9187 | 28.32
2016-11-20 05:00:00 | -119 | 6.9187 | 28.32
2016-11-20 06:00:00 | -117.99 | 6.7487 | 27.68
2016-11-20 07:00:00 | -126.04 | 6.5786 | 27.04
2016-11-20 08:00:00 | -123.68 | 6.3236 | 26.08
2016-11-20 09:00:00 | -117.56 | 5.856 | 24.32
2016-11-20 10:00:00 | -117.96 | 5.1333 | 21.6
2016-11-20 11:00:00 | -108.06 | 4.8783 | 20.64
2016-11-20 12:00:00 | -95.83 | 4.4532 | 19.04
2016-11-20 13:00:00 | -87.59 | 4.3682 | 18.72
2016-11-20 14:00:00 | -102.32 | 4.4957 | 19.2
2016-11-20 15:00:00 | -88.96 | 4.4957 | 19.2
2016-11-20 16:00:00 | -127.9 | 4.5382 | 19.36
2016-11-20 17:00:00 | -126.06 | 4.4107 | 18.88
2016-11-20 18:00:00 | -126.99 | 4.2831 | 18.4
2016-11-20 19:00:00 | -116.42 | 4.2406 | 18.24
2016-11-20 20:00:00 | -114.65 | 3.9856 | 17.28
2016-11-20 21:00:00 | -121.45 | 3.1779 | 14.24
2016-11-20 22:00:00 | -103.09 | 4.2831 | 18.4
2016-11-20 23:00:00 | -131.56 | 4.1981 | 18.08
2016-11-21 00:00:00 | -126.81 | 4.3257 | 18.56
2016-11-21 01:00:00 | -127.79 | 4.5382 | 19.36
2016-11-21 02:00:00 | -129.01 | 4.6232 | 19.68
2016-11-21 03:00:00 | -128.88 | 4.7082 | 20
2016-11-21 04:00:00 | -138 | 4.9208 | 20.8
2016-11-21 05:00:00 | -156.71 | 4.7933 | 20.32
2016-11-21 06:00:00 | -167.86 | 4.7082 | 20
2016-11-21 07:00:00 | -167.4 | 4.8358 | 20.48
2016-11-21 08:00:00 | -164.25 | 4.6232 | 19.68
2016-11-21 09:00:00 | -159.15 | 4.1981 | 18.08
2016-11-21 10:00:00 | -159.61 | 3.9006 | 16.96
2016-11-21 11:00:00 | -159.75 | 3.348 | 14.88
2016-11-21 12:00:00 | -163.74 | 3.0929 | 13.92
2016-11-21 13:00:00 | -164.91 | 2.9654 | 13.44
2016-11-21 14:00:00 | -166 | 3.1779 | 14.24
2016-11-21 15:00:00 | -162.72 | 3.7305 | 16.32
2016-11-21 16:00:00 | -163.56 | 3.9856 | 17.28
2016-11-21 17:00:00 | -156.71 | 3.9856 | 17.28
2016-11-21 18:00:00 | -154.3 | 4.2406 | 18.24
2016-11-21 19:00:00 | -153.75 | 4.2406 | 18.24
2016-11-21 20:00:00 | -150.84 | 4.2831 | 18.4
2016-11-21 21:00:00 | -150.46 | 4.2831 | 18.4
2016-11-21 22:00:00 | -140.07 | 4.4107 | 18.88
2016-11-21 23:00:00 | -142.1 | 4.3682 | 18.72
2016-11-22 00:00:00 | -145.11 | 4.3257 | 18.56
2016-11-22 01:00:00 | -139.49 | 4.2831 | 18.4
2016-11-22 02:00:00 | -139 | 4.2831 | 18.4
2016-11-22 03:00:00 | -137.99 | 4.2831 | 18.4
2016-11-22 04:00:00 | -147.38 | 4.3257 | 18.56
2016-11-22 05:00:00 | -151.89 | 4.2831 | 18.4
2016-11-22 06:00:00 | -158.89 | 4.2831 | 18.4
2016-11-22 07:00:00 | -157.43 | 4.1981 | 18.08
2016-11-22 08:00:00 | -155.16 | 4.1131 | 17.76
2016-11-22 09:00:00 | -153.85 | 4.0706 | 17.6
2016-11-22 10:00:00 | -154.35 | 3.9006 | 16.96
2016-11-22 11:00:00 | -155 | 3.7305 | 16.32
2016-11-22 12:00:00 | -156.46 | 3.518 | 15.52
2016-11-22 13:00:00 | -164.02 | 3.518 | 15.52
2016-11-22 14:00:00 | -169.94 | 3.603 | 15.84
2016-11-22 15:00:00 | -169.51 | 4.1556 | 17.92
2016-11-22 16:00:00 | -182.2 | 4.0281 | 17.44
2016-11-22 17:00:00 | -172.67 | 4.0281 | 17.44
2016-11-22 18:00:00 | -169.99 | 4.4107 | 18.88
2016-11-22 19:00:00 | -164.98 | 4.4532 | 19.04
2016-11-22 20:00:00 | -156.77 | 4.4957 | 19.2
2016-11-22 21:00:00 | -155.17 | 4.6232 | 19.68
2016-11-22 22:00:00 | -152.8 | 4.6657 | 19.84
2016-11-22 23:00:00 | -152.61 | 4.7082 | 20
2016-11-23 00:00:00 | -151.65 | 5.0483 | 21.28
2016-11-23 01:00:00 | -151.46 | 4.7507 | 20.16
2016-11-23 02:00:00 | -150.08 | 4.9633 | 20.96
2016-11-23 03:00:00 | -151.54 | 4.9208 | 20.8
2016-11-23 04:00:00 | -153.38 | 5.6859 | 23.68
2016-11-23 05:00:00 | -164.34 | 5.3034 | 22.24
2016-11-23 06:00:00 | -166.81 | 5.1333 | 21.6
2016-11-23 07:00:00 | -169.1 | 5.5584 | 23.2
2016-11-23 08:00:00 | -171.94 | 5.8135 | 24.16
2016-11-23 09:00:00 | -169 | 5.2608 | 22.08
2016-11-23 10:00:00 | -169.95 | 5.1333 | 21.6
2016-11-23 11:00:00 | -167.99 | 4.5382 | 19.36
2016-11-23 12:00:00 | -169.92 | 3.9856 | 17.28
2016-11-23 13:00:00 | -172.98 | 4.4957 | 19.2
2016-11-23 14:00:00 | -176.48 | 4.7933 | 20.32
2016-11-23 15:00:00 | -173.01 | 5.3459 | 22.4
2016-11-23 16:00:00 | -180 | 5.5584 | 23.2
2016-11-23 17:00:00 | -170.92 | 5.941 | 24.64
2016-11-23 18:00:00 | -168 | 5.9835 | 24.8
2016-11-23 19:00:00 | -157.13 | 5.6434 | 23.52
2016-11-23 20:00:00 | -155.21 | 5.6434 | 23.52
2016-11-23 21:00:00 | -155.79 | 5.7284 | 23.84
2016-11-23 22:00:00 | -151.99 | 5.771 | 24
2016-11-23 23:00:00 | -150.66 | 5.856 | 24.32
2016-11-24 00:00:00 | -149.61 | 5.941 | 24.64
2016-11-24 01:00:00 | -148.8 | 5.856 | 24.32
2016-11-24 02:00:00 | -147.58 | 5.7284 | 23.84
2016-11-24 03:00:00 | -147.76 | 5.8135 | 24.16
2016-11-24 04:00:00 | -150.44 | 5.856 | 24.32
2016-11-24 05:00:00 | -154.5 | 5.5584 | 23.2
2016-11-24 06:00:00 | -161.12 | 5.6859 | 23.68
2016-11-24 07:00:00 | -163.97 | 6.3236 | 26.08
2016-11-24 08:00:00 | -162.96 | 6.2386 | 25.76
2016-11-24 09:00:00 | -161.69 | 5.4734 | 22.88
2016-11-24 10:00:00 | -162.25 | 5.0058 | 21.12
2016-11-24 11:00:00 | -160.87 | 4.7933 | 20.32
2016-11-24 12:00:00 | -160.91 | 4.7507 | 20.16
2016-11-24 13:00:00 | -160.77 | 4.7082 | 20
2016-11-24 14:00:00 | -162.59 | 5.1333 | 21.6
2016-11-24 15:00:00 | -167.36 | 5.8985 | 24.48
2016-11-24 16:00:00 | -168.97 | 6.2386 | 25.76
2016-11-24 17:00:00 | -163.23 | 6.5786 | 27.04
2016-11-24 18:00:00 | -162.1 | 7.0037 | 28.64
2016-11-24 19:00:00 | -156.07 | 7.1312 | 29.12
2016-11-24 20:00:00 | -155.71 | 7.2163 | 29.44
2016-11-24 21:00:00 | -153.88 | 8.194 | 33.12
2016-11-24 22:00:00 | -151.62 | 8.1514 | 32.96
2016-11-24 23:00:00 | -153.23 | 7.8539 | 31.84
2016-11-25 00:00:00 | -150.99 | 7.8964 | 32
2016-11-25 01:00:00 | -150.02 | 7.9814 | 32.32
2016-11-25 02:00:00 | -149.05 | 7.9389 | 32.16
2016-11-25 03:00:00 | -149.18 | 8.279 | 33.44
2016-11-25 04:00:00 | -152.85 | 8.364 | 33.76
2016-11-25 05:00:00 | -155.98 | 8.0664 | 32.64
2016-11-25 06:00:00 | -165.1 | 7.6839 | 31.2
2016-11-25 07:00:00 | -166.49 | 7.5988 | 30.88
2016-11-25 08:00:00 | -165.97 | 7.6413 | 31.04
2016-11-25 09:00:00 | -165.42 | 7.5138 | 30.56
2016-11-25 10:00:00 | -166.25 | 7.0462 | 28.8
2016-11-25 11:00:00 | -165.95 | 6.6211 | 27.2
2016-11-25 12:00:00 | -165.95 | 6.4511 | 26.56
2016-11-25 13:00:00 | -165.92 | 6.4086 | 26.4
2016-11-25 14:00:00 | -166.81 | 6.2811 | 25.92
2016-11-25 15:00:00 | -167.96 | 6.196 | 25.6
2016-11-25 16:00:00 | -172.75 | 6.2386 | 25.76
2016-11-25 17:00:00 | -166.29 | 6.2811 | 25.92
2016-11-25 18:00:00 | -166.94 | 6.3236 | 26.08
2016-11-25 19:00:00 | -161.52 | 6.4511 | 26.56
2016-11-25 20:00:00 | -156.92 | 6.5361 | 26.88
2016-11-25 21:00:00 | -156.67 | 6.7487 | 27.68
2016-11-25 22:00:00 | -153.24 | 6.8762 | 28.16
2016-11-25 23:00:00 | -150.5 | 7.0037 | 28.64
2016-11-26 00:00:00 | -149.93 | 7.1312 | 29.12
2016-11-26 01:00:00 | -149.82 | 7.1737 | 29.28
2016-11-26 02:00:00 | -149.84 | 7.2163 | 29.44
2016-11-26 03:00:00 | -150.07 | 7.2163 | 29.44
2016-11-26 04:00:00 | -150.35 | 7.3013 | 29.76
2016-11-26 05:00:00 | -151.36 | 7.5563 | 30.72
2016-11-26 06:00:00 | -160.22 | 7.6839 | 31.2
2016-11-26 07:00:00 | -162.1 | 7.6413 | 31.04
2016-11-26 08:00:00 | -164.76 | 7.5988 | 30.88
2016-11-26 09:00:00 | -166.92 | 7.3863 | 30.08
2016-11-26 10:00:00 | -166.56 | 7.0887 | 28.96
2016-11-26 11:00:00 | -165.91 | 6.9187 | 28.32
2016-11-26 12:00:00 | -161.97 | 6.6636 | 27.36
2016-11-26 13:00:00 | -156.24 | 6.5361 | 26.88
2016-11-26 14:00:00 | -158.44 | 6.4511 | 26.56
2016-11-26 15:00:00 | -163.3 | 6.3661 | 26.24
2016-11-26 16:00:00 | -165.96 | 6.3661 | 26.24
2016-11-26 17:00:00 | -161.95 | 6.2811 | 25.92
2016-11-26 18:00:00 | -155.5 | 6.3661 | 26.24
2016-11-26 19:00:00 | -150.91 | 6.3236 | 26.08
2016-11-26 20:00:00 | -150.75 | 6.196 | 25.6
2016-11-26 21:00:00 | -149.72 | 5.856 | 24.32
2016-11-26 22:00:00 | -146.25 | 5.771 | 24
2016-11-26 23:00:00 | -140.92 | 5.4309 | 22.72
2016-11-27 00:00:00 | -139.14 | 5.1758 | 21.76
2016-11-27 01:00:00 | -138.25 | 5.1333 | 21.6
2016-11-27 02:00:00 | -138.28 | 5.1333 | 21.6
2016-11-27 03:00:00 | -138.95 | 5.2183 | 21.92
2016-11-27 04:00:00 | -145 | 5.4309 | 22.72
2016-11-27 05:00:00 | -146.02 | 5.771 | 24
2016-11-27 06:00:00 | -146.93 | 6.111 | 25.28
2016-11-27 07:00:00 | -149.35 | 6.2811 | 25.92
2016-11-27 08:00:00 | -151.19 | 6.2386 | 25.76
2016-11-27 09:00:00 | -152.24 | 5.8135 | 24.16
2016-11-27 10:00:00 | -156.13 | 5.3459 | 22.4
2016-11-27 11:00:00 | -153.69 | 5.2183 | 21.92
2016-11-27 12:00:00 | -151.44 | 5.2183 | 21.92
2016-11-27 13:00:00 | -151.53 | 5.3034 | 22.24
2016-11-27 14:00:00 | -152.2 | 5.6859 | 23.68
2016-11-27 15:00:00 | -155.48 | 6.2386 | 25.76
2016-11-27 16:00:00 | -159.07 | 6.6636 | 27.36
2016-11-27 17:00:00 | -159.05 | 6.6636 | 27.36
2016-11-27 18:00:00 | -154.08 | 6.7912 | 27.84
2016-11-27 19:00:00 | -152.69 | 7.0462 | 28.8
2016-11-27 20:00:00 | -150.69 | 7.2588 | 29.6
2016-11-27 21:00:00 | -150.16 | 7.4288 | 30.24
2016-11-27 22:00:00 | -146.43 | 7.5138 | 30.56
2016-11-27 23:00:00 | -145.06 | 7.3438 | 29.92
2016-11-28 00:00:00 | -146.24 | 7.3438 | 29.92
2016-11-28 01:00:00 | -142.31 | 7.5563 | 30.72
2016-11-28 02:00:00 | -142.03 | 7.6839 | 31.2
2016-11-28 03:00:00 | -144.81 | 7.5563 | 30.72
2016-11-28 04:00:00 | -149.96 | 7.6413 | 31.04
2016-11-28 05:00:00 | -155.94 | 7.9814 | 32.32
2016-11-28 06:00:00 | -165.88 | 7.8964 | 32
2016-11-28 07:00:00 | -164.99 | 7.6413 | 31.04
2016-11-28 08:00:00 | -162.42 | 7.5138 | 30.56
2016-11-28 09:00:00 | -155.92 | 7.4288 | 30.24
2016-11-28 10:00:00 | -161.53 | 6.8337 | 28
2016-11-28 11:00:00 | -155.38 | 6.8337 | 28
2016-11-28 12:00:00 | -162.81 | 6.8762 | 28.16
2016-11-28 13:00:00 | -163.77 | 6.6636 | 27.36
2016-11-28 14:00:00 | -169.38 | 7.2163 | 29.44
2016-11-28 15:00:00 | -175.21 | 7.5138 | 30.56
2016-11-28 16:00:00 | -183.11 | 7.6839 | 31.2
2016-11-28 17:00:00 | -169.42 | 7.9389 | 32.16
2016-11-28 18:00:00 | -166.5 | 8.2365 | 33.28
2016-11-28 19:00:00 | -163.97 | 8.364 | 33.76
2016-11-28 20:00:00 | -157.29 | 8.4065 | 33.92
2016-11-28 21:00:00 | -154.14 | 8.6616 | 34.88
2016-11-28 22:00:00 | -152.59 | 8.7466 | 35.2
2016-11-28 23:00:00 | -154.92 | 8.8316 | 35.52
2016-11-29 00:00:00 | -153.78 | 8.8741 | 35.68
2016-11-29 01:00:00 | -152.81 | 9.0441 | 36.32
2016-11-29 02:00:00 | -152.43 | 9.0866 | 36.48
2016-11-29 03:00:00 | -152.89 | 9.0441 | 36.32
2016-11-29 04:00:00 | -154.75 | 8.7041 | 35.04
2016-11-29 05:00:00 | -162.68 | 8.7891 | 35.36
2016-11-29 06:00:00 | -172.95 | 8.194 | 33.12
2016-11-29 07:00:00 | -170.65 | 8.1089 | 32.8
2016-11-29 08:00:00 | -166.5 | 8.0239 | 32.48
2016-11-29 09:00:00 | -161.69 | 7.7689 | 31.52
2016-11-29 10:00:00 | -160.2 | 7.4288 | 30.24
2016-11-29 11:00:00 | -158.42 | 7.0037 | 28.64
2016-11-29 12:00:00 | -159.75 | 6.7061 | 27.52
2016-11-29 13:00:00 | -161.12 | 6.4936 | 26.72
2016-11-29 14:00:00 | -168.94 | 6.5786 | 27.04
2016-11-29 15:00:00 | -173.58 | 7.0037 | 28.64
2016-11-29 16:00:00 | -173.66 | 7.0887 | 28.96
2016-11-29 17:00:00 | -170.61 | 7.5138 | 30.56
2016-11-29 18:00:00 | -165.94 | 7.6839 | 31.2
2016-11-29 19:00:00 | -157.97 | 7.9389 | 32.16
2016-11-29 20:00:00 | -153.9 | 7.9389 | 32.16
2016-11-29 21:00:00 | -150.9 | 8.1514 | 32.96
2016-11-29 22:00:00 | -148.38 | 8.3215 | 33.6
2016-11-29 23:00:00 | -145.75 | 8.2365 | 33.28
2016-11-30 00:00:00 | -145.36 | 8.449 | 34.08
2016-11-30 01:00:00 | -145.02 | 8.4065 | 33.92
2016-11-30 02:00:00 | -143.3 | 8.279 | 33.44
2016-11-30 03:00:00 | -146.04 | 8.0664 | 32.64
2016-11-30 04:00:00 | -147.93 | 7.8114 | 31.68
2016-11-30 05:00:00 | -152.13 | 7.6839 | 31.2
2016-11-30 06:00:00 | -165.92 | 7.3013 | 29.76
2016-11-30 07:00:00 | -165.91 | 7.0887 | 28.96
2016-11-30 08:00:00 | -162.47 | 7.0037 | 28.64
2016-11-30 09:00:00 | -155.49 | 6.9612 | 28.48
2016-11-30 10:00:00 | -155.91 | 6.7061 | 27.52
2016-11-30 11:00:00 | -155.42 | 6.4511 | 26.56
2016-11-30 12:00:00 | -153.98 | 6.3661 | 26.24
2016-11-30 13:00:00 | -157.33 | 6.3236 | 26.08
2016-11-30 14:00:00 | -156.74 | 6.3661 | 26.24
2016-11-30 15:00:00 | -162.75 | 6.2811 | 25.92
2016-11-30 16:00:00 | -164.93 | 6.1535 | 25.44
2016-11-30 17:00:00 | -157.95 | 6.111 | 25.28
2016-11-30 18:00:00 | -157.47 | 5.941 | 24.64
2016-11-30 19:00:00 | -153.08 | 5.771 | 24
2016-11-30 20:00:00 | -150.58 | 5.7284 | 23.84
2016-11-30 21:00:00 | -149.86 | 5.5584 | 23.2
2016-11-30 22:00:00 | -145 | 5.5159 | 23.04
2016-11-30 23:00:00 | -144.79 | 5.4309 | 22.72
2016-12-01 00:00:00 | -132.95 | 5.3884 | 22.56
2016-12-01 01:00:00 | -129.95 | 5.2608 | 22.08
2016-12-01 02:00:00 | -128.27 | 5.1333 | 21.6
2016-12-01 03:00:00 | -129.29 | 5.0908 | 21.44
2016-12-01 04:00:00 | -139.93 | 5.0483 | 21.28
2016-12-01 05:00:00 | -150.06 | 4.9208 | 20.8
2016-12-01 06:00:00 | -153.39 | 4.7933 | 20.32
2016-12-01 07:00:00 | -152.36 | 4.7082 | 20
2016-12-01 08:00:00 | -155.01 | 4.6657 | 19.84
2016-12-01 09:00:00 | -156.79 | 4.6232 | 19.68
2016-12-01 10:00:00 | -154.36 | 4.4532 | 19.04
2016-12-01 11:00:00 | -151.99 | 4.3257 | 18.56
2016-12-01 12:00:00 | -150.29 | 4.3682 | 18.72
2016-12-01 13:00:00 | -149.37 | 4.3682 | 18.72
2016-12-01 14:00:00 | -149.38 | 4.3682 | 18.72
2016-12-01 15:00:00 | -150.38 | 4.2831 | 18.4
2016-12-01 16:00:00 | -153.73 | 4.2831 | 18.4
2016-12-01 17:00:00 | -150.94 | 4.3682 | 18.72
2016-12-01 18:00:00 | -151.86 | 4.5807 | 19.52
2016-12-01 19:00:00 | -149.32 | 4.6232 | 19.68
2016-12-01 20:00:00 | -146.01 | 4.5382 | 19.36
2016-12-01 21:00:00 | -137.66 | 4.3257 | 18.56
2016-12-01 22:00:00 | -126.94 | 4.2406 | 18.24
2016-12-01 23:00:00 | -125.23 | 4.4957 | 19.2
2016-12-02 00:00:00 | -125.2 | 4.8358 | 20.48
2016-12-02 01:00:00 | -124.07 | 5.1758 | 21.76
2016-12-02 02:00:00 | -126.79 | 5.3034 | 22.24
2016-12-02 03:00:00 | -137.83 | 6.4086 | 26.4
2016-12-02 04:00:00 | -144.88 | 6.3236 | 26.08
2016-12-02 05:00:00 | -149.87 | 6.4511 | 26.56
2016-12-02 06:00:00 | -164.06 | 6.8337 | 28
2016-12-02 07:00:00 | -164.94 | 6.8337 | 28
2016-12-02 08:00:00 | -162.71 | 6.8762 | 28.16
2016-12-02 09:00:00 | -161.5 | 6.4511 | 26.56
2016-12-02 10:00:00 | -164.9 | 6.026 | 24.96
2016-12-02 11:00:00 | -164.93 | 5.7284 | 23.84
2016-12-02 12:00:00 | -165.97 | 5.6009 | 23.36
2016-12-02 13:00:00 | -167.54 | 5.6434 | 23.52
2016-12-02 14:00:00 | -169.11 | 5.856 | 24.32
2016-12-02 15:00:00 | -167.99 | 6.111 | 25.28
2016-12-02 16:00:00 | -174.85 | 6.6211 | 27.2
2016-12-02 17:00:00 | -176.1 | 6.7912 | 27.84
2016-12-02 18:00:00 | -168.03 | 6.9187 | 28.32
2016-12-02 19:00:00 | -170.07 | 6.9612 | 28.48
2016-12-02 20:00:00 | -165.91 | 7.0462 | 28.8
2016-12-02 21:00:00 | -162.02 | 7.2163 | 29.44
2016-12-02 22:00:00 | -154.03 | 7.6839 | 31.2
2016-12-02 23:00:00 | -150.9 | 7.8114 | 31.68
2016-12-03 00:00:00 | -151.11 | 7.5988 | 30.88
2016-12-03 01:00:00 | -151.71 | 7.8114 | 31.68
2016-12-03 02:00:00 | -151.49 | 8.0239 | 32.48
2016-12-03 03:00:00 | -151.63 | 8.3215 | 33.6
2016-12-03 04:00:00 | -151.21 | 8.534 | 34.4
2016-12-03 05:00:00 | -154.69 | 8.4065 | 33.92
2016-12-03 06:00:00 | -154 | 8.3215 | 33.6
2016-12-03 07:00:00 | -157 | 8.619 | 34.72
2016-12-03 08:00:00 | -163.96 | 8.534 | 34.4
2016-12-03 09:00:00 | -158.13 | 7.9814 | 32.32
2016-12-03 10:00:00 | -156.22 | 7.4713 | 30.4
2016-12-03 11:00:00 | -155.32 | 7.0037 | 28.64
2016-12-03 12:00:00 | -154.18 | 6.7487 | 27.68
2016-12-03 13:00:00 | -157.69 | 6.7487 | 27.68
2016-12-03 14:00:00 | -165.94 | 7.0037 | 28.64
2016-12-03 15:00:00 | -170 | 7.2163 | 29.44
2016-12-03 16:00:00 | -182.6 | 7.5138 | 30.56
2016-12-03 17:00:00 | -176.94 | 7.7264 | 31.36
2016-12-03 18:00:00 | -166.9 | 7.7264 | 31.36
2016-12-03 19:00:00 | -162.97 | 7.8964 | 32
2016-12-03 20:00:00 | -158.73 | 8.1514 | 32.96
2016-12-03 21:00:00 | -159.9 | 8.0239 | 32.48
2016-12-03 22:00:00 | -152.42 | 8.1089 | 32.8
2016-12-03 23:00:00 | -153.6 | 8.0239 | 32.48
2016-12-04 00:00:00 | -151.9 | 8.0239 | 32.48
2016-12-04 01:00:00 | -152.22 | 7.9814 | 32.32
2016-12-04 02:00:00 | -152.28 | 7.7264 | 31.36
2016-12-04 03:00:00 | -151.75 | 7.7689 | 31.52
2016-12-04 04:00:00 | -151.75 | 7.7689 | 31.52
2016-12-04 05:00:00 | -151.85 | 7.8539 | 31.84
2016-12-04 06:00:00 | -151.1 | 7.8539 | 31.84
2016-12-04 07:00:00 | -153.08 | 7.8964 | 32
2016-12-04 08:00:00 | -154.28 | 7.8539 | 31.84
2016-12-04 09:00:00 | -153.88 | 7.7264 | 31.36
2016-12-04 10:00:00 | -154.33 | 7.5138 | 30.56
2016-12-04 11:00:00 | -152.42 | 7.2588 | 29.6
2016-12-04 12:00:00 | -152.02 | 7.2163 | 29.44
2016-12-04 13:00:00 | -152.2 | 7.0462 | 28.8
2016-12-04 14:00:00 | -153.68 | 7.0887 | 28.96
2016-12-04 15:00:00 | -162 | 7.1312 | 29.12
2016-12-04 16:00:00 | -165.98 | 7.1737 | 29.28
2016-12-04 17:00:00 | -166.96 | 7.2163 | 29.44
2016-12-04 18:00:00 | -167.9 | 7.2163 | 29.44
2016-12-04 19:00:00 | -164.95 | 7.1737 | 29.28
2016-12-04 20:00:00 | -161.91 | 7.2163 | 29.44
2016-12-04 21:00:00 | -164.34 | 7.2588 | 29.6
2016-12-04 22:00:00 | -153.75 | 7.2588 | 29.6
2016-12-04 23:00:00 | -153.77 | 7.3863 | 30.08
2016-12-05 00:00:00 | -153.03 | 7.4288 | 30.24
2016-12-05 01:00:00 | -151.56 | 7.4713 | 30.4
2016-12-05 02:00:00 | -151.27 | 7.6413 | 31.04
2016-12-05 03:00:00 | -152.93 | 8.3215 | 33.6
2016-12-05 04:00:00 | -155.44 | 8.449 | 34.08
2016-12-05 05:00:00 | -168.38 | 8.619 | 34.72
2016-12-05 06:00:00 | -180.55 | 8.619 | 34.72
2016-12-05 07:00:00 | -182.79 | 8.5765 | 34.56
2016-12-05 08:00:00 | -174.45 | 8.5765 | 34.56
2016-12-05 09:00:00 | -165.93 | 8.7891 | 35.36
2016-12-05 10:00:00 | -164.98 | 8.6616 | 34.88
2016-12-05 11:00:00 | -157.65 | 8.5765 | 34.56
2016-12-05 12:00:00 | -172.45 | 8.3215 | 33.6
2016-12-05 13:00:00 | -180.36 | 8.3215 | 33.6
2016-12-05 14:00:00 | -180.36 | 8.364 | 33.76
2016-12-05 15:00:00 | -181.45 | 8.5765 | 34.56
2016-12-05 16:00:00 | -196.39 | 8.7466 | 35.2
2016-12-05 17:00:00 | -176.42 | 8.6616 | 34.88
2016-12-05 18:00:00 | -174.96 | 8.449 | 34.08
2016-12-05 19:00:00 | -166.9 | 8.194 | 33.12
2016-12-05 20:00:00 | -158.99 | 7.9389 | 32.16
2016-12-05 21:00:00 | -151.94 | 7.7689 | 31.52
2016-12-05 22:00:00 | -151.51 | 7.6413 | 31.04
2016-12-05 23:00:00 | -156.02 | 7.6413 | 31.04
2016-12-06 00:00:00 | -159.58 | 7.5563 | 30.72
2016-12-06 01:00:00 | -154.53 | 7.3863 | 30.08
2016-12-06 02:00:00 | -156.15 | 7.2588 | 29.6
2016-12-06 03:00:00 | -160.93 | 7.2163 | 29.44
2016-12-06 04:00:00 | -164.66 | 7.1312 | 29.12
2016-12-06 05:00:00 | -167.5 | 6.9612 | 28.48
2016-12-06 06:00:00 | -192.73 | 6.7061 | 27.52
2016-12-06 07:00:00 | -198.09 | 6.7487 | 27.68
2016-12-06 08:00:00 | -194 | 6.6636 | 27.36
2016-12-06 09:00:00 | -184.39 | 6.3236 | 26.08
2016-12-06 10:00:00 | -176.99 | 6.2386 | 25.76
2016-12-06 11:00:00 | -174.77 | 6.026 | 24.96
2016-12-06 12:00:00 | -176.12 | 5.941 | 24.64
2016-12-06 13:00:00 | -181.61 | 5.771 | 24
2016-12-06 14:00:00 | -184.31 | 6.4511 | 26.56
2016-12-06 15:00:00 | -190.97 | 6.9612 | 28.48
2016-12-06 16:00:00 | -207.25 | 7.2163 | 29.44
2016-12-06 17:00:00 | -200.71 | 7.3863 | 30.08
2016-12-06 18:00:00 | -193.39 | 7.5988 | 30.88
2016-12-06 19:00:00 | -180.76 | 7.6413 | 31.04
2016-12-06 20:00:00 | -164.98 | 8.0664 | 32.64
2016-12-06 21:00:00 | -157.47 | 8.279 | 33.44
2016-12-06 22:00:00 | -154.08 | 8.7041 | 35.04
2016-12-06 23:00:00 | -151.09 | 8.9166 | 35.84
2016-12-07 00:00:00 | -150.77 | 8.534 | 34.4
2016-12-07 01:00:00 | -149.91 | 8.3215 | 33.6
2016-12-07 02:00:00 | -149.41 | 8.2365 | 33.28
2016-12-07 03:00:00 | -149.07 | 8.2365 | 33.28
2016-12-07 04:00:00 | -150.43 | 8.194 | 33.12
2016-12-07 05:00:00 | -156 | 8.1514 | 32.96
2016-12-07 06:00:00 | -163.28 | 8.1089 | 32.8
2016-12-07 07:00:00 | -165.96 | 7.9814 | 32.32
2016-12-07 08:00:00 | -164.95 | 7.8114 | 31.68
2016-12-07 09:00:00 | -164.98 | 7.7264 | 31.36
2016-12-07 10:00:00 | -162.89 | 7.7264 | 31.36
2016-12-07 11:00:00 | -158 | 7.6839 | 31.2
2016-12-07 12:00:00 | -157.13 | 7.5988 | 30.88
2016-12-07 13:00:00 | -157.11 | 7.3863 | 30.08
2016-12-07 14:00:00 | -159.12 | 7.1737 | 29.28
2016-12-07 15:00:00 | -162.47 | 7.0462 | 28.8
2016-12-07 16:00:00 | -163.28 | 6.9612 | 28.48
2016-12-07 17:00:00 | -156.39 | 6.8337 | 28
2016-12-07 18:00:00 | -154.03 | 6.7912 | 27.84
2016-12-07 19:00:00 | -152.14 | 6.6211 | 27.2
2016-12-07 20:00:00 | -150.03 | 6.4936 | 26.72
2016-12-07 21:00:00 | -148.85 | 6.196 | 25.6
2016-12-07 22:00:00 | -145.03 | 5.771 | 24
2016-12-07 23:00:00 | -140.46 | 5.6434 | 23.52
2016-12-08 00:00:00 | -131.7 | 5.6859 | 23.68
2016-12-08 01:00:00 | -129.57 | 5.5159 | 23.04
2016-12-08 02:00:00 | -129.79 | 5.3034 | 22.24
2016-12-08 03:00:00 | -131.33 | 5.5159 | 23.04
2016-12-08 04:00:00 | -135.94 | 5.4734 | 22.88
2016-12-08 05:00:00 | -147.36 | 5.4734 | 22.88
2016-12-08 06:00:00 | -151.56 | 5.4309 | 22.72
2016-12-08 07:00:00 | -154.01 | 5.4734 | 22.88
2016-12-08 08:00:00 | -154.34 | 5.3034 | 22.24
2016-12-08 09:00:00 | -150.88 | 5.0058 | 21.12
2016-12-08 10:00:00 | -149.97 | 4.5807 | 19.52
2016-12-08 11:00:00 | -148.83 | 3.9431 | 17.12
2016-12-08 12:00:00 | -150.46 | 3.9856 | 17.28
2016-12-08 13:00:00 | -154.33 | 3.9431 | 17.12
2016-12-08 14:00:00 | -160.33 | 3.9856 | 17.28
2016-12-08 15:00:00 | -161.97 | 3.9856 | 17.28
2016-12-08 16:00:00 | -164.99 | 4.0706 | 17.6
2016-12-08 17:00:00 | -161.41 | 4.1556 | 17.92
2016-12-08 18:00:00 | -157.96 | 4.4957 | 19.2
2016-12-08 19:00:00 | -153 | 4.5807 | 19.52
2016-12-08 20:00:00 | -148.7 | 4.5807 | 19.52
2016-12-08 21:00:00 | -147.9 | 4.5807 | 19.52
2016-12-08 22:00:00 | -145.27 | 4.5807 | 19.52
2016-12-08 23:00:00 | -145.59 | 4.8358 | 20.48
2016-12-09 00:00:00 | -143.56 | 4.6657 | 19.84
2016-12-09 01:00:00 | -143.12 | 4.8358 | 20.48
2016-12-09 02:00:00 | -143.52 | 5.0908 | 21.44
2016-12-09 03:00:00 | -145.46 | 4.8783 | 20.64
2016-12-09 04:00:00 | -145.55 | 4.9633 | 20.96
2016-12-09 05:00:00 | -149.57 | 4.9208 | 20.8
2016-12-09 06:00:00 | -162.47 | 4.9208 | 20.8
2016-12-09 07:00:00 | -164.99 | 4.8358 | 20.48
2016-12-09 08:00:00 | -161.68 | 4.7507 | 20.16
2016-12-09 09:00:00 | -163.93 | 4.5807 | 19.52
2016-12-09 10:00:00 | -160.51 | 4.4107 | 18.88
2016-12-09 11:00:00 | -157.02 | 4.1131 | 17.76
2016-12-09 12:00:00 | -155.5 | 3.773 | 16.48
2016-12-09 13:00:00 | -155.44 | 3.688 | 16.16
2016-12-09 14:00:00 | -158.82 | 3.7305 | 16.32
2016-12-09 15:00:00 | -159.91 | 3.8155 | 16.64
2016-12-09 16:00:00 | -159.96 | 3.8581 | 16.8
2016-12-09 17:00:00 | -157.15 | 3.9856 | 17.28
2016-12-09 18:00:00 | -158.86 | 3.9431 | 17.12
2016-12-09 19:00:00 | -153 | 3.9431 | 17.12
2016-12-09 20:00:00 | -150.46 | 3.773 | 16.48
2016-12-09 21:00:00 | -149.24 | 3.9431 | 17.12
2016-12-09 22:00:00 | -147 | 3.9856 | 17.28
2016-12-09 23:00:00 | -143.98 | 3.9431 | 17.12
2016-12-10 00:00:00 | -142.02 | 3.9006 | 16.96
2016-12-10 01:00:00 | -141.95 | 3.7305 | 16.32
2016-12-10 02:00:00 | -138.3 | 3.603 | 15.84
2016-12-10 03:00:00 | -138.55 | 3.6455 | 16
2016-12-10 04:00:00 | -141.25 | 3.518 | 15.52
2016-12-10 05:00:00 | -141.08 | 3.4755 | 15.36
2016-12-10 06:00:00 | -142.13 | 3.433 | 15.2
2016-12-10 07:00:00 | -146.49 | 3.4755 | 15.36
2016-12-10 08:00:00 | -149.08 | 3.3905 | 15.04
2016-12-10 09:00:00 | -149.86 | 3.4755 | 15.36
2016-12-10 10:00:00 | -151.77 | 3.5605 | 15.68
2016-12-10 11:00:00 | -151 | 3.688 | 16.16
2016-12-10 12:00:00 | -150.35 | 3.773 | 16.48
2016-12-10 13:00:00 | -153.02 | 3.7305 | 16.32
2016-12-10 14:00:00 | -159.92 | 3.773 | 16.48
2016-12-10 15:00:00 | -161.67 | 3.9006 | 16.96
2016-12-10 16:00:00 | -168.03 | 3.9006 | 16.96
2016-12-10 17:00:00 | -163.12 | 3.9431 | 17.12
2016-12-10 18:00:00 | -158.17 | 3.9006 | 16.96
2016-12-10 19:00:00 | -157.94 | 3.9006 | 16.96
2016-12-10 20:00:00 | -152.72 | 3.9006 | 16.96
2016-12-10 21:00:00 | -152.94 | 3.9856 | 17.28
2016-12-10 22:00:00 | -149.4 | 4.0706 | 17.6
2016-12-10 23:00:00 | -148.58 | 4.1556 | 17.92
2016-12-11 00:00:00 | -146.44 | 4.1981 | 18.08
2016-12-11 01:00:00 | -146.95 | 4.2831 | 18.4
2016-12-11 02:00:00 | -146.08 | 4.4107 | 18.88
2016-12-11 03:00:00 | -145.56 | 4.4957 | 19.2
2016-12-11 04:00:00 | -145.94 | 4.5382 | 19.36
2016-12-11 05:00:00 | -144.16 | 4.6232 | 19.68
2016-12-11 06:00:00 | -144.51 | 4.6657 | 19.84
2016-12-11 07:00:00 | -144.84 | 4.6657 | 19.84
2016-12-11 08:00:00 | -147.51 | 4.9208 | 20.8
2016-12-11 09:00:00 | -147.75 | 4.8783 | 20.64
2016-12-11 10:00:00 | -148.42 | 5.0908 | 21.44
2016-12-11 11:00:00 | -147.03 | 5.0058 | 21.12
2016-12-11 12:00:00 | -143.1 | 4.8783 | 20.64
2016-12-11 13:00:00 | -142.01 | 4.7933 | 20.32
2016-12-11 14:00:00 | -142.7 | 4.7082 | 20
2016-12-11 15:00:00 | -152.57 | 4.6657 | 19.84
2016-12-11 16:00:00 | -150.83 | 4.6657 | 19.84
2016-12-11 17:00:00 | -152.07 | 4.7082 | 20
2016-12-11 18:00:00 | -150.9 | 5.1758 | 21.76
2016-12-11 19:00:00 | -150.01 | 5.0908 | 21.44
2016-12-11 20:00:00 | -147.09 | 4.8358 | 20.48
2016-12-11 21:00:00 | -148.44 | 5.0058 | 21.12
2016-12-11 22:00:00 | -143.92 | 4.9208 | 20.8
2016-12-11 23:00:00 | -141.98 | 4.8358 | 20.48
2016-12-12 00:00:00 | -146.82 | 4.8783 | 20.64
2016-12-12 01:00:00 | -146.24 | 4.8783 | 20.64
2016-12-12 02:00:00 | -145.49 | 4.9208 | 20.8
2016-12-12 03:00:00 | -144.6 | 4.8358 | 20.48
2016-12-12 04:00:00 | -146.78 | 5.0058 | 21.12
2016-12-12 05:00:00 | -161.7 | 5.2183 | 21.92
2016-12-12 06:00:00 | -175.36 | 5.941 | 24.64
2016-12-12 07:00:00 | -165.93 | 6.111 | 25.28
2016-12-12 08:00:00 | -168.09 | 6.5786 | 27.04
2016-12-12 09:00:00 | -170.32 | 6.4511 | 26.56
2016-12-12 10:00:00 | -177.54 | 6.2811 | 25.92
2016-12-12 11:00:00 | -171.91 | 6.196 | 25.6
2016-12-12 12:00:00 | -181.67 | 6.111 | 25.28
2016-12-12 13:00:00 | -181.81 | 6.1535 | 25.44
2016-12-12 14:00:00 | -174.29 | 6.3236 | 26.08
2016-12-12 15:00:00 | -188.25 | 6.9612 | 28.48
2016-12-12 16:00:00 | -198.62 | 7.4713 | 30.4
2016-12-12 17:00:00 | -183.2 | 7.5563 | 30.72
2016-12-12 18:00:00 | -175.18 | 7.8964 | 32
2016-12-12 19:00:00 | -164.96 | 8.1514 | 32.96
2016-12-12 20:00:00 | -155.73 | 8.3215 | 33.6
2016-12-12 21:00:00 | -153.07 | 8.2365 | 33.28
2016-12-12 22:00:00 | -151.33 | 8.449 | 34.08
2016-12-12 23:00:00 | -153.88 | 8.449 | 34.08
2016-12-13 00:00:00 | -151.04 | 8.619 | 34.72
2016-12-13 01:00:00 | -151.04 | 8.5765 | 34.56
2016-12-13 02:00:00 | -151.02 | 8.6616 | 34.88
2016-12-13 03:00:00 | -152.97 | 8.449 | 34.08
2016-12-13 04:00:00 | -150.84 | 8.3215 | 33.6
2016-12-13 05:00:00 | -165.41 | 8.1089 | 32.8
2016-12-13 06:00:00 | -167.9 | 8.0664 | 32.64
2016-12-13 07:00:00 | -172.39 | 7.9389 | 32.16
2016-12-13 08:00:00 | -176.12 | 7.8964 | 32
2016-12-13 09:00:00 | -180.76 | 7.7264 | 31.36
2016-12-13 10:00:00 | -178.09 | 7.5563 | 30.72
2016-12-13 11:00:00 | -176 | 7.3863 | 30.08
2016-12-13 12:00:00 | -177.39 | 7.2163 | 29.44
2016-12-13 13:00:00 | -177.6 | 7.0462 | 28.8
2016-12-13 14:00:00 | -179.6 | 6.9612 | 28.48
2016-12-13 15:00:00 | -181.02 | 6.9612 | 28.48
2016-12-13 16:00:00 | -188.42 | 6.9612 | 28.48
2016-12-13 17:00:00 | -178.09 | 6.9612 | 28.48
2016-12-13 18:00:00 | -175.76 | 6.8762 | 28.16
2016-12-13 19:00:00 | -163.66 | 7.1737 | 29.28
2016-12-13 20:00:00 | -158.19 | 7.1737 | 29.28
2016-12-13 21:00:00 | -155.02 | 7.0887 | 28.96
2016-12-13 22:00:00 | -150.53 | 6.8762 | 28.16
2016-12-13 23:00:00 | -151.09 | 6.7912 | 27.84
2016-12-14 00:00:00 | -151.28 | 6.7487 | 27.68
2016-12-14 01:00:00 | -151 | 6.6211 | 27.2
2016-12-14 02:00:00 | -150.64 | 6.4936 | 26.72
2016-12-14 03:00:00 | -150.66 | 6.3236 | 26.08
2016-12-14 04:00:00 | -154.9 | 6.196 | 25.6
2016-12-14 05:00:00 | -167.91 | 6.2386 | 25.76
2016-12-14 06:00:00 | -193.06 | 6.196 | 25.6
2016-12-14 07:00:00 | -200.26 | 6.111 | 25.28
2016-12-14 08:00:00 | -196.58 | 6.0685 | 25.12
2016-12-14 09:00:00 | -195.17 | 5.8985 | 24.48
2016-12-14 10:00:00 | -193.94 | 5.771 | 24
2016-12-14 11:00:00 | -188.55 | 5.5584 | 23.2
2016-12-14 12:00:00 | -187.91 | 5.3459 | 22.4
2016-12-14 13:00:00 | -187.69 | 5.5584 | 23.2
2016-12-14 14:00:00 | -190.52 | 5.7284 | 23.84
2016-12-14 15:00:00 | -193.15 | 6.3661 | 26.24
2016-12-14 16:00:00 | -209.81 | 6.5786 | 27.04
2016-12-14 17:00:00 | -197.9 | 6.9187 | 28.32
2016-12-14 18:00:00 | -196.62 | 7.1737 | 29.28
2016-12-14 19:00:00 | -185.54 | 7.4713 | 30.4
2016-12-14 20:00:00 | -165.94 | 7.2163 | 29.44
2016-12-14 21:00:00 | -159.71 | 7.1737 | 29.28
2016-12-14 22:00:00 | -153.57 | 6.9187 | 28.32
2016-12-14 23:00:00 | -153.05 | 6.7061 | 27.52
2016-12-15 00:00:00 | -151.31 | 6.5361 | 26.88
2016-12-15 01:00:00 | -152.2 | 6.4936 | 26.72
2016-12-15 02:00:00 | -151.51 | 6.4086 | 26.4
2016-12-15 03:00:00 | -152.53 | 6.2811 | 25.92
2016-12-15 04:00:00 | -153.61 | 6.3236 | 26.08
2016-12-15 05:00:00 | -167.55 | 6.2811 | 25.92
2016-12-15 06:00:00 | -185.91 | 6.4511 | 26.56
2016-12-15 07:00:00 | -185.07 | 6.4086 | 26.4
2016-12-15 08:00:00 | -180.27 | 6.4086 | 26.4
2016-12-15 09:00:00 | -177.13 | 6.2386 | 25.76
2016-12-15 10:00:00 | -175.69 | 6.111 | 25.28
2016-12-15 11:00:00 | -171.72 | 6.0685 | 25.12
2016-12-15 12:00:00 | -172.95 | 6.0685 | 25.12
2016-12-15 13:00:00 | -173 | 6.111 | 25.28
2016-12-15 14:00:00 | -178.24 | 6.2386 | 25.76
2016-12-15 15:00:00 | -180.05 | 6.3661 | 26.24
2016-12-15 16:00:00 | -188.03 | 6.4936 | 26.72
2016-12-15 17:00:00 | -176.95 | 6.4936 | 26.72
2016-12-15 18:00:00 | -172.65 | 6.4936 | 26.72
2016-12-15 19:00:00 | -163.37 | 6.5786 | 27.04
2016-12-15 20:00:00 | -158 | 6.6636 | 27.36
2016-12-15 21:00:00 | -155.53 | 6.7487 | 27.68
2016-12-15 22:00:00 | -151.98 | 6.8337 | 28
2016-12-15 23:00:00 | -152.25 | 6.9612 | 28.48
2016-12-16 00:00:00 | -151.29 | 6.8762 | 28.16
2016-12-16 01:00:00 | -150 | 6.9187 | 28.32
2016-12-16 02:00:00 | -149.92 | 6.9612 | 28.48
2016-12-16 03:00:00 | -151.15 | 7.0037 | 28.64
2016-12-16 04:00:00 | -153.51 | 7.0887 | 28.96
2016-12-16 05:00:00 | -164.76 | 7.0462 | 28.8
2016-12-16 06:00:00 | -176.99 | 7.0887 | 28.96
2016-12-16 07:00:00 | -180.65 | 7.1737 | 29.28
2016-12-16 08:00:00 | -177.99 | 7.1312 | 29.12
2016-12-16 09:00:00 | -177.04 | 7.0887 | 28.96
2016-12-16 10:00:00 | -177.56 | 6.9612 | 28.48
2016-12-16 11:00:00 | -174.96 | 6.8337 | 28
2016-12-16 12:00:00 | -175.98 | 6.7912 | 27.84
2016-12-16 13:00:00 | -182.88 | 6.7912 | 27.84
2016-12-16 14:00:00 | -183.1 | 6.9612 | 28.48
2016-12-16 15:00:00 | -187.46 | 7.3013 | 29.76
2016-12-16 16:00:00 | -198.99 | 7.5988 | 30.88
2016-12-16 17:00:00 | -186 | 7.6413 | 31.04
2016-12-16 18:00:00 | -189.71 | 8.1089 | 32.8
2016-12-16 19:00:00 | -181.6 | 7.9814 | 32.32
2016-12-16 20:00:00 | -166.09 | 8.279 | 33.44
2016-12-16 21:00:00 | -160.49 | 8.194 | 33.12
2016-12-16 22:00:00 | -155.06 | 8.2365 | 33.28
2016-12-16 23:00:00 | -160.1 | 8.4065 | 33.92
2016-12-17 00:00:00 | -157.44 | 8.619 | 34.72
2016-12-17 01:00:00 | -156.36 | 8.7466 | 35.2
2016-12-17 02:00:00 | -156.28 | 9.1292 | 36.64
2016-12-17 03:00:00 | -157.07 | 9.3842 | 37.6
2016-12-17 04:00:00 | -157.01 | 9.1717 | 36.8
2016-12-17 05:00:00 | -154 | 8.7891 | 35.36
2016-12-17 06:00:00 | -157.01 | 8.619 | 34.72
2016-12-17 07:00:00 | -165.84 | 8.364 | 33.76
2016-12-17 08:00:00 | -172.97 | 8.449 | 34.08
2016-12-17 09:00:00 | -172.91 | 8.4915 | 34.24
2016-12-17 10:00:00 | -172.35 | 8.449 | 34.08
2016-12-17 11:00:00 | -168.1 | 8.4065 | 33.92
2016-12-17 12:00:00 | -165.65 | 8.279 | 33.44
2016-12-17 13:00:00 | -167.68 | 8.2365 | 33.28
2016-12-17 14:00:00 | -168.68 | 8.1514 | 32.96
2016-12-17 15:00:00 | -172.8 | 8.0664 | 32.64
2016-12-17 16:00:00 | -179.01 | 7.9389 | 32.16
2016-12-17 17:00:00 | -181.53 | 7.9389 | 32.16
2016-12-17 18:00:00 | -172.98 | 7.9814 | 32.32
2016-12-17 19:00:00 | -164.22 | 7.8539 | 31.84
2016-12-17 20:00:00 | -158.93 | 7.7689 | 31.52
2016-12-17 21:00:00 | -158.98 | 7.6839 | 31.2
2016-12-17 22:00:00 | -157.1 | 7.5563 | 30.72
2016-12-17 23:00:00 | -153.78 | 7.4288 | 30.24
2016-12-18 00:00:00 | -153.23 | 7.5988 | 30.88
2016-12-18 01:00:00 | -151.96 | 7.4713 | 30.4
2016-12-18 02:00:00 | -152.32 | 7.4713 | 30.4
2016-12-18 03:00:00 | -151.96 | 7.3863 | 30.08
2016-12-18 04:00:00 | -151.93 | 7.0462 | 28.8
2016-12-18 05:00:00 | -152.36 | 6.9187 | 28.32
2016-12-18 06:00:00 | -156.37 | 6.7487 | 27.68
2016-12-18 07:00:00 | -154.88 | 6.6636 | 27.36
2016-12-18 08:00:00 | -162.72 | 6.4511 | 26.56
2016-12-18 09:00:00 | -163.94 | 6.3661 | 26.24
2016-12-18 10:00:00 | -170.29 | 6.2386 | 25.76
2016-12-18 11:00:00 | -170 | 5.7284 | 23.84
2016-12-18 12:00:00 | -167.78 | 5.5584 | 23.2
2016-12-18 13:00:00 | -163.82 | 5.5584 | 23.2
2016-12-18 14:00:00 | -165.43 | 5.5159 | 23.04
2016-12-18 15:00:00 | -167.98 | 5.7284 | 23.84
2016-12-18 16:00:00 | -172.92 | 5.856 | 24.32
2016-12-18 17:00:00 | -171.98 | 5.9835 | 24.8
2016-12-18 18:00:00 | -168.13 | 6.026 | 24.96
2016-12-18 19:00:00 | -167.92 | 6.2811 | 25.92
2016-12-18 20:00:00 | -163.73 | 6.6211 | 27.2
2016-12-18 21:00:00 | -165.14 | 6.6211 | 27.2
2016-12-18 22:00:00 | -160.06 | 6.8762 | 28.16
2016-12-18 23:00:00 | -157.9 | 7.7264 | 31.36
2016-12-19 00:00:00 | -157.08 | 7.7264 | 31.36
2016-12-19 01:00:00 | -157.02 | 7.5563 | 30.72
2016-12-19 02:00:00 | -156.56 | 7.3863 | 30.08
2016-12-19 03:00:00 | -157.01 | 7.1312 | 29.12
2016-12-19 04:00:00 | -157.05 | 6.8762 | 28.16
2016-12-19 05:00:00 | -172.11 | 6.7061 | 27.52
2016-12-19 06:00:00 | -184.7 | 6.6636 | 27.36
2016-12-19 07:00:00 | -183.38 | 6.6211 | 27.2
2016-12-19 08:00:00 | -193.1 | 6.5786 | 27.04
2016-12-19 09:00:00 | -192.99 | 6.4936 | 26.72
2016-12-19 10:00:00 | -190.19 | 6.2811 | 25.92
2016-12-19 11:00:00 | -188.8 | 6.1535 | 25.44
2016-12-19 12:00:00 | -189.48 | 6.0685 | 25.12
2016-12-19 13:00:00 | -188.82 | 5.8985 | 24.48
2016-12-19 14:00:00 | -190.99 | 5.8985 | 24.48
2016-12-19 15:00:00 | -187.24 | 5.8985 | 24.48
2016-12-19 16:00:00 | -197.46 | 6.0685 | 25.12
2016-12-19 17:00:00 | -184 | 5.856 | 24.32
2016-12-19 18:00:00 | -185 | 6.026 | 24.96
2016-12-19 19:00:00 | -168.94 | 6.0685 | 25.12
2016-12-19 20:00:00 | -158.16 | 6.0685 | 25.12
2016-12-19 21:00:00 | -158.05 | 6.2386 | 25.76
2016-12-19 22:00:00 | -153.74 | 6.2386 | 25.76
2016-12-19 23:00:00 | -155.49 | 6.2811 | 25.92
2016-12-20 00:00:00 | -155.06 | 6.2811 | 25.92
2016-12-20 01:00:00 | -155.06 | 6.3661 | 26.24
2016-12-20 02:00:00 | -152.96 | 6.7487 | 27.68
2016-12-20 03:00:00 | -155 | 7.5563 | 30.72
2016-12-20 04:00:00 | -156.14 | 8.0664 | 32.64
2016-12-20 05:00:00 | -161.27 | 7.9389 | 32.16
2016-12-20 06:00:00 | -173.94 | 7.9814 | 32.32
2016-12-20 07:00:00 | -173.95 | 7.9389 | 32.16
2016-12-20 08:00:00 | -176.13 | 7.8964 | 32
2016-12-20 09:00:00 | -172.97 | 7.6413 | 31.04
2016-12-20 10:00:00 | -176.92 | 7.5988 | 30.88
2016-12-20 11:00:00 | -172.91 | 7.5988 | 30.88
2016-12-20 12:00:00 | -176.53 | 7.5138 | 30.56
2016-12-20 13:00:00 | -176.17 | 7.5988 | 30.88
2016-12-20 14:00:00 | -172.97 | 7.5988 | 30.88
2016-12-20 15:00:00 | -175.82 | 7.6413 | 31.04
2016-12-20 16:00:00 | -184.33 | 7.6413 | 31.04
2016-12-20 17:00:00 | -176.91 | 7.6839 | 31.2
2016-12-20 18:00:00 | -173.09 | 7.6413 | 31.04
2016-12-20 19:00:00 | -161.53 | 7.5563 | 30.72
2016-12-20 20:00:00 | -157.27 | 7.5988 | 30.88
2016-12-20 21:00:00 | -157.04 | 7.5988 | 30.88
2016-12-20 22:00:00 | -154.34 | 7.5988 | 30.88
2016-12-20 23:00:00 | -149.88 | 7.6839 | 31.2
2016-12-21 00:00:00 | -149.35 | 7.6839 | 31.2
2016-12-21 01:00:00 | -149.74 | 7.6839 | 31.2
2016-12-21 02:00:00 | -149.35 | 7.6839 | 31.2
2016-12-21 03:00:00 | -149.34 | 7.5988 | 30.88
2016-12-21 04:00:00 | -149.34 | 7.5563 | 30.72
2016-12-21 05:00:00 | -154.09 | 7.5988 | 30.88
2016-12-21 06:00:00 | -164.97 | 7.8539 | 31.84
2016-12-21 07:00:00 | -167.97 | 8.0239 | 32.48
2016-12-21 08:00:00 | -164.27 | 8.0239 | 32.48
2016-12-21 09:00:00 | -164.9 | 8.0239 | 32.48
2016-12-21 10:00:00 | -161.96 | 7.9814 | 32.32
2016-12-21 11:00:00 | -157.53 | 7.9389 | 32.16
2016-12-21 12:00:00 | -157.38 | 7.8964 | 32
2016-12-21 13:00:00 | -159.97 | 7.8964 | 32
2016-12-21 14:00:00 | -165.95 | 7.7689 | 31.52
2016-12-21 15:00:00 | -165.95 | 7.5988 | 30.88
2016-12-21 16:00:00 | -166.95 | 7.4288 | 30.24
2016-12-21 17:00:00 | -165 | 7.6413 | 31.04
2016-12-21 18:00:00 | -162.62 | 7.6839 | 31.2
2016-12-21 19:00:00 | -157.05 | 7.6413 | 31.04
2016-12-21 20:00:00 | -155.22 | 7.6839 | 31.2
2016-12-21 21:00:00 | -152.57 | 7.7264 | 31.36
2016-12-21 22:00:00 | -151.94 | 7.9389 | 32.16
2016-12-21 23:00:00 | -152.34 | 8.1089 | 32.8
2016-12-22 00:00:00 | -150.72 | 8.0239 | 32.48
2016-12-22 01:00:00 | -151.34 | 8.1514 | 32.96
2016-12-22 02:00:00 | -152.42 | 8.1089 | 32.8
2016-12-22 03:00:00 | -152.9 | 8.1514 | 32.96
2016-12-22 04:00:00 | -154.03 | 8.279 | 33.44
2016-12-22 05:00:00 | -159.88 | 8.279 | 33.44
2016-12-22 06:00:00 | -169.84 | 8.364 | 33.76
2016-12-22 07:00:00 | -169.78 | 8.1514 | 32.96
2016-12-22 08:00:00 | -168.99 | 7.9814 | 32.32
2016-12-22 09:00:00 | -173.62 | 7.7689 | 31.52
2016-12-22 10:00:00 | -172.26 | 7.5563 | 30.72
2016-12-22 11:00:00 | -169.4 | 7.3438 | 29.92
2016-12-22 12:00:00 | -168.94 | 7.0887 | 28.96
2016-12-22 13:00:00 | -168.93 | 7.0037 | 28.64
2016-12-22 14:00:00 | -169.97 | 7.0037 | 28.64
2016-12-22 15:00:00 | -174.7 | 7.0887 | 28.96
2016-12-22 16:00:00 | -172.46 | 7.1312 | 29.12
2016-12-22 17:00:00 | -172.92 | 7.0887 | 28.96
2016-12-22 18:00:00 | -169 | 7.0462 | 28.8
2016-12-22 19:00:00 | -157.94 | 6.8762 | 28.16
2016-12-22 20:00:00 | -155.66 | 6.9187 | 28.32
2016-12-22 21:00:00 | -156.62 | 6.7487 | 27.68
2016-12-22 22:00:00 | -152.95 | 6.7061 | 27.52
2016-12-22 23:00:00 | -147.02 | 6.7487 | 27.68
2016-12-23 00:00:00 | -147.58 | 6.6636 | 27.36
2016-12-23 01:00:00 | -145.58 | 6.6636 | 27.36
2016-12-23 02:00:00 | -144.78 | 6.6211 | 27.2
2016-12-23 03:00:00 | -147.02 | 6.5361 | 26.88
2016-12-23 04:00:00 | -148 | 6.3236 | 26.08
2016-12-23 05:00:00 | -154.3 | 6.196 | 25.6
2016-12-23 06:00:00 | -163.91 | 6.111 | 25.28
2016-12-23 07:00:00 | -168.91 | 6.0685 | 25.12
2016-12-23 08:00:00 | -169.15 | 6.0685 | 25.12
2016-12-23 09:00:00 | -168.98 | 6.0685 | 25.12
2016-12-23 10:00:00 | -166.89 | 5.856 | 24.32
2016-12-23 11:00:00 | -163.91 | 5.771 | 24
2016-12-23 12:00:00 | -163.12 | 5.7284 | 23.84
2016-12-23 13:00:00 | -162.95 | 5.7284 | 23.84
2016-12-23 14:00:00 | -162.96 | 5.8135 | 24.16
2016-12-23 15:00:00 | -164.96 | 5.8985 | 24.48
2016-12-23 16:00:00 | -166.39 | 5.856 | 24.32
2016-12-23 17:00:00 | -158.84 | 5.941 | 24.64
2016-12-23 18:00:00 | -156.15 | 5.941 | 24.64
2016-12-23 19:00:00 | -154.28 | 5.856 | 24.32
2016-12-23 20:00:00 | -151 | 5.856 | 24.32
2016-12-23 21:00:00 | -145.57 | 5.941 | 24.64
2016-12-23 22:00:00 | -125.82 | 6.3236 | 26.08
2016-12-23 23:00:00 | -128.38 | 6.4936 | 26.72
2016-12-24 00:00:00 | -121.71 | 6.5786 | 27.04
2016-12-24 01:00:00 | -110.38 | 6.4936 | 26.72
2016-12-24 02:00:00 | -115.43 | 6.7061 | 27.52
2016-12-24 03:00:00 | -126.47 | 6.7061 | 27.52
2016-12-24 04:00:00 | -126.59 | 6.6636 | 27.36
2016-12-24 05:00:00 | -121.97 | 6.6211 | 27.2
2016-12-24 06:00:00 | -126.69 | 6.4936 | 26.72
2016-12-24 07:00:00 | -133.99 | 6.3236 | 26.08
2016-12-24 08:00:00 | -138.36 | 6.026 | 24.96
2016-12-24 09:00:00 | -139 | 5.771 | 24
2016-12-24 10:00:00 | -138.02 | 5.4734 | 22.88
2016-12-24 11:00:00 | -136.04 | 5.2608 | 22.08
2016-12-24 12:00:00 | -133.3 | 5.1758 | 21.76
2016-12-24 13:00:00 | -128.41 | 5.0908 | 21.44
2016-12-24 14:00:00 | -128.51 | 5.0483 | 21.28
2016-12-24 15:00:00 | -131.79 | 5.0058 | 21.12
2016-12-24 16:00:00 | -131.69 | 5.0908 | 21.44
2016-12-24 17:00:00 | -126.67 | 5.2183 | 21.92
2016-12-24 18:00:00 | -120.16 | 5.6859 | 23.68
2016-12-24 19:00:00 | -120.93 | 5.856 | 24.32
2016-12-24 20:00:00 | -118.11 | 5.6434 | 23.52
2016-12-24 21:00:00 | -126.31 | 5.4734 | 22.88
2016-12-24 22:00:00 | -105.95 | 5.3034 | 22.24
2016-12-24 23:00:00 | -99.93 | 5.2608 | 22.08
2016-12-25 00:00:00 | -81.9 | 5.3884 | 22.56
2016-12-25 01:00:00 | -79.22 | 5.8135 | 24.16
2016-12-25 02:00:00 | -91.13 | 5.6859 | 23.68
2016-12-25 03:00:00 | -102.94 | 5.6434 | 23.52
2016-12-25 04:00:00 | -105.9 | 5.6434 | 23.52
2016-12-25 05:00:00 | -87.93 | 5.8985 | 24.48
2016-12-25 06:00:00 | -113.98 | 5.9835 | 24.8
2016-12-25 07:00:00 | -118.1 | 5.8135 | 24.16
2016-12-25 08:00:00 | -128.6 | 5.771 | 24
2016-12-25 09:00:00 | -131.49 | 5.6009 | 23.36
2016-12-25 10:00:00 | -131.67 | 5.1758 | 21.76
2016-12-25 11:00:00 | -126.76 | 4.7507 | 20.16
2016-12-25 12:00:00 | -118.13 | 4.4107 | 18.88
2016-12-25 13:00:00 | -117.9 | 4.3682 | 18.72
2016-12-25 14:00:00 | -118.08 | 4.3682 | 18.72
2016-12-25 15:00:00 | -126.67 | 4.2831 | 18.4
2016-12-25 16:00:00 | -131.63 | 3.9431 | 17.12
2016-12-25 17:00:00 | -128.7 | 3.773 | 16.48
2016-12-25 18:00:00 | -126.98 | 3.603 | 15.84
2016-12-25 19:00:00 | -128.67 | 3.5605 | 15.68
2016-12-25 20:00:00 | -127.94 | 3.603 | 15.84
2016-12-25 21:00:00 | -128.02 | 3.6455 | 16
2016-12-25 22:00:00 | -115.05 | 3.603 | 15.84
2016-12-25 23:00:00 | -118.04 | 3.5605 | 15.68
2016-12-26 00:00:00 | -108.08 | 3.348 | 14.88
2016-12-26 01:00:00 | -103.1 | 3.4755 | 15.36
2016-12-26 02:00:00 | -101.91 | 3.4755 | 15.36
2016-12-26 03:00:00 | -102.95 | 3.3905 | 15.04
2016-12-26 04:00:00 | -66.51 | 3.433 | 15.2
2016-12-26 05:00:00 | -50.93 | 3.603 | 15.84
2016-12-26 06:00:00 | -50.91 | 3.518 | 15.52
2016-12-26 07:00:00 | -63.8 | 3.4755 | 15.36
2016-12-26 08:00:00 | -114.92 | 3.433 | 15.2
2016-12-26 09:00:00 | -118.11 | 3.348 | 14.88
2016-12-26 10:00:00 | -123.87 | 3.348 | 14.88
2016-12-26 11:00:00 | -119.05 | 3.348 | 14.88
2016-12-26 12:00:00 | -111.29 | 4.2406 | 18.24
2016-12-26 13:00:00 | -104.69 | 4.3682 | 18.72
2016-12-26 14:00:00 | -111.26 | 4.5807 | 19.52
2016-12-26 15:00:00 | -115.02 | 5.0908 | 21.44
2016-12-26 16:00:00 | -126.78 | 5.5584 | 23.2
2016-12-26 17:00:00 | -127.68 | 5.5584 | 23.2
2016-12-26 18:00:00 | -128.69 | 5.856 | 24.32
2016-12-26 19:00:00 | -126.32 | 6.3661 | 26.24
2016-12-26 20:00:00 | -117.09 | 6.111 | 25.28
2016-12-26 21:00:00 | -122.39 | 6.1535 | 25.44
2016-12-26 22:00:00 | -104.66 | 6.4936 | 26.72
2016-12-26 23:00:00 | -105 | 5.8985 | 24.48
2016-12-27 00:00:00 | -93.08 | 5.771 | 24
2016-12-27 01:00:00 | -68.02 | 5.5159 | 23.04
2016-12-27 02:00:00 | -64.38 | 5.1758 | 21.76
2016-12-27 03:00:00 | -67.81 | 5.3884 | 22.56
2016-12-27 04:00:00 | -94.64 | 5.2183 | 21.92
2016-12-27 05:00:00 | -105.85 | 5.3459 | 22.4
2016-12-27 06:00:00 | -126.77 | 4.9208 | 20.8
2016-12-27 07:00:00 | -131.7 | 4.6657 | 19.84
2016-12-27 08:00:00 | -130.17 | 4.7082 | 20
2016-12-27 09:00:00 | -128.63 | 4.7507 | 20.16
2016-12-27 10:00:00 | -128.64 | 4.6657 | 19.84
2016-12-27 11:00:00 | -128.68 | 4.7082 | 20
2016-12-27 12:00:00 | -131.75 | 4.7933 | 20.32
2016-12-27 13:00:00 | -131.76 | 4.8783 | 20.64
2016-12-27 14:00:00 | -139.04 | 5.0908 | 21.44
2016-12-27 15:00:00 | -147.58 | 5.4309 | 22.72
2016-12-27 16:00:00 | -147.76 | 5.771 | 24
2016-12-27 17:00:00 | -147.69 | 5.8985 | 24.48
2016-12-27 18:00:00 | -147.45 | 6.3661 | 26.24
2016-12-27 19:00:00 | -149.91 | 6.2386 | 25.76
2016-12-27 20:00:00 | -146.5 | 6.0685 | 25.12
2016-12-27 21:00:00 | -145.01 | 6.4511 | 26.56
2016-12-27 22:00:00 | -131.71 | 6.3661 | 26.24
2016-12-27 23:00:00 | -139.8 | 6.4511 | 26.56
2016-12-28 00:00:00 | -139.28 | 6.4511 | 26.56
2016-12-28 01:00:00 | -140.1 | 6.5361 | 26.88
2016-12-28 02:00:00 | -138.28 | 6.3661 | 26.24
2016-12-28 03:00:00 | -141.01 | 6.6636 | 27.36
2016-12-28 04:00:00 | -146.09 | 6.7912 | 27.84
2016-12-28 05:00:00 | -148 | 7.0037 | 28.64
2016-12-28 06:00:00 | -150.07 | 7.0037 | 28.64
2016-12-28 07:00:00 | -158.06 | 7.0037 | 28.64
2016-12-28 08:00:00 | -163.57 | 7.1312 | 29.12
2016-12-28 09:00:00 | -163.46 | 6.8337 | 28
2016-12-28 10:00:00 | -161.93 | 5.8135 | 24.16
2016-12-28 11:00:00 | -162.4 | 5.4734 | 22.88
2016-12-28 12:00:00 | -163.82 | 5.4734 | 22.88
2016-12-28 13:00:00 | -168.77 | 5.4309 | 22.72
2016-12-28 14:00:00 | -169.6 | 5.7284 | 23.84
2016-12-28 15:00:00 | -173.2 | 6.5361 | 26.88
2016-12-28 16:00:00 | -180.8 | 6.6636 | 27.36
2016-12-28 17:00:00 | -181.7 | 6.6636 | 27.36
2016-12-28 18:00:00 | -177.82 | 7.3438 | 29.92
2016-12-28 19:00:00 | -167.95 | 7.3863 | 30.08
2016-12-28 20:00:00 | -168 | 6.9187 | 28.32
2016-12-28 21:00:00 | -163.64 | 6.9187 | 28.32
2016-12-28 22:00:00 | -155.92 | 6.8337 | 28
2016-12-28 23:00:00 | -160.28 | 6.4936 | 26.72
2016-12-29 00:00:00 | -157.3 | 6.196 | 25.6
2016-12-29 01:00:00 | -154.83 | 6.3236 | 26.08
2016-12-29 02:00:00 | -152.11 | 6.196 | 25.6
2016-12-29 03:00:00 | -152.99 | 6.111 | 25.28
2016-12-29 04:00:00 | -155.64 | 6.111 | 25.28
2016-12-29 05:00:00 | -159.05 | 6.0685 | 25.12
2016-12-29 06:00:00 | -167.3 | 6.0685 | 25.12
2016-12-29 07:00:00 | -171.38 | 6.026 | 24.96
2016-12-29 08:00:00 | -172.01 | 5.9835 | 24.8
2016-12-29 09:00:00 | -169.14 | 6.026 | 24.96
2016-12-29 10:00:00 | -168.96 | 5.8985 | 24.48
2016-12-29 11:00:00 | -165.09 | 5.771 | 24
2016-12-29 12:00:00 | -164.62 | 5.7284 | 23.84
2016-12-29 13:00:00 | -167.6 | 5.8985 | 24.48
2016-12-29 14:00:00 | -169.63 | 6.026 | 24.96
2016-12-29 15:00:00 | -172.43 | 6.196 | 25.6
2016-12-29 16:00:00 | -181.95 | 6.4086 | 26.4
2016-12-29 17:00:00 | -175.2 | 6.9612 | 28.48
2016-12-29 18:00:00 | -172.02 | 7.2163 | 29.44
2016-12-29 19:00:00 | -165.98 | 7.3863 | 30.08
2016-12-29 20:00:00 | -160.93 | 7.5563 | 30.72
2016-12-29 21:00:00 | -156.04 | 7.4713 | 30.4
2016-12-29 22:00:00 | -154.03 | 7.6413 | 31.04
2016-12-29 23:00:00 | -154.01 | 7.6413 | 31.04
2016-12-30 00:00:00 | -153.96 | 7.8114 | 31.68
2016-12-30 01:00:00 | -150.06 | 7.7689 | 31.52
2016-12-30 02:00:00 | -150.54 | 7.8539 | 31.84
2016-12-30 03:00:00 | -151.09 | 7.9814 | 32.32
2016-12-30 04:00:00 | -151.09 | 8.0664 | 32.64
2016-12-30 05:00:00 | -151.94 | 8.1514 | 32.96
2016-12-30 06:00:00 | -164 | 8.3215 | 33.6
2016-12-30 07:00:00 | -167.96 | 8.364 | 33.76
2016-12-30 08:00:00 | -165.19 | 8.0664 | 32.64
2016-12-30 09:00:00 | -161 | 7.6413 | 31.04
2016-12-30 10:00:00 | -155.27 | 7.3863 | 30.08
2016-12-30 11:00:00 | -154.3 | 6.9612 | 28.48
2016-12-30 12:00:00 | -154.72 | 6.5361 | 26.88
2016-12-30 13:00:00 | -165.19 | 6.3661 | 26.24
2016-12-30 14:00:00 | -170.78 | 6.4086 | 26.4
2016-12-30 15:00:00 | -172.99 | 6.9187 | 28.32
2016-12-30 16:00:00 | -174.04 | 7.1737 | 29.28
2016-12-30 17:00:00 | -170.92 | 7.3863 | 30.08
2016-12-30 18:00:00 | -170.82 | 7.5563 | 30.72
2016-12-30 19:00:00 | -161.32 | 7.6839 | 31.2
2016-12-30 20:00:00 | -159.03 | 7.7264 | 31.36
2016-12-30 21:00:00 | -158.55 | 7.8964 | 32
2016-12-30 22:00:00 | -151.06 | 7.8114 | 31.68
2016-12-30 23:00:00 | -154.1 | 7.8964 | 32
2016-12-31 00:00:00 | -151.04 | 8.1089 | 32.8
2016-12-31 01:00:00 | -147.9 | 7.9814 | 32.32
2016-12-31 02:00:00 | -145.63 | 7.8964 | 32
2016-12-31 03:00:00 | -145.52 | 7.9814 | 32.32
2016-12-31 04:00:00 | -145.28 | 8.0664 | 32.64
2016-12-31 05:00:00 | -139.43 | 7.8114 | 31.68
2016-12-31 06:00:00 | -149.68 | 7.8539 | 31.84
2016-12-31 07:00:00 | -153.02 | 7.9389 | 32.16
2016-12-31 08:00:00 | -159.88 | 7.9814 | 32.32
2016-12-31 09:00:00 | -157.94 | 7.6839 | 31.2
2016-12-31 10:00:00 | -157.96 | 7.4713 | 30.4
2016-12-31 11:00:00 | -156.86 | 7.2163 | 29.44
2016-12-31 12:00:00 | -153.04 | 7.0462 | 28.8
2016-12-31 13:00:00 | -155.5 | 7.0037 | 28.64
2016-12-31 14:00:00 | -161.81 | 7.3438 | 29.92
2016-12-31 15:00:00 | -167.76 | 7.4288 | 30.24
2016-12-31 16:00:00 | -171.98 | 7.4288 | 30.24
2016-12-31 17:00:00 | -167.76 | 7.5138 | 30.56
2016-12-31 18:00:00 | -158.84 | 7.3863 | 30.08
2016-12-31 19:00:00 | -153.05 | 7.2163 | 29.44
2016-12-31 20:00:00 | -151.02 | 7.0462 | 28.8
2016-12-31 21:00:00 | -151.71 | 6.8337 | 28
2016-12-31 22:00:00 | -138.9 | 6.7061 | 27.52
2016-12-31 23:00:00 | -20.9
Note on B1: Dayahead+Umlagen (2016) =DA+118 (EUR/MWh)
Note on C1: REAL VALUE!! (Do not multiply by the nominal value) Taken from the district heating demand profile. Methodology described in: Electricity, Heat, and Gas Sector Data for Modeling the German Systemhttps://www.diw.de/documents/publikationen/73/diw_01.c.574130.de/diw_datadoc_2017-092.pdf
Note on D1: REAL VALUE!! (Do not multiply by the nominal value)