## INFO
Scenario Description | Basic scenario
=SVERWEIS($A2&"."&H$1;INFO!B33] Selection'!$E:$H;'[scenario_data.xlsx]Year Selection'!$F$4+1;0)
This Excel file defines an oemof energy system.
The components can be defined in the several sheets.
Sheet | Notes
Scenario Selectio | Select the economic/legal scenario you want to work. Status quo, with SINTEG-V regulation or withourt any surcharges
buses | Defines the buses used in the energy system
-If excess or shortage flag is set (=1), an additional sink resp. source is added AUTOMATICALLY
chp | Defines CHP plants
-many parameters are currently defined manually, see "create_nodes()" -> move to sheet
commodity_sources | Defines the commodity sources such as oil, gas etc.
demand | Defines demand components such as heat demand
powerlines | Defines power lines between 2 buses
-Creates 2 oemof transformers (A->B, B->A)
renewables | Defines the renewable sources (fixed generation)
storages | Defines storages
transformers | Defines the transformers like power2gas plants etc.
-variable costs refer to input values!
- capacity is the nominal value of the output; "max nom in" is the maximum input which is multiplied with the timeseries transformer.max
-Power lines are defined in the sheet "powerlines"
time_series | Time series
-Format of column must follow the format NODE.PARAMETER (e.g. wind.actual_value)
time series are implemented for renewables, demands and transformer inputs
Notes
-For details on how this data is used (and to alter) during creation of the energy system refer to function "create_nodes()".
-Unit of values is MW / MWh and €
-If column "active" is set to 0, the component will not be created in the energy system
Data comes from "scenario_data.xlsx"

## buses
label | active | excess | shortage | shortage costs | excess costs
bus_el | 1 | 0 | 0 | 1000 | 1000
bus_flex | 1 | 0 | 0 | 1000 | 1000
bus_th_sch | 1 | 0 | 0 | 1000 | 1000
bus_gas | 1 | 0 | 0 | 1000 | 1000
bus_wind | 1 | 0 | 0 | 1000 | 1000
bus_cs_el | 0 | 0 | 0 | 1000 | 1000
bus_pv | 0 | 0 | 0 | 1000 | 1000
bus_th_pr | 0 | 0 | 0 | 1000 | 1000
bus_curtailed | 0 | 0 | 0 | 1000 | 1000
Note on C1: Elisa Gaudchau: soll excess für diesen Bus angelegt werden?
Note on D1: Elisa Gaudchau: soll shortage für diesen bus angelegt werden?

## chp
label | active | from | to_el | to_th | back_pressure | variable_costs | el efficiency min | el efficiency max | power min | power max
chp_sch | 1 | bus_gas | bus_el | bus_th_sch | 0 | 8 | 0.25 | 0.49 | 8 | 19
chp_pr | 0 | bus_gas | bus_el | bus_th_pr | 0 | 8 | 0.25 | 0.49 | 0.9 | 2.7
Note on J1: MW At a 25% electric efficiency, the input power rated is 50% of the maximum capacity. Source: Page 5 Sizing Combined Heat and Power Units and Domestic Building Energy Cost Optimisation https://doi.org/10.3390/en10060771
Note on A2: PCK refinery in Schwedt. It is not well defined how much heat do they supply to the district heating system; however an estimation has been done. Source: https://www.pck.de/en/company/divisions/

## commodity_sources
label | active | to | variable_costs | capacity
cs_gas | 1 | bus_gas | 40.21 | 1000000000
cs_electric | 1 | bus_el |  | 1000000000

## demand
label | active | from | nominal value | variable_costs | fixed
spot_market_sink | 1 | bus_el | 1000000000 |  | 0
dist_heat_sch | 1 | bus_th_sch | 52 | -50 | 1
el_demand_uck | 1 | bus_el | 26.6413 |  | 1
dist_heat_pr | 0 | bus_th_pr | 13.21 | -50 | 1
curtailment | 1 | bus_flex | 1000000000 | 0 | 0

## powerlines
label | active | bus_1 | bus_2 | efficiency | capacity

## renewables
label | active | to | capacity
wind_synth | 1 | bus_wind | 717.51
pv_synth | 0 | bus_pv | 72.261

## storages
label | active | bus | nominal capacity | nominal input value | nominal output value | capacity loss | efficiency inflow | efficiency outflow | initial capacity | capacity min | capacity max | input_costs | output_costs
batt | 0 | bus_el | 10 | 5 | 5 | 0.02 | 0.98 | 0.98 | 0 | 0 | 0.9 | 105.83 | -63.5
storage_th_pr | 0 | bus_th_pr | 66 | 0 | 0 | 0.01 | 0.98 | 0.98 | 0 | 0 | 1 | 0.005 | 0
storage_th_sch | 0 | bus_th_sch | 101 | 0 | 0 | 0.01 | 0.98 | 0.98 | 0 | 0 | 1 | 0.005 | 0
Note on A3: PRENZLAU AQUIFER WÄRMESPEICHER source: Page 11 https://www.prenzlau.eu/sixcms/media.php/569/Fernw%C3%A4rmekonzept_Innenstadt.pdf

## transformers
label | active | from | to | efficiency | capacity | variable_costs_in | variable_costs_out | fixed
boiler_sch | 1 | bus_gas | bus_th_sch | 0.9 | 37 | 0 | 0.2 | 0
wind_curtailment | 1 | bus_wind | bus_flex | 1 | 717.51 | 0 | 0 | 1
wind_neg_spot | 1 | bus_wind | bus_flex | 1 | 717.51 | 0 | 0 | 1
wind_using | 1 | bus_wind | bus_el | 1 | 717.51 | 0 | 0 | 0
pth_sch | 1 | bus_flex | bus_th_sch | 0.99 | 11 | 136.63 | 0.2 | 0
boiler_pr | 0 | bus_gas | bus_th_pr | 0.9 | 37 | #N/A |  | 0
pv_curtailment | 0 | bus_pv | bus_flex | 1 | 72.261 | #N/A |  | 1
pv_neg_spot | 0 | bus_pv | bus_flex | 1 | 72.261 | #N/A |  | 1
pv_using | 0 | bus_pv | bus_el | 1 | 72.261 | #N/A |  | 1
meth | 0 | bus_meth | bus_gas | 0.8 | 5 | #N/A |  | 0
ptg | 0 | bus_flex | bus_ptg_gas | 0.7 | 5 | #N/A |  | 0
ptg_out | 0 | bus_ptg_gas | bus_meth | 1 | 5 | #N/A |  | 0
pth_pr | 0 | bus_flex | bus_th_pr | 0.99 | 6.6 | #N/A |  | 0

## time_series
timestamp | dist_heat_pr.actual_value | dist_heat_sch.actual_value | el_demand_uck.actual_value | cs_electric.variable_costs | spot_market_sink.variable_costs | el_demand_uck.variable_costs | wind_neg_spot.variable_costs | pv_neg_spot.variable_costs | 2016_spot | 2011_spot
2016-01-01 00:00:00 | 0.58167 | 0.6 | 0.39659 | 22.39 | -22.3899 | -22.39 | 1000 | 1000 | 22.39 | 28.82
2016-01-01 01:00:00 | 0.57202 | 0.59077 | 0.29555 | 20.59 | -20.5899 | -20.59 | 1000 | 1000 | 20.59 | 22.73
2016-01-01 02:00:00 | 0.55914 | 0.57846 | 0.24054 | 16.81 | -16.8099 | -16.81 | 1000 | 1000 | 16.81 | 14.98
2016-01-01 03:00:00 | 0.54305 | 0.56308 | 0.21979 | 17.41 | -17.4099 | -17.41 | 1000 | 1000 | 17.41 | 9.93
2016-01-01 04:00:00 | 0.56558 | 0.58462 | 0.20895 | 17.02 | -17.0199 | -17.02 | 1000 | 1000 | 17.02 | 16.12
2016-01-01 05:00:00 | 0.54627 | 0.56615 | 0.2107 | 15.86 | -15.8599 | -15.86 | 1000 | 1000 | 15.86 | 9.91
2016-01-01 06:00:00 | 0.54627 | 0.56615 | 0.22636 | 18.16 | -18.1599 | -18.16 | 1000 | 1000 | 18.16 | -34.08
2016-01-01 07:00:00 | 0.55271 | 0.57231 | 0.26686 | 17.73 | -17.7299 | -17.73 | 1000 | 1000 | 17.73 | -34.22
2016-01-01 08:00:00 | 0.56558 | 0.58462 | 0.42994 | 19.77 | -19.7699 | -19.77 | 1000 | 1000 | 19.77 | -5.95
2016-01-01 09:00:00 | 0.56236 | 0.58154 | 0.65048 | 23.75 | -23.7499 | -23.75 | 1000 | 1000 | 23.75 | -0.03
2016-01-01 10:00:00 | 0.5688 | 0.58769 | 0.81425 | 26.03 | -26.0299 | -26.03 | 1000 | 1000 | 26.03 | 14.9
2016-01-01 11:00:00 | 0.56236 | 0.58154 | 0.94383 | 27.06 | -27.0599 | -27.06 | 1000 | 1000 | 27.06 | 16.86
2016-01-01 12:00:00 | 0.54949 | 0.56923 | 0.96576 | 26.59 | -26.5899 | -26.59 | 1000 | 1000 | 26.59 | 20.55
2016-01-01 13:00:00 | 0.54305 | 0.56308 | 0.82374 | 25 | -24.9999 | -25 | 1000 | 1000 | 25 | 16.31
2016-01-01 14:00:00 | 0.5334 | 0.55385 | 0.65983 | 24.43 | -24.4299 | -24.43 | 1000 | 1000 | 24.43 | 16.87
2016-01-01 15:00:00 | 0.53984 | 0.56 | 0.56761 | 28.87 | -28.8699 | -28.87 | 1000 | 1000 | 28.87 | 20.05
2016-01-01 16:00:00 | 0.54627 | 0.56615 | 0.52133 | 37.44 | -37.4399 | -37.44 | 1000 | 1000 | 37.44 | 30.38
2016-01-01 17:00:00 | 0.55271 | 0.57231 | 0.61979 | 37.41 | -37.4099 | -37.41 | 1000 | 1000 | 37.41 | 45.94
2016-01-01 18:00:00 | 0.55914 | 0.57846 | 0.76472 | 35.34 | -35.3399 | -35.34 | 1000 | 1000 | 35.34 | 49.94
2016-01-01 19:00:00 | 0.5688 | 0.58769 | 0.85205 | 33.07 | -33.0699 | -33.07 | 1000 | 1000 | 33.07 | 52.08
2016-01-01 20:00:00 | 0.57523 | 0.59385 | 0.77783 | 29.52 | -29.5199 | -29.52 | 1000 | 1000 | 29.52 | 47.79
2016-01-01 21:00:00 | 0.57845 | 0.59692 | 0.66127 | 30.1 | -30.0999 | -30.1 | 1000 | 1000 | 30.1 | 48.23
2016-01-01 22:00:00 | 0.5688 | 0.58769 | 0.5638 | 24.57 | -24.5699 | -24.57 | 1000 | 1000 | 24.57 | 53
2016-01-01 23:00:00 | 0.58167 | 0.6 | 0.42608 | 22.2 | -22.1999 | -22.2 | 1000 | 1000 | 22.2 | 37.64
2016-01-02 00:00:00 | 0.59132 | 0.60923 | 0.36334 | 16.57 | -16.5699 | -16.57 | 1000 | 1000 | 16.57 | 42.97
2016-01-02 01:00:00 | 0.60741 | 0.62462 | 0.30185 | 15.35 | -15.3499 | -15.35 | 1000 | 1000 | 15.35 | 32.3
2016-01-02 02:00:00 | 0.61707 | 0.63385 | 0.247 | 12.77 | -12.7699 | -12.77 | 1000 | 1000 | 12.77 | 26.13
2016-01-02 03:00:00 | 0.64925 | 0.66462 | 0.23565 | 11.27 | -11.2699 | -11.27 | 1000 | 1000 | 11.27 | 21.9
2016-01-02 04:00:00 | 0.67177 | 0.68615 | 0.23258 | 11.91 | -11.9099 | -11.91 | 1000 | 1000 | 11.91 | 18.47
2016-01-02 05:00:00 | 0.71682 | 0.72923 | 0.24426 | 12.62 | -12.6199 | -12.62 | 1000 | 1000 | 12.62 | 22.71
2016-01-02 06:00:00 | 0.72969 | 0.74154 | 0.30966 | 13.83 | -13.8299 | -13.83 | 1000 | 1000 | 13.83 | 16.27
2016-01-02 07:00:00 | 0.76831 | 0.77846 | 0.47243 | 16.12 | -16.1199 | -16.12 | 1000 | 1000 | 16.12 | 23.56
2016-01-02 08:00:00 | 0.80692 | 0.81538 | 0.68704 | 18.12 | -18.1199 | -18.12 | 1000 | 1000 | 18.12 | 30
2016-01-02 09:00:00 | 0.81658 | 0.82462 | 0.80606 | 19.59 | -19.5899 | -19.59 | 1000 | 1000 | 19.59 | 44.69
2016-01-02 10:00:00 | 0.81658 | 0.82462 | 0.84283 | 21.07 | -21.0699 | -21.07 | 1000 | 1000 | 21.07 | 50.39
2016-01-02 11:00:00 | 0.8198 | 0.82769 | 0.87704 | 22.54 | -22.5399 | -22.54 | 1000 | 1000 | 22.54 | 55.11
2016-01-02 12:00:00 | 0.80692 | 0.81538 | 0.91636 | 19.79 | -19.7899 | -19.79 | 1000 | 1000 | 19.79 | 59.62
2016-01-02 13:00:00 | 0.81336 | 0.82154 | 0.88755 | 16.9 | -16.8999 | -16.9 | 1000 | 1000 | 16.9 | 50.03
2016-01-02 14:00:00 | 0.8198 | 0.82769 | 0.79022 | 16.97 | -16.9699 | -16.97 | 1000 | 1000 | 16.97 | 47.6
2016-01-02 15:00:00 | 0.82301 | 0.83077 | 0.71445 | 19.25 | -19.2499 | -19.25 | 1000 | 1000 | 19.25 | 47.5
2016-01-02 16:00:00 | 0.82623 | 0.83385 | 0.70607 | 28.01 | -28.0099 | -28.01 | 1000 | 1000 | 28.01 | 47.27
2016-01-02 17:00:00 | 0.83267 | 0.84 | 0.8672 | 28.36 | -28.3599 | -28.36 | 1000 | 1000 | 28.36 | 55.05
2016-01-02 18:00:00 | 0.84232 | 0.84923 | 0.99703 | 26.56 | -26.5599 | -26.56 | 1000 | 1000 | 26.56 | 63
2016-01-02 19:00:00 | 0.85519 | 0.86154 | 1 | 17.38 | -17.3799 | -17.38 | 1000 | 1000 | 17.38 | 61.08
2016-01-02 20:00:00 | 0.86485 | 0.87077 | 0.83309 | 15.83 | -15.8299 | -15.83 | 1000 | 1000 | 15.83 | 56.41
2016-01-02 21:00:00 | 0.87772 | 0.88308 | 0.66229 | 16.97 | -16.9699 | -16.97 | 1000 | 1000 | 16.97 | 55.85
2016-01-02 22:00:00 | 0.88737 | 0.89231 | 0.60399 | 15.31 | -15.3099 | -15.31 | 1000 | 1000 | 15.31 | 59.27
2016-01-02 23:00:00 | 0.89381 | 0.89846 | 0.51572 | 6.99 | -6.9899 | -6.99 | 1000 | 1000 | 6.99 | 48.69
2016-01-03 00:00:00 | 0.90346 | 0.90769 | 0.39659 | -0.01 | 0.0101 | 0.01 | -0.01 | -0.01 | -0.01 | 43.38
2016-01-03 01:00:00 | 0.91312 | 0.91692 | 0.29555 | 0.23 | -0.2299 | -0.23 | 1000 | 1000 | 0.23 | 43.38
2016-01-03 02:00:00 | 0.92277 | 0.92615 | 0.24054 | 4.51 | -4.5099 | -4.51 | 1000 | 1000 | 4.51 | 42.83
2016-01-03 03:00:00 | 0.92921 | 0.93231 | 0.21979 | 4.12 | -4.1199 | -4.12 | 1000 | 1000 | 4.12 | 34.69
2016-01-03 04:00:00 | 0.93564 | 0.93846 | 0.20895 | 6.76 | -6.7599 | -6.76 | 1000 | 1000 | 6.76 | 31.44
2016-01-03 05:00:00 | 0.9453 | 0.94769 | 0.2107 | 0.75 | -0.7499 | -0.75 | 1000 | 1000 | 0.75 | 43.05
2016-01-03 06:00:00 | 0.94851 | 0.95077 | 0.22636 | 4.27 | -4.2699 | -4.27 | 1000 | 1000 | 4.27 | 52.7
2016-01-03 07:00:00 | 0.95173 | 0.95385 | 0.26686 | 9.11 | -9.1099 | -9.11 | 1000 | 1000 | 9.11 | 69.76
2016-01-03 08:00:00 | 0.96138 | 0.96308 | 0.42994 | 15.92 | -15.9199 | -15.92 | 1000 | 1000 | 15.92 | 68.95
2016-01-03 09:00:00 | 0.95817 | 0.96 | 0.65048 | 17.06 | -17.0599 | -17.06 | 1000 | 1000 | 17.06 | 68.9
2016-01-03 10:00:00 | 0.9453 | 0.94769 | 0.81425 | 19.28 | -19.2799 | -19.28 | 1000 | 1000 | 19.28 | 66.67
2016-01-03 11:00:00 | 0.91955 | 0.92308 | 0.94383 | 20.25 | -20.2499 | -20.25 | 1000 | 1000 | 20.25 | 67.47
2016-01-03 12:00:00 | 0.9099 | 0.91385 | 0.96576 | 17.66 | -17.6599 | -17.66 | 1000 | 1000 | 17.66 | 66.29
2016-01-03 13:00:00 | 0.89381 | 0.89846 | 0.82374 | 18.49 | -18.4899 | -18.49 | 1000 | 1000 | 18.49 | 68.9
2016-01-03 14:00:00 | 0.88737 | 0.89231 | 0.65983 | 16.51 | -16.5099 | -16.51 | 1000 | 1000 | 16.51 | 68.03
2016-01-03 15:00:00 | 0.89381 | 0.89846 | 0.56761 | 18.76 | -18.7599 | -18.76 | 1000 | 1000 | 18.76 | 67.24
2016-01-03 16:00:00 | 0.9099 | 0.91385 | 0.52133 | 22.21 | -22.2099 | -22.21 | 1000 | 1000 | 22.21 | 69
2016-01-03 17:00:00 | 0.91633 | 0.92 | 0.61979 | 26.76 | -26.7599 | -26.76 | 1000 | 1000 | 26.76 | 74.33
2016-01-03 18:00:00 | 0.91633 | 0.92 | 0.76472 | 27.08 | -27.0799 | -27.08 | 1000 | 1000 | 27.08 | 77.51
2016-01-03 19:00:00 | 0.91633 | 0.92 | 0.85205 | 25.33 | -25.3299 | -25.33 | 1000 | 1000 | 25.33 | 73.48
2016-01-03 20:00:00 | 0.92277 | 0.92615 | 0.77783 | 22.11 | -22.1099 | -22.11 | 1000 | 1000 | 22.11 | 65.06
2016-01-03 21:00:00 | 0.92599 | 0.92923 | 0.66127 | 20.91 | -20.9099 | -20.91 | 1000 | 1000 | 20.91 | 59.88
2016-01-03 22:00:00 | 0.93564 | 0.93846 | 0.5638 | 14.43 | -14.4299 | -14.43 | 1000 | 1000 | 14.43 | 58.15
2016-01-03 23:00:00 | 0.94208 | 0.94462 | 0.42608 | 13.78 | -13.7799 | -13.78 | 1000 | 1000 | 13.78 | 55.54
2016-01-04 00:00:00 | 0.94851 | 0.95077 | 0.31267 | 12.77 | -12.7699 | -12.77 | 1000 | 1000 | 12.77 | 48.54
2016-01-04 01:00:00 | 0.95495 | 0.95692 | 0.2388 | 10.56 | -10.5599 | -10.56 | 1000 | 1000 | 10.56 | 48.03
2016-01-04 02:00:00 | 0.9646 | 0.96615 | 0.2191 | 3.87 | -3.8699 | -3.87 | 1000 | 1000 | 3.87 | 45.81
2016-01-04 03:00:00 | 0.97104 | 0.97231 | 0.21612 | 3.2 | -3.1999 | -3.2 | 1000 | 1000 | 3.2 | 41.93
2016-01-04 04:00:00 | 0.98069 | 0.98154 | 0.22876 | 8.67 | -8.6699 | -8.67 | 1000 | 1000 | 8.67 | 39.01
2016-01-04 05:00:00 | 0.98713 | 0.98769 | 0.26928 | 18.01 | -18.0099 | -18.01 | 1000 | 1000 | 18.01 | 45.93
2016-01-04 06:00:00 | 0.99356 | 0.99385 | 0.46874 | 28.52 | -28.5199 | -28.52 | 1000 | 1000 | 28.52 | 48.47
2016-01-04 07:00:00 | 0.99035 | 0.99077 | 0.67301 | 34.74 | -34.7399 | -34.74 | 1000 | 1000 | 34.74 | 66.92
2016-01-04 08:00:00 | 0.98713 | 0.98769 | 0.76549 | 33.46 | -33.4599 | -33.46 | 1000 | 1000 | 33.46 | 69.35
2016-01-04 09:00:00 | 0.97426 | 0.97538 | 0.7631 | 33.24 | -33.2399 | -33.24 | 1000 | 1000 | 33.24 | 68.99
2016-01-04 10:00:00 | 0.94208 | 0.94462 | 0.73645 | 35.09 | -35.0899 | -35.09 | 1000 | 1000 | 35.09 | 69.09
2016-01-04 11:00:00 | 0.91633 | 0.92 | 0.75244 | 35 | -34.9999 | -35 | 1000 | 1000 | 35 | 68.94
2016-01-04 12:00:00 | 0.89703 | 0.90154 | 0.78569 | 35 | -34.9999 | -35 | 1000 | 1000 | 35 | 65.69
2016-01-04 13:00:00 | 0.87772 | 0.88308 | 0.74358 | 34.94 | -34.9399 | -34.94 | 1000 | 1000 | 34.94 | 63.06
2016-01-04 14:00:00 | 0.86806 | 0.87385 | 0.6716 | 34.92 | -34.9199 | -34.92 | 1000 | 1000 | 34.92 | 59.68
2016-01-04 15:00:00 | 0.88094 | 0.88615 | 0.6447 | 38 | -37.9999 | -38 | 1000 | 1000 | 38 | 61.73
2016-01-04 16:00:00 | 0.86163 | 0.86769 | 0.65698 | 41.21 | -41.2099 | -41.21 | 1000 | 1000 | 41.21 | 65.05
2016-01-04 17:00:00 | 0.86163 | 0.86769 | 0.76076 | 42.95 | -42.9499 | -42.95 | 1000 | 1000 | 42.95 | 70.21
2016-01-04 18:00:00 | 0.8745 | 0.88 | 0.8848 | 41.96 | -41.9599 | -41.96 | 1000 | 1000 | 41.96 | 70.08
2016-01-04 19:00:00 | 0.88094 | 0.88615 | 0.92169 | 34.94 | -34.9399 | -34.94 | 1000 | 1000 | 34.94 | 69.27
2016-01-04 20:00:00 | 0.90346 | 0.90769 | 0.81915 | 30.66 | -30.6599 | -30.66 | 1000 | 1000 | 30.66 | 56.34
2016-01-04 21:00:00 | 0.91633 | 0.92 | 0.69019 | 30 | -29.9999 | -30 | 1000 | 1000 | 30 | 50.06
2016-01-04 22:00:00 | 0.92277 | 0.92615 | 0.57811 | 23.9 | -23.8999 | -23.9 | 1000 | 1000 | 23.9 | 46.94
2016-01-04 23:00:00 | 0.93242 | 0.93538 | 0.44327 | 25.03 | -25.0299 | -25.03 | 1000 | 1000 | 25.03 | 44.19
2016-01-05 00:00:00 | 0.92921 | 0.93231 | 0.31267 | 24.42 | -24.4199 | -24.42 | 1000 | 1000 | 24.42 | 46.36
2016-01-05 01:00:00 | 0.93886 | 0.94154 | 0.2388 | 22.34 | -22.3399 | -22.34 | 1000 | 1000 | 22.34 | 45.08
2016-01-05 02:00:00 | 0.9453 | 0.94769 | 0.2191 | 21.5 | -21.4999 | -21.5 | 1000 | 1000 | 21.5 | 43.01
2016-01-05 03:00:00 | 0.95173 | 0.95385 | 0.21612 | 20 | -19.9999 | -20 | 1000 | 1000 | 20 | 39.52
2016-01-05 04:00:00 | 0.97104 | 0.97231 | 0.22876 | 23.53 | -23.5299 | -23.53 | 1000 | 1000 | 23.53 | 39.96
2016-01-05 05:00:00 | 0.98069 | 0.98154 | 0.26928 | 28.96 | -28.9599 | -28.96 | 1000 | 1000 | 28.96 | 44.74
2016-01-05 06:00:00 | 0.98713 | 0.98769 | 0.46874 | 38.32 | -38.3199 | -38.32 | 1000 | 1000 | 38.32 | 54.24
2016-01-05 07:00:00 | 0.99678 | 0.99692 | 0.67301 | 41.45 | -41.4499 | -41.45 | 1000 | 1000 | 41.45 | 58.42
2016-01-05 08:00:00 | 0.98713 | 0.98769 | 0.76549 | 40.72 | -40.7199 | -40.72 | 1000 | 1000 | 40.72 | 59.8
2016-01-05 09:00:00 | 0.9453 | 0.94769 | 0.7631 | 40.66 | -40.6599 | -40.66 | 1000 | 1000 | 40.66 | 61.07
2016-01-05 10:00:00 | 0.90346 | 0.90769 | 0.73645 | 40.33 | -40.3299 | -40.33 | 1000 | 1000 | 40.33 | 63.42
2016-01-05 11:00:00 | 0.89381 | 0.89846 | 0.75244 | 38.25 | -38.2499 | -38.25 | 1000 | 1000 | 38.25 | 63.59
2016-01-05 12:00:00 | 0.88737 | 0.89231 | 0.78569 | 36.98 | -36.9799 | -36.98 | 1000 | 1000 | 36.98 | 60.98
2016-01-05 13:00:00 | 0.89059 | 0.89538 | 0.74358 | 34.91 | -34.9099 | -34.91 | 1000 | 1000 | 34.91 | 62.75
2016-01-05 14:00:00 | 0.89703 | 0.90154 | 0.6716 | 33.5 | -33.4999 | -33.5 | 1000 | 1000 | 33.5 | 58.5
2016-01-05 15:00:00 | 0.92277 | 0.92615 | 0.6447 | 35.1 | -35.0999 | -35.1 | 1000 | 1000 | 35.1 | 59.07
2016-01-05 16:00:00 | 0.91955 | 0.92308 | 0.65698 | 42.44 | -42.4399 | -42.44 | 1000 | 1000 | 42.44 | 64.59
2016-01-05 17:00:00 | 0.91633 | 0.92 | 0.76076 | 42.94 | -42.9399 | -42.94 | 1000 | 1000 | 42.94 | 69.77
2016-01-05 18:00:00 | 0.9099 | 0.91385 | 0.8848 | 41.74 | -41.7399 | -41.74 | 1000 | 1000 | 41.74 | 66.99
2016-01-05 19:00:00 | 0.91312 | 0.91692 | 0.92169 | 36.47 | -36.4699 | -36.47 | 1000 | 1000 | 36.47 | 58.01
2016-01-05 20:00:00 | 0.91955 | 0.92308 | 0.81915 | 33.01 | -33.0099 | -33.01 | 1000 | 1000 | 33.01 | 58.56
2016-01-05 21:00:00 | 0.91633 | 0.92 | 0.69019 | 31.75 | -31.7499 | -31.75 | 1000 | 1000 | 31.75 | 52.68
2016-01-05 22:00:00 | 0.93564 | 0.93846 | 0.57811 | 26.99 | -26.9899 | -26.99 | 1000 | 1000 | 26.99 | 49.94
2016-01-05 23:00:00 | 0.93886 | 0.94154 | 0.44327 | 26.62 | -26.6199 | -26.62 | 1000 | 1000 | 26.62 | 40.78
2016-01-06 00:00:00 | 0.94208 | 0.94462 | 0.31267 | 25.58 | -25.5799 | -25.58 | 1000 | 1000 | 25.58 | 42.68
2016-01-06 01:00:00 | 0.95173 | 0.95385 | 0.2388 | 24.59 | -24.5899 | -24.59 | 1000 | 1000 | 24.59 | 25.5
2016-01-06 02:00:00 | 0.9646 | 0.96615 | 0.2191 | 22.5 | -22.4999 | -22.5 | 1000 | 1000 | 22.5 | 21.53
2016-01-06 03:00:00 | 0.97426 | 0.97538 | 0.21612 | 23.16 | -23.1599 | -23.16 | 1000 | 1000 | 23.16 | 20.06
2016-01-06 04:00:00 | 0.97747 | 0.97846 | 0.22876 | 24.99 | -24.9899 | -24.99 | 1000 | 1000 | 24.99 | 20.14
2016-01-06 05:00:00 | 0.97747 | 0.97846 | 0.26928 | 26.62 | -26.6199 | -26.62 | 1000 | 1000 | 26.62 | 26.9
2016-01-06 06:00:00 | 0.99356 | 0.99385 | 0.46874 | 28.03 | -28.0299 | -28.03 | 1000 | 1000 | 28.03 | 38.99
2016-01-06 07:00:00 | 1 | 1 | 0.67301 | 29.34 | -29.3399 | -29.34 | 1000 | 1000 | 29.34 | 44.71
2016-01-06 08:00:00 | 0.99035 | 0.99077 | 0.76549 | 32.94 | -32.9399 | -32.94 | 1000 | 1000 | 32.94 | 45.06
2016-01-06 09:00:00 | 0.97104 | 0.97231 | 0.7631 | 37.71 | -37.7099 | -37.71 | 1000 | 1000 | 37.71 | 48.56
2016-01-06 10:00:00 | 0.89703 | 0.90154 | 0.73645 | 40.08 | -40.0799 | -40.08 | 1000 | 1000 | 40.08 | 49.63
2016-01-06 11:00:00 | 0.86485 | 0.87077 | 0.75244 | 40.73 | -40.7299 | -40.73 | 1000 | 1000 | 40.73 | 50.73
2016-01-06 12:00:00 | 0.82945 | 0.83692 | 0.78569 | 38.26 | -38.2599 | -38.26 | 1000 | 1000 | 38.26 | 56.33
2016-01-06 13:00:00 | 0.80371 | 0.81231 | 0.74358 | 35.44 | -35.4399 | -35.44 | 1000 | 1000 | 35.44 | 56.09
2016-01-06 14:00:00 | 0.80371 | 0.81231 | 0.6716 | 36.92 | -36.9199 | -36.92 | 1000 | 1000 | 36.92 | 55
2016-01-06 15:00:00 | 0.84232 | 0.84923 | 0.6447 | 41.28 | -41.2799 | -41.28 | 1000 | 1000 | 41.28 | 54.93
2016-01-06 16:00:00 | 0.86806 | 0.87385 | 0.65698 | 44.95 | -44.9499 | -44.95 | 1000 | 1000 | 44.95 | 58.23
2016-01-06 17:00:00 | 0.88415 | 0.88923 | 0.76076 | 46.9 | -46.8999 | -46.9 | 1000 | 1000 | 46.9 | 66.99
2016-01-06 18:00:00 | 0.89703 | 0.90154 | 0.8848 | 43.95 | -43.9499 | -43.95 | 1000 | 1000 | 43.95 | 69.48
2016-01-06 19:00:00 | 0.90346 | 0.90769 | 0.92169 | 39.94 | -39.9399 | -39.94 | 1000 | 1000 | 39.94 | 66.69
2016-01-06 20:00:00 | 0.92277 | 0.92615 | 0.81915 | 32.4 | -32.3999 | -32.4 | 1000 | 1000 | 32.4 | 59.73
2016-01-06 21:00:00 | 0.93564 | 0.93846 | 0.69019 | 33.51 | -33.5099 | -33.51 | 1000 | 1000 | 33.51 | 53.07
2016-01-06 22:00:00 | 0.94208 | 0.94462 | 0.57811 | 30.11 | -30.1099 | -30.11 | 1000 | 1000 | 30.11 | 54.25
2016-01-06 23:00:00 | 0.95173 | 0.95385 | 0.44327 | 26.41 | -26.4099 | -26.41 | 1000 | 1000 | 26.41 | 49.49
2016-01-07 00:00:00 | 0.95495 | 0.95692 | 0.31267 | 26.05 | -26.0499 | -26.05 | 1000 | 1000 | 26.05 | 44.58
2016-01-07 01:00:00 | 0.96138 | 0.96308 | 0.2388 | 24.93 | -24.9299 | -24.93 | 1000 | 1000 | 24.93 | 42.92
2016-01-07 02:00:00 | 0.92277 | 0.92615 | 0.2191 | 22.39 | -22.3899 | -22.39 | 1000 | 1000 | 22.39 | 30.51
2016-01-07 03:00:00 | 0.88415 | 0.88923 | 0.21612 | 22.32 | -22.3199 | -22.32 | 1000 | 1000 | 22.32 | 21.5
2016-01-07 04:00:00 | 0.88415 | 0.88923 | 0.22876 | 24.2 | -24.1999 | -24.2 | 1000 | 1000 | 24.2 | 23.19
2016-01-07 05:00:00 | 0.87772 | 0.88308 | 0.26928 | 31 | -30.9999 | -31 | 1000 | 1000 | 31 | 40.05
2016-01-07 06:00:00 | 0.86485 | 0.87077 | 0.46874 | 42.47 | -42.4699 | -42.47 | 1000 | 1000 | 42.47 | 49.03
2016-01-07 07:00:00 | 0.85519 | 0.86154 | 0.67301 | 42.97 | -42.9699 | -42.97 | 1000 | 1000 | 42.97 | 64.48
2016-01-07 08:00:00 | 0.89059 | 0.89538 | 0.76549 | 41.93 | -41.9299 | -41.93 | 1000 | 1000 | 41.93 | 63.77
2016-01-07 09:00:00 | 0.85841 | 0.86462 | 0.7631 | 41.62 | -41.6199 | -41.62 | 1000 | 1000 | 41.62 | 63.75
2016-01-07 10:00:00 | 0.81658 | 0.82462 | 0.73645 | 41.5 | -41.4999 | -41.5 | 1000 | 1000 | 41.5 | 64.41
2016-01-07 11:00:00 | 0.77475 | 0.78462 | 0.75244 | 40.66 | -40.6599 | -40.66 | 1000 | 1000 | 40.66 | 64.97
2016-01-07 12:00:00 | 0.76509 | 0.77538 | 0.78569 | 40.33 | -40.3299 | -40.33 | 1000 | 1000 | 40.33 | 64.07
2016-01-07 13:00:00 | 0.75544 | 0.76615 | 0.74358 | 36.51 | -36.5099 | -36.51 | 1000 | 1000 | 36.51 | 62.88
2016-01-07 14:00:00 | 0.749 | 0.76 | 0.6716 | 33.49 | -33.4899 | -33.49 | 1000 | 1000 | 33.49 | 57.19
2016-01-07 15:00:00 | 0.74578 | 0.75692 | 0.6447 | 34.19 | -34.1899 | -34.19 | 1000 | 1000 | 34.19 | 53.46
2016-01-07 16:00:00 | 0.73613 | 0.74769 | 0.65698 | 40.66 | -40.6599 | -40.66 | 1000 | 1000 | 40.66 | 59.55
2016-01-07 17:00:00 | 0.73935 | 0.75077 | 0.76076 | 40.8 | -40.7999 | -40.8 | 1000 | 1000 | 40.8 | 63
2016-01-07 18:00:00 | 0.73935 | 0.75077 | 0.8848 | 37.19 | -37.1899 | -37.19 | 1000 | 1000 | 37.19 | 61.86
2016-01-07 19:00:00 | 0.74257 | 0.75385 | 0.92169 | 31.94 | -31.9399 | -31.94 | 1000 | 1000 | 31.94 | 56.13
2016-01-07 20:00:00 | 0.73291 | 0.74462 | 0.81915 | 27.01 | -27.0099 | -27.01 | 1000 | 1000 | 27.01 | 51.14
2016-01-07 21:00:00 | 0.71682 | 0.72923 | 0.69019 | 27.52 | -27.5199 | -27.52 | 1000 | 1000 | 27.52 | 49.93
2016-01-07 22:00:00 | 0.70717 | 0.72 | 0.57811 | 23.4 | -23.3999 | -23.4 | 1000 | 1000 | 23.4 | 52.48
2016-01-07 23:00:00 | 0.6943 | 0.70769 | 0.44327 | 12.12 | -12.1199 | -12.12 | 1000 | 1000 | 12.12 | 48.69
2016-01-08 00:00:00 | 0.68786 | 0.70154 | 0.31267 | 17.23 | -17.2299 | -17.23 | 1000 | 1000 | 17.23 | 27
2016-01-08 01:00:00 | 0.68143 | 0.69538 | 0.2388 | 13.9 | -13.8999 | -13.9 | 1000 | 1000 | 13.9 | 24.82
2016-01-08 02:00:00 | 0.67177 | 0.68615 | 0.2191 | 12.11 | -12.1099 | -12.11 | 1000 | 1000 | 12.11 | 20.1
2016-01-08 03:00:00 | 0.67499 | 0.68923 | 0.21612 | 12.99 | -12.9899 | -12.99 | 1000 | 1000 | 12.99 | 15.76
2016-01-08 04:00:00 | 0.66212 | 0.67692 | 0.22876 | 16.98 | -16.9799 | -16.98 | 1000 | 1000 | 16.98 | 18.09
2016-01-08 05:00:00 | 0.64603 | 0.66154 | 0.26928 | 22.02 | -22.0199 | -22.02 | 1000 | 1000 | 22.02 | 14.02
2016-01-08 06:00:00 | 0.63316 | 0.64923 | 0.46874 | 28.4 | -28.3999 | -28.4 | 1000 | 1000 | 28.4 | 14.69
2016-01-08 07:00:00 | 0.58167 | 0.6 | 0.67301 | 29.31 | -29.3099 | -29.31 | 1000 | 1000 | 29.31 | 23.54
2016-01-08 08:00:00 | 0.52375 | 0.54462 | 0.76549 | 26.6 | -26.5999 | -26.6 | 1000 | 1000 | 26.6 | 38.27
2016-01-08 09:00:00 | 0.50766 | 0.52923 | 0.7631 | 25.55 | -25.5499 | -25.55 | 1000 | 1000 | 25.55 | 46.2
2016-01-08 10:00:00 | 0.498 | 0.52 | 0.73645 | 25.76 | -25.7599 | -25.76 | 1000 | 1000 | 25.76 | 49.94
2016-01-08 11:00:00 | 0.49157 | 0.51385 | 0.75244 | 25.13 | -25.1299 | -25.13 | 1000 | 1000 | 25.13 | 49.42
2016-01-08 12:00:00 | 0.51087 | 0.53231 | 0.78569 | 25.58 | -25.5799 | -25.58 | 1000 | 1000 | 25.58 | 42.9
2016-01-08 13:00:00 | 0.498 | 0.52 | 0.74358 | 27.6 | -27.5999 | -27.6 | 1000 | 1000 | 27.6 | 36.38
2016-01-08 14:00:00 | 0.46904 | 0.49231 | 0.6716 | 32.08 | -32.0799 | -32.08 | 1000 | 1000 | 32.08 | 31.49
2016-01-08 15:00:00 | 0.47226 | 0.49538 | 0.6447 | 37.16 | -37.1599 | -37.16 | 1000 | 1000 | 37.16 | 24.21
2016-01-08 16:00:00 | 0.48835 | 0.51077 | 0.65698 | 45 | -44.9999 | -45 | 1000 | 1000 | 45 | 36.32
2016-01-08 17:00:00 | 0.4787 | 0.50154 | 0.76076 | 46.97 | -46.9699 | -46.97 | 1000 | 1000 | 46.97 | 53.02
2016-01-08 18:00:00 | 0.49479 | 0.51692 | 0.8848 | 40.09 | -40.0899 | -40.09 | 1000 | 1000 | 40.09 | 55.45
2016-01-08 19:00:00 | 0.50444 | 0.52615 | 0.92169 | 34.61 | -34.6099 | -34.61 | 1000 | 1000 | 34.61 | 52.94
2016-01-08 20:00:00 | 0.52053 | 0.54154 | 0.81915 | 31.52 | -31.5199 | -31.52 | 1000 | 1000 | 31.52 | 48.14
2016-01-08 21:00:00 | 0.53984 | 0.56 | 0.69019 | 32.5 | -32.4999 | -32.5 | 1000 | 1000 | 32.5 | 41.02
2016-01-08 22:00:00 | 0.53662 | 0.55692 | 0.57811 | 26.01 | -26.0099 | -26.01 | 1000 | 1000 | 26.01 | 46.97
2016-01-08 23:00:00 | 0.55271 | 0.57231 | 0.44327 | 26.1 | -26.0999 | -26.1 | 1000 | 1000 | 26.1 | 34.38
2016-01-09 00:00:00 | 0.53984 | 0.56 | 0.36334 | 25.1 | -25.0999 | -25.1 | 1000 | 1000 | 25.1 | 32.54
2016-01-09 01:00:00 | 0.58489 | 0.60308 | 0.30185 | 24.3 | -24.2999 | -24.3 | 1000 | 1000 | 24.3 | 21.55
2016-01-09 02:00:00 | 0.59454 | 0.61231 | 0.247 | 23.23 | -23.2299 | -23.23 | 1000 | 1000 | 23.23 | 15.71
2016-01-09 03:00:00 | 0.62994 | 0.64615 | 0.23565 | 21.96 | -21.9599 | -21.96 | 1000 | 1000 | 21.96 | 10.58
2016-01-09 04:00:00 | 0.58489 | 0.60308 | 0.23258 | 22.45 | -22.4499 | -22.45 | 1000 | 1000 | 22.45 | 10.32
2016-01-09 05:00:00 | 0.59454 | 0.61231 | 0.24426 | 23.07 | -23.0699 | -23.07 | 1000 | 1000 | 23.07 | 10.33
2016-01-09 06:00:00 | 0.60419 | 0.62154 | 0.30966 | 25 | -24.9999 | -25 | 1000 | 1000 | 25 | 9.22
2016-01-09 07:00:00 | 0.61063 | 0.62769 | 0.47243 | 32.11 | -32.1099 | -32.11 | 1000 | 1000 | 32.11 | 10
2016-01-09 08:00:00 | 0.61385 | 0.63077 | 0.68704 | 37.12 | -37.1199 | -37.12 | 1000 | 1000 | 37.12 | 10.19
2016-01-09 09:00:00 | 0.57523 | 0.59385 | 0.80606 | 36.13 | -36.1299 | -36.13 | 1000 | 1000 | 36.13 | 30
2016-01-09 10:00:00 | 0.52375 | 0.54462 | 0.84283 | 35.76 | -35.7599 | -35.76 | 1000 | 1000 | 35.76 | 46.02
2016-01-09 11:00:00 | 0.48191 | 0.50462 | 0.87704 | 34.06 | -34.0599 | -34.06 | 1000 | 1000 | 34.06 | 50.83
2016-01-09 12:00:00 | 0.45939 | 0.48308 | 0.91636 | 31.54 | -31.5399 | -31.54 | 1000 | 1000 | 31.54 | 53.02
2016-01-09 13:00:00 | 0.46261 | 0.48615 | 0.88755 | 27.92 | -27.9199 | -27.92 | 1000 | 1000 | 27.92 | 46.62
2016-01-09 14:00:00 | 0.47226 | 0.49538 | 0.79022 | 27 | -26.9999 | -27 | 1000 | 1000 | 27 | 43.44
2016-01-09 15:00:00 | 0.51409 | 0.53538 | 0.71445 | 30.5 | -30.4999 | -30.5 | 1000 | 1000 | 30.5 | 36.36
2016-01-09 16:00:00 | 0.51731 | 0.53846 | 0.70607 | 36.99 | -36.9899 | -36.99 | 1000 | 1000 | 36.99 | 39.22
2016-01-09 17:00:00 | 0.53662 | 0.55692 | 0.8672 | 36.8 | -36.7999 | -36.8 | 1000 | 1000 | 36.8 | 56.28
2016-01-09 18:00:00 | 0.53662 | 0.55692 | 0.99703 | 35 | -34.9999 | -35 | 1000 | 1000 | 35 | 63.02
2016-01-09 19:00:00 | 0.55271 | 0.57231 | 1 | 29 | -28.9999 | -29 | 1000 | 1000 | 29 | 62.38
2016-01-09 20:00:00 | 0.5688 | 0.58769 | 0.83309 | 25.01 | -25.0099 | -25.01 | 1000 | 1000 | 25.01 | 57.47
2016-01-09 21:00:00 | 0.57523 | 0.59385 | 0.66229 | 25.1 | -25.0999 | -25.1 | 1000 | 1000 | 25.1 | 49.37
2016-01-09 22:00:00 | 0.59454 | 0.61231 | 0.60399 | 22.28 | -22.2799 | -22.28 | 1000 | 1000 | 22.28 | 52.01
2016-01-09 23:00:00 | 0.59776 | 0.61538 | 0.51572 | 15.58 | -15.5799 | -15.58 | 1000 | 1000 | 15.58 | 44.89
2016-01-10 00:00:00 | 0.62028 | 0.63692 | 0.39659 | 19.05 | -19.0499 | -19.05 | 1000 | 1000 | 19.05 | 30
2016-01-10 01:00:00 | 0.63637 | 0.65231 | 0.29555 | 16.87 | -16.8699 | -16.87 | 1000 | 1000 | 16.87 | 25.09
2016-01-10 02:00:00 | 0.64281 | 0.65846 | 0.24054 | 12.75 | -12.7499 | -12.75 | 1000 | 1000 | 12.75 | 20.57
2016-01-10 03:00:00 | 0.64603 | 0.66154 | 0.21979 | 10.81 | -10.8099 | -10.81 | 1000 | 1000 | 10.81 | 15.04
2016-01-10 04:00:00 | 0.63959 | 0.65538 | 0.20895 | 10.85 | -10.8499 | -10.85 | 1000 | 1000 | 10.85 | 15.7
2016-01-10 05:00:00 | 0.64603 | 0.66154 | 0.2107 | 9.85 | -9.8499 | -9.85 | 1000 | 1000 | 9.85 | 25.63
2016-01-10 06:00:00 | 0.63637 | 0.65231 | 0.22636 | 11.92 | -11.9199 | -11.92 | 1000 | 1000 | 11.92 | 51.64
2016-01-10 07:00:00 | 0.62028 | 0.63692 | 0.26686 | 15.44 | -15.4399 | -15.44 | 1000 | 1000 | 15.44 | 63.3
2016-01-10 08:00:00 | 0.60419 | 0.62154 | 0.42994 | 18.99 | -18.9899 | -18.99 | 1000 | 1000 | 18.99 | 62.99
2016-01-10 09:00:00 | 0.58167 | 0.6 | 0.65048 | 19.66 | -19.6599 | -19.66 | 1000 | 1000 | 19.66 | 61.2
2016-01-10 10:00:00 | 0.55593 | 0.57538 | 0.81425 | 21.59 | -21.5899 | -21.59 | 1000 | 1000 | 21.59 | 62.67
2016-01-10 11:00:00 | 0.54627 | 0.56615 | 0.94383 | 21.83 | -21.8299 | -21.83 | 1000 | 1000 | 21.83 | 62.98
2016-01-10 12:00:00 | 0.53984 | 0.56 | 0.96576 | 20.82 | -20.8199 | -20.82 | 1000 | 1000 | 20.82 | 62.88
2016-01-10 13:00:00 | 0.5334 | 0.55385 | 0.82374 | 20.06 | -20.0599 | -20.06 | 1000 | 1000 | 20.06 | 61.41
2016-01-10 14:00:00 | 0.54627 | 0.56615 | 0.65983 | 21.45 | -21.4499 | -21.45 | 1000 | 1000 | 21.45 | 60.5
2016-01-10 15:00:00 | 0.53662 | 0.55692 | 0.56761 | 23.92 | -23.9199 | -23.92 | 1000 | 1000 | 23.92 | 57.52
2016-01-10 16:00:00 | 0.54305 | 0.56308 | 0.52133 | 27.93 | -27.9299 | -27.93 | 1000 | 1000 | 27.93 | 59.92
2016-01-10 17:00:00 | 0.53018 | 0.55077 | 0.61979 | 35 | -34.9999 | -35 | 1000 | 1000 | 35 | 67.1
2016-01-10 18:00:00 | 0.52375 | 0.54462 | 0.76472 | 33 | -32.9999 | -33 | 1000 | 1000 | 33 | 69.93
2016-01-10 19:00:00 | 0.54627 | 0.56615 | 0.85205 | 30.03 | -30.0299 | -30.03 | 1000 | 1000 | 30.03 | 63.18
2016-01-10 20:00:00 | 0.56558 | 0.58462 | 0.77783 | 26.06 | -26.0599 | -26.06 | 1000 | 1000 | 26.06 | 54.72
2016-01-10 21:00:00 | 0.58167 | 0.6 | 0.66127 | 26.93 | -26.9299 | -26.93 | 1000 | 1000 | 26.93 | 43.94
2016-01-10 22:00:00 | 0.59132 | 0.60923 | 0.5638 | 23.12 | -23.1199 | -23.12 | 1000 | 1000 | 23.12 | 43.37
2016-01-10 23:00:00 | 0.59132 | 0.60923 | 0.42608 | 21.95 | -21.9499 | -21.95 | 1000 | 1000 | 21.95 | 32.32
2016-01-11 00:00:00 | 0.58489 | 0.60308 | 0.31267 | 20.04 | -20.0399 | -20.04 | 1000 | 1000 | 20.04 | 47.31
2016-01-11 01:00:00 | 0.57202 | 0.59077 | 0.2388 | 19.78 | -19.7799 | -19.78 | 1000 | 1000 | 19.78 | 45.01
2016-01-11 02:00:00 | 0.57202 | 0.59077 | 0.2191 | 19.36 | -19.3599 | -19.36 | 1000 | 1000 | 19.36 | 41.91
2016-01-11 03:00:00 | 0.58167 | 0.6 | 0.21612 | 19.56 | -19.5599 | -19.56 | 1000 | 1000 | 19.56 | 34.15
2016-01-11 04:00:00 | 0.59776 | 0.61538 | 0.22876 | 21.67 | -21.6699 | -21.67 | 1000 | 1000 | 21.67 | 35.01
2016-01-11 05:00:00 | 0.57845 | 0.59692 | 0.26928 | 28.5 | -28.4999 | -28.5 | 1000 | 1000 | 28.5 | 44.92
2016-01-11 06:00:00 | 0.57523 | 0.59385 | 0.46874 | 41.61 | -41.6099 | -41.61 | 1000 | 1000 | 41.61 | 49.81
2016-01-11 07:00:00 | 0.57523 | 0.59385 | 0.67301 | 45.93 | -45.9299 | -45.93 | 1000 | 1000 | 45.93 | 63.08
2016-01-11 08:00:00 | 0.58489 | 0.60308 | 0.76549 | 44 | -43.9999 | -44 | 1000 | 1000 | 44 | 64.85
2016-01-11 09:00:00 | 0.58489 | 0.60308 | 0.7631 | 41.94 | -41.9399 | -41.94 | 1000 | 1000 | 41.94 | 63.04
2016-01-11 10:00:00 | 0.55593 | 0.57538 | 0.73645 | 41.96 | -41.9599 | -41.96 | 1000 | 1000 | 41.96 | 62.68
2016-01-11 11:00:00 | 0.54305 | 0.56308 | 0.75244 | 42.33 | -42.3299 | -42.33 | 1000 | 1000 | 42.33 | 63.7
2016-01-11 12:00:00 | 0.52696 | 0.54769 | 0.78569 | 42.1 | -42.0999 | -42.1 | 1000 | 1000 | 42.1 | 65.03
2016-01-11 13:00:00 | 0.53018 | 0.55077 | 0.74358 | 39.88 | -39.8799 | -39.88 | 1000 | 1000 | 39.88 | 65.04
2016-01-11 14:00:00 | 0.52053 | 0.54154 | 0.6716 | 37.5 | -37.4999 | -37.5 | 1000 | 1000 | 37.5 | 62.95
2016-01-11 15:00:00 | 0.53018 | 0.55077 | 0.6447 | 37.95 | -37.9499 | -37.95 | 1000 | 1000 | 37.95 | 60
2016-01-11 16:00:00 | 0.53984 | 0.56 | 0.65698 | 44.69 | -44.6899 | -44.69 | 1000 | 1000 | 44.69 | 62.94
2016-01-11 17:00:00 | 0.54627 | 0.56615 | 0.76076 | 42.88 | -42.8799 | -42.88 | 1000 | 1000 | 42.88 | 69.04
2016-01-11 18:00:00 | 0.55271 | 0.57231 | 0.8848 | 40 | -39.9999 | -40 | 1000 | 1000 | 40 | 71.61
2016-01-11 19:00:00 | 0.56558 | 0.58462 | 0.92169 | 33.09 | -33.0899 | -33.09 | 1000 | 1000 | 33.09 | 67.99
2016-01-11 20:00:00 | 0.57523 | 0.59385 | 0.81915 | 27.93 | -27.9299 | -27.93 | 1000 | 1000 | 27.93 | 63.67
2016-01-11 21:00:00 | 0.59132 | 0.60923 | 0.69019 | 28 | -27.9999 | -28 | 1000 | 1000 | 28 | 53.28
2016-01-11 22:00:00 | 0.58489 | 0.60308 | 0.57811 | 24.14 | -24.1399 | -24.14 | 1000 | 1000 | 24.14 | 56.18
2016-01-11 23:00:00 | 0.58489 | 0.60308 | 0.44327 | 21.51 | -21.5099 | -21.51 | 1000 | 1000 | 21.51 | 49.33
2016-01-12 00:00:00 | 0.58489 | 0.60308 | 0.31267 | 19.81 | -19.8099 | -19.81 | 1000 | 1000 | 19.81 | 37.93
2016-01-12 01:00:00 | 0.58167 | 0.6 | 0.2388 | 19.1 | -19.0999 | -19.1 | 1000 | 1000 | 19.1 | 34.02
2016-01-12 02:00:00 | 0.57845 | 0.59692 | 0.2191 | 15.74 | -15.7399 | -15.74 | 1000 | 1000 | 15.74 | 24.29
2016-01-12 03:00:00 | 0.57523 | 0.59385 | 0.21612 | 15.54 | -15.5399 | -15.54 | 1000 | 1000 | 15.54 | 16.51
2016-01-12 04:00:00 | 0.5688 | 0.58769 | 0.22876 | 20.19 | -20.1899 | -20.19 | 1000 | 1000 | 20.19 | 14.06
2016-01-12 05:00:00 | 0.56558 | 0.58462 | 0.26928 | 24.38 | -24.3799 | -24.38 | 1000 | 1000 | 24.38 | 32.55
2016-01-12 06:00:00 | 0.56236 | 0.58154 | 0.46874 | 35.92 | -35.9199 | -35.92 | 1000 | 1000 | 35.92 | 43.69
2016-01-12 07:00:00 | 0.56236 | 0.58154 | 0.67301 | 40.5 | -40.4999 | -40.5 | 1000 | 1000 | 40.5 | 57.65
2016-01-12 08:00:00 | 0.55914 | 0.57846 | 0.76549 | 41 | -40.9999 | -41 | 1000 | 1000 | 41 | 60
2016-01-12 09:00:00 | 0.55271 | 0.57231 | 0.7631 | 38.66 | -38.6599 | -38.66 | 1000 | 1000 | 38.66 | 60.38
2016-01-12 10:00:00 | 0.54305 | 0.56308 | 0.73645 | 36.46 | -36.4599 | -36.46 | 1000 | 1000 | 36.46 | 61.43
2016-01-12 11:00:00 | 0.53984 | 0.56 | 0.75244 | 35 | -34.9999 | -35 | 1000 | 1000 | 35 | 63.05
2016-01-12 12:00:00 | 0.5334 | 0.55385 | 0.78569 | 33.3 | -33.2999 | -33.3 | 1000 | 1000 | 33.3 | 60.43
2016-01-12 13:00:00 | 0.5334 | 0.55385 | 0.74358 | 32.21 | -32.2099 | -32.21 | 1000 | 1000 | 32.21 | 59.85
2016-01-12 14:00:00 | 0.55271 | 0.57231 | 0.6716 | 33 | -32.9999 | -33 | 1000 | 1000 | 33 | 60
2016-01-12 15:00:00 | 0.55914 | 0.57846 | 0.6447 | 36.08 | -36.0799 | -36.08 | 1000 | 1000 | 36.08 | 57.91
2016-01-12 16:00:00 | 0.55271 | 0.57231 | 0.65698 | 41.94 | -41.9399 | -41.94 | 1000 | 1000 | 41.94 | 59.42
2016-01-12 17:00:00 | 0.54627 | 0.56615 | 0.76076 | 40.33 | -40.3299 | -40.33 | 1000 | 1000 | 40.33 | 66.17
2016-01-12 18:00:00 | 0.53984 | 0.56 | 0.8848 | 29.69 | -29.6899 | -29.69 | 1000 | 1000 | 29.69 | 66.75
2016-01-12 19:00:00 | 0.51087 | 0.53231 | 0.92169 | 26.05 | -26.0499 | -26.05 | 1000 | 1000 | 26.05 | 59.94
2016-01-12 20:00:00 | 0.48191 | 0.50462 | 0.81915 | 24.76 | -24.7599 | -24.76 | 1000 | 1000 | 24.76 | 52.1
2016-01-12 21:00:00 | 0.50766 | 0.52923 | 0.69019 | 24.03 | -24.0299 | -24.03 | 1000 | 1000 | 24.03 | 46.83
2016-01-12 22:00:00 | 0.498 | 0.52 | 0.57811 | 21.51 | -21.5099 | -21.51 | 1000 | 1000 | 21.51 | 48.56
2016-01-12 23:00:00 | 0.50444 | 0.52615 | 0.44327 | 21 | -20.9999 | -21 | 1000 | 1000 | 21 | 43.89
2016-01-13 00:00:00 | 0.50122 | 0.52308 | 0.31267 | 19.66 | -19.6599 | -19.66 | 1000 | 1000 | 19.66 | 31.04
2016-01-13 01:00:00 | 0.498 | 0.52 | 0.2388 | 18.13 | -18.1299 | -18.13 | 1000 | 1000 | 18.13 | 24.93
2016-01-13 02:00:00 | 0.50766 | 0.52923 | 0.2191 | 15.3 | -15.2999 | -15.3 | 1000 | 1000 | 15.3 | 16.66
2016-01-13 03:00:00 | 0.52696 | 0.54769 | 0.21612 | 18.05 | -18.0499 | -18.05 | 1000 | 1000 | 18.05 | 10.46
2016-01-13 04:00:00 | 0.52053 | 0.54154 | 0.22876 | 20.83 | -20.8299 | -20.83 | 1000 | 1000 | 20.83 | 21.54
2016-01-13 05:00:00 | 0.52053 | 0.54154 | 0.26928 | 24.1 | -24.0999 | -24.1 | 1000 | 1000 | 24.1 | 34.94
2016-01-13 06:00:00 | 0.52696 | 0.54769 | 0.46874 | 27.87 | -27.8699 | -27.87 | 1000 | 1000 | 27.87 | 49.87
2016-01-13 07:00:00 | 0.52696 | 0.54769 | 0.67301 | 29.98 | -29.9799 | -29.98 | 1000 | 1000 | 29.98 | 62.11
2016-01-13 08:00:00 | 0.51731 | 0.53846 | 0.76549 | 30.73 | -30.7299 | -30.73 | 1000 | 1000 | 30.73 | 63.06
2016-01-13 09:00:00 | 0.50766 | 0.52923 | 0.7631 | 31.45 | -31.4499 | -31.45 | 1000 | 1000 | 31.45 | 58.89
2016-01-13 10:00:00 | 0.498 | 0.52 | 0.73645 | 33.56 | -33.5599 | -33.56 | 1000 | 1000 | 33.56 | 57.08
2016-01-13 11:00:00 | 0.498 | 0.52 | 0.75244 | 33.99 | -33.9899 | -33.99 | 1000 | 1000 | 33.99 | 59.22
2016-01-13 12:00:00 | 0.52375 | 0.54462 | 0.78569 | 34.09 | -34.0899 | -34.09 | 1000 | 1000 | 34.09 | 56.19
2016-01-13 13:00:00 | 0.55593 | 0.57538 | 0.74358 | 34.02 | -34.0199 | -34.02 | 1000 | 1000 | 34.02 | 54.93
2016-01-13 14:00:00 | 0.55914 | 0.57846 | 0.6716 | 37.44 | -37.4399 | -37.44 | 1000 | 1000 | 37.44 | 50.54
2016-01-13 15:00:00 | 0.56558 | 0.58462 | 0.6447 | 39.58 | -39.5799 | -39.58 | 1000 | 1000 | 39.58 | 50.05
2016-01-13 16:00:00 | 0.57845 | 0.59692 | 0.65698 | 43 | -42.9999 | -43 | 1000 | 1000 | 43 | 56.38
2016-01-13 17:00:00 | 0.59132 | 0.60923 | 0.76076 | 42.22 | -42.2199 | -42.22 | 1000 | 1000 | 42.22 | 63.09
2016-01-13 18:00:00 | 0.59776 | 0.61538 | 0.8848 | 38.86 | -38.8599 | -38.86 | 1000 | 1000 | 38.86 | 64.95
2016-01-13 19:00:00 | 0.61063 | 0.62769 | 0.92169 | 29.62 | -29.6199 | -29.62 | 1000 | 1000 | 29.62 | 57.92
2016-01-13 20:00:00 | 0.60098 | 0.61846 | 0.81915 | 26.97 | -26.9699 | -26.97 | 1000 | 1000 | 26.97 | 54.45
2016-01-13 21:00:00 | 0.60741 | 0.62462 | 0.69019 | 25.88 | -25.8799 | -25.88 | 1000 | 1000 | 25.88 | 48.6
2016-01-13 22:00:00 | 0.60741 | 0.62462 | 0.57811 | 23.52 | -23.5199 | -23.52 | 1000 | 1000 | 23.52 | 49.44
2016-01-13 23:00:00 | 0.60098 | 0.61846 | 0.44327 | 24.29 | -24.2899 | -24.29 | 1000 | 1000 | 24.29 | 43.81
2016-01-14 00:00:00 | 0.58167 | 0.6 | 0.31267 | 23.06 | -23.0599 | -23.06 | 1000 | 1000 | 23.06 | 25.21
2016-01-14 01:00:00 | 0.5688 | 0.58769 | 0.2388 | 22.22 | -22.2199 | -22.22 | 1000 | 1000 | 22.22 | 18.03
2016-01-14 02:00:00 | 0.5688 | 0.58769 | 0.2191 | 22.03 | -22.0299 | -22.03 | 1000 | 1000 | 22.03 | 14.08
2016-01-14 03:00:00 | 0.5688 | 0.58769 | 0.21612 | 22.53 | -22.5299 | -22.53 | 1000 | 1000 | 22.53 | 10.36
2016-01-14 04:00:00 | 0.56236 | 0.58154 | 0.22876 | 23.9 | -23.8999 | -23.9 | 1000 | 1000 | 23.9 | 10.51
2016-01-14 05:00:00 | 0.56558 | 0.58462 | 0.26928 | 29.99 | -29.9899 | -29.99 | 1000 | 1000 | 29.99 | 23.05
2016-01-14 06:00:00 | 0.56558 | 0.58462 | 0.46874 | 44.07 | -44.0699 | -44.07 | 1000 | 1000 | 44.07 | 43.09
2016-01-14 07:00:00 | 0.56236 | 0.58154 | 0.67301 | 44.99 | -44.9899 | -44.99 | 1000 | 1000 | 44.99 | 62.21
2016-01-14 08:00:00 | 0.55914 | 0.57846 | 0.76549 | 41.39 | -41.3899 | -41.39 | 1000 | 1000 | 41.39 | 65.01
2016-01-14 09:00:00 | 0.54305 | 0.56308 | 0.7631 | 34.95 | -34.9499 | -34.95 | 1000 | 1000 | 34.95 | 64.48
2016-01-14 10:00:00 | 0.5334 | 0.55385 | 0.73645 | 33.18 | -33.1799 | -33.18 | 1000 | 1000 | 33.18 | 61.26
2016-01-14 11:00:00 | 0.52696 | 0.54769 | 0.75244 | 31.17 | -31.1699 | -31.17 | 1000 | 1000 | 31.17 | 61.42
2016-01-14 12:00:00 | 0.52375 | 0.54462 | 0.78569 | 33.52 | -33.5199 | -33.52 | 1000 | 1000 | 33.52 | 57
2016-01-14 13:00:00 | 0.5334 | 0.55385 | 0.74358 | 39.97 | -39.9699 | -39.97 | 1000 | 1000 | 39.97 | 54.28
2016-01-14 14:00:00 | 0.53984 | 0.56 | 0.6716 | 42.99 | -42.9899 | -42.99 | 1000 | 1000 | 42.99 | 50.7
2016-01-14 15:00:00 | 0.57845 | 0.59692 | 0.6447 | 42.34 | -42.3399 | -42.34 | 1000 | 1000 | 42.34 | 48.1
2016-01-14 16:00:00 | 0.5688 | 0.58769 | 0.65698 | 45.5 | -45.4999 | -45.5 | 1000 | 1000 | 45.5 | 50.93
2016-01-14 17:00:00 | 0.55914 | 0.57846 | 0.76076 | 41.06 | -41.0599 | -41.06 | 1000 | 1000 | 41.06 | 58.44
2016-01-14 18:00:00 | 0.55271 | 0.57231 | 0.8848 | 40.02 | -40.0199 | -40.02 | 1000 | 1000 | 40.02 | 61.28
2016-01-14 19:00:00 | 0.56558 | 0.58462 | 0.92169 | 38.34 | -38.3399 | -38.34 | 1000 | 1000 | 38.34 | 58.35
2016-01-14 20:00:00 | 0.58811 | 0.60615 | 0.81915 | 30.86 | -30.8599 | -30.86 | 1000 | 1000 | 30.86 | 51.41
2016-01-14 21:00:00 | 0.60741 | 0.62462 | 0.69019 | 28.16 | -28.1599 | -28.16 | 1000 | 1000 | 28.16 | 49.36
2016-01-14 22:00:00 | 0.61385 | 0.63077 | 0.57811 | 25.73 | -25.7299 | -25.73 | 1000 | 1000 | 25.73 | 51.4
2016-01-14 23:00:00 | 0.61063 | 0.62769 | 0.44327 | 24.58 | -24.5799 | -24.58 | 1000 | 1000 | 24.58 | 44.08
2016-01-15 00:00:00 | 0.61385 | 0.63077 | 0.31267 | 25.03 | -25.0299 | -25.03 | 1000 | 1000 | 25.03 | 36.54
2016-01-15 01:00:00 | 0.63316 | 0.64923 | 0.2388 | 24.36 | -24.3599 | -24.36 | 1000 | 1000 | 24.36 | 30.3
2016-01-15 02:00:00 | 0.62994 | 0.64615 | 0.2191 | 23.5 | -23.4999 | -23.5 | 1000 | 1000 | 23.5 | 21.78
2016-01-15 03:00:00 | 0.61707 | 0.63385 | 0.21612 | 22.94 | -22.9399 | -22.94 | 1000 | 1000 | 22.94 | 15.19
2016-01-15 04:00:00 | 0.6235 | 0.64 | 0.22876 | 23.17 | -23.1699 | -23.17 | 1000 | 1000 | 23.17 | 14.64
2016-01-15 05:00:00 | 0.64281 | 0.65846 | 0.26928 | 26.35 | -26.3499 | -26.35 | 1000 | 1000 | 26.35 | 15.29
2016-01-15 06:00:00 | 0.63637 | 0.65231 | 0.46874 | 40.9 | -40.8999 | -40.9 | 1000 | 1000 | 40.9 | 17.11
2016-01-15 07:00:00 | 0.62672 | 0.64308 | 0.67301 | 45.21 | -45.2099 | -45.21 | 1000 | 1000 | 45.21 | 40.6
2016-01-15 08:00:00 | 0.6235 | 0.64 | 0.76549 | 45.46 | -45.4599 | -45.46 | 1000 | 1000 | 45.46 | 49.04
2016-01-15 09:00:00 | 0.6235 | 0.64 | 0.7631 | 45.99 | -45.9899 | -45.99 | 1000 | 1000 | 45.99 | 53.12
2016-01-15 10:00:00 | 0.62028 | 0.63692 | 0.73645 | 46.95 | -46.9499 | -46.95 | 1000 | 1000 | 46.95 | 53.2
2016-01-15 11:00:00 | 0.61707 | 0.63385 | 0.75244 | 44 | -43.9999 | -44 | 1000 | 1000 | 44 | 52.99
2016-01-15 12:00:00 | 0.61063 | 0.62769 | 0.78569 | 42.05 | -42.0499 | -42.05 | 1000 | 1000 | 42.05 | 53.9
2016-01-15 13:00:00 | 0.60098 | 0.61846 | 0.74358 | 39.99 | -39.9899 | -39.99 | 1000 | 1000 | 39.99 | 47.79
2016-01-15 14:00:00 | 0.60098 | 0.61846 | 0.6716 | 37.65 | -37.6499 | -37.65 | 1000 | 1000 | 37.65 | 45
2016-01-15 15:00:00 | 0.61063 | 0.62769 | 0.6447 | 38 | -37.9999 | -38 | 1000 | 1000 | 38 | 43.28
2016-01-15 16:00:00 | 0.61707 | 0.63385 | 0.65698 | 45.26 | -45.2599 | -45.26 | 1000 | 1000 | 45.26 | 53.91
2016-01-15 17:00:00 | 0.63316 | 0.64923 | 0.76076 | 48.04 | -48.0399 | -48.04 | 1000 | 1000 | 48.04 | 65.04
2016-01-15 18:00:00 | 0.63637 | 0.65231 | 0.8848 | 44.36 | -44.3599 | -44.36 | 1000 | 1000 | 44.36 | 63.21
2016-01-15 19:00:00 | 0.62672 | 0.64308 | 0.92169 | 34.38 | -34.3799 | -34.38 | 1000 | 1000 | 34.38 | 56.19
2016-01-15 20:00:00 | 0.61385 | 0.63077 | 0.81915 | 29.34 | -29.3399 | -29.34 | 1000 | 1000 | 29.34 | 44.96
2016-01-15 21:00:00 | 0.59776 | 0.61538 | 0.69019 | 27.17 | -27.1699 | -27.17 | 1000 | 1000 | 27.17 | 37.43
2016-01-15 22:00:00 | 0.57523 | 0.59385 | 0.57811 | 25.02 | -25.0199 | -25.02 | 1000 | 1000 | 25.02 | 43.78
2016-01-15 23:00:00 | 0.58167 | 0.6 | 0.44327 | 27.13 | -27.1299 | -27.13 | 1000 | 1000 | 27.13 | 36.79
2016-01-16 00:00:00 | 0.59454 | 0.61231 | 0.36334 | 26.37 | -26.3699 | -26.37 | 1000 | 1000 | 26.37 | 19.97
2016-01-16 01:00:00 | 0.61385 | 0.63077 | 0.30185 | 25.58 | -25.5799 | -25.58 | 1000 | 1000 | 25.58 | 11.9
2016-01-16 02:00:00 | 0.61707 | 0.63385 | 0.247 | 24.73 | -24.7299 | -24.73 | 1000 | 1000 | 24.73 | 14.99
2016-01-16 03:00:00 | 0.63637 | 0.65231 | 0.23565 | 24.08 | -24.0799 | -24.08 | 1000 | 1000 | 24.08 | 10.06
2016-01-16 04:00:00 | 0.67177 | 0.68615 | 0.23258 | 25.32 | -25.3199 | -25.32 | 1000 | 1000 | 25.32 | 10.2
2016-01-16 05:00:00 | 0.68143 | 0.69538 | 0.24426 | 24.77 | -24.7699 | -24.77 | 1000 | 1000 | 24.77 | 11.58
2016-01-16 06:00:00 | 0.68464 | 0.69846 | 0.30966 | 25.03 | -25.0299 | -25.03 | 1000 | 1000 | 25.03 | 10.17
2016-01-16 07:00:00 | 0.68464 | 0.69846 | 0.47243 | 27.55 | -27.5499 | -27.55 | 1000 | 1000 | 27.55 | 10.2
2016-01-16 08:00:00 | 0.6943 | 0.70769 | 0.68704 | 32.4 | -32.3999 | -32.4 | 1000 | 1000 | 32.4 | 16.6
2016-01-16 09:00:00 | 0.67821 | 0.69231 | 0.80606 | 34.21 | -34.2099 | -34.21 | 1000 | 1000 | 34.21 | 27.9
2016-01-16 10:00:00 | 0.67177 | 0.68615 | 0.84283 | 33.23 | -33.2299 | -33.23 | 1000 | 1000 | 33.23 | 39.94
2016-01-16 11:00:00 | 0.66212 | 0.67692 | 0.87704 | 29.16 | -29.1599 | -29.16 | 1000 | 1000 | 29.16 | 45.12
2016-01-16 12:00:00 | 0.64925 | 0.66462 | 0.91636 | 26.31 | -26.3099 | -26.31 | 1000 | 1000 | 26.31 | 45.11
2016-01-16 13:00:00 | 0.62672 | 0.64308 | 0.88755 | 25.47 | -25.4699 | -25.47 | 1000 | 1000 | 25.47 | 35.13
2016-01-16 14:00:00 | 0.61707 | 0.63385 | 0.79022 | 25.6 | -25.5999 | -25.6 | 1000 | 1000 | 25.6 | 25.45
2016-01-16 15:00:00 | 0.61707 | 0.63385 | 0.71445 | 30.15 | -30.1499 | -30.15 | 1000 | 1000 | 30.15 | 23.93
2016-01-16 16:00:00 | 0.62672 | 0.64308 | 0.70607 | 39.77 | -39.7699 | -39.77 | 1000 | 1000 | 39.77 | 38.17
2016-01-16 17:00:00 | 0.62672 | 0.64308 | 0.8672 | 40.03 | -40.0299 | -40.03 | 1000 | 1000 | 40.03 | 56.09
2016-01-16 18:00:00 | 0.6235 | 0.64 | 0.99703 | 30.99 | -30.9899 | -30.99 | 1000 | 1000 | 30.99 | 64.15
2016-01-16 19:00:00 | 0.62672 | 0.64308 | 1 | 26.19 | -26.1899 | -26.19 | 1000 | 1000 | 26.19 | 65
2016-01-16 20:00:00 | 0.62672 | 0.64308 | 0.83309 | 25.9 | -25.8999 | -25.9 | 1000 | 1000 | 25.9 | 55.15
2016-01-16 21:00:00 | 0.62672 | 0.64308 | 0.66229 | 25.53 | -25.5299 | -25.53 | 1000 | 1000 | 25.53 | 49.32
2016-01-16 22:00:00 | 0.62672 | 0.64308 | 0.60399 | 24.12 | -24.1199 | -24.12 | 1000 | 1000 | 24.12 | 51.31
2016-01-16 23:00:00 | 0.62672 | 0.64308 | 0.51572 | 20.86 | -20.8599 | -20.86 | 1000 | 1000 | 20.86 | 46.14
2016-01-17 00:00:00 | 0.62994 | 0.64615 | 0.39659 | 20.25 | -20.2499 | -20.25 | 1000 | 1000 | 20.25 | 22.73
2016-01-17 01:00:00 | 0.64281 | 0.65846 | 0.29555 | 20.76 | -20.7599 | -20.76 | 1000 | 1000 | 20.76 | 16.75
2016-01-17 02:00:00 | 0.65246 | 0.66769 | 0.24054 | 20.97 | -20.9699 | -20.97 | 1000 | 1000 | 20.97 | 17.1
2016-01-17 03:00:00 | 0.66212 | 0.67692 | 0.21979 | 20.89 | -20.8899 | -20.89 | 1000 | 1000 | 20.89 | 12.72
2016-01-17 04:00:00 | 0.66212 | 0.67692 | 0.20895 | 20.94 | -20.9399 | -20.94 | 1000 | 1000 | 20.94 | 14.87
2016-01-17 05:00:00 | 0.6589 | 0.67385 | 0.2107 | 19.64 | -19.6399 | -19.64 | 1000 | 1000 | 19.64 | 23.53
2016-01-17 06:00:00 | 0.6589 | 0.67385 | 0.22636 | 22.35 | -22.3499 | -22.35 | 1000 | 1000 | 22.35 | 45.48
2016-01-17 07:00:00 | 0.66855 | 0.68308 | 0.26686 | 23.52 | -23.5199 | -23.52 | 1000 | 1000 | 23.52 | 62.43
2016-01-17 08:00:00 | 0.65568 | 0.67077 | 0.42994 | 26.54 | -26.5399 | -26.54 | 1000 | 1000 | 26.54 | 65.91
2016-01-17 09:00:00 | 0.64603 | 0.66154 | 0.65048 | 30.11 | -30.1099 | -30.11 | 1000 | 1000 | 30.11 | 61.19
2016-01-17 10:00:00 | 0.62994 | 0.64615 | 0.81425 | 36.29 | -36.2899 | -36.29 | 1000 | 1000 | 36.29 | 58.62
2016-01-17 11:00:00 | 0.61707 | 0.63385 | 0.94383 | 32.44 | -32.4399 | -32.44 | 1000 | 1000 | 32.44 | 59.9
2016-01-17 12:00:00 | 0.61063 | 0.62769 | 0.96576 | 26.93 | -26.9299 | -26.93 | 1000 | 1000 | 26.93 | 60.14
2016-01-17 13:00:00 | 0.61385 | 0.63077 | 0.82374 | 26.19 | -26.1899 | -26.19 | 1000 | 1000 | 26.19 | 58.4
2016-01-17 14:00:00 | 0.60741 | 0.62462 | 0.65983 | 27.07 | -27.0699 | -27.07 | 1000 | 1000 | 27.07 | 52.54
2016-01-17 15:00:00 | 0.60419 | 0.62154 | 0.56761 | 31.94 | -31.9399 | -31.94 | 1000 | 1000 | 31.94 | 52.93
2016-01-17 16:00:00 | 0.60741 | 0.62462 | 0.52133 | 39.49 | -39.4899 | -39.49 | 1000 | 1000 | 39.49 | 58.52
2016-01-17 17:00:00 | 0.61385 | 0.63077 | 0.61979 | 42.8 | -42.7999 | -42.8 | 1000 | 1000 | 42.8 | 67.26
2016-01-17 18:00:00 | 0.61385 | 0.63077 | 0.76472 | 39.23 | -39.2299 | -39.23 | 1000 | 1000 | 39.23 | 68.36
2016-01-17 19:00:00 | 0.62994 | 0.64615 | 0.85205 | 33.3 | -33.2999 | -33.3 | 1000 | 1000 | 33.3 | 65.97
2016-01-17 20:00:00 | 0.62672 | 0.64308 | 0.77783 | 27.04 | -27.0399 | -27.04 | 1000 | 1000 | 27.04 | 60.2
2016-01-17 21:00:00 | 0.63959 | 0.65538 | 0.66127 | 27.05 | -27.0499 | -27.05 | 1000 | 1000 | 27.05 | 51.24
2016-01-17 22:00:00 | 0.67177 | 0.68615 | 0.5638 | 24.99 | -24.9899 | -24.99 | 1000 | 1000 | 24.99 | 50.89
2016-01-17 23:00:00 | 0.6943 | 0.70769 | 0.42608 | 23.96 | -23.9599 | -23.96 | 1000 | 1000 | 23.96 | 48.92
2016-01-18 00:00:00 | 0.73291 | 0.74462 | 0.31267 | 23.47 | -23.4699 | -23.47 | 1000 | 1000 | 23.47 | 37.65
2016-01-18 01:00:00 | 0.79083 | 0.8 | 0.2388 | 23.56 | -23.5599 | -23.56 | 1000 | 1000 | 23.56 | 37.28
2016-01-18 02:00:00 | 0.84876 | 0.85538 | 0.2191 | 23.48 | -23.4799 | -23.48 | 1000 | 1000 | 23.48 | 34.94
2016-01-18 03:00:00 | 0.76187 | 0.77231 | 0.21612 | 23.51 | -23.5099 | -23.51 | 1000 | 1000 | 23.51 | 25.3
2016-01-18 04:00:00 | 0.74578 | 0.75692 | 0.22876 | 24.25 | -24.2499 | -24.25 | 1000 | 1000 | 24.25 | 28.8
2016-01-18 05:00:00 | 0.73291 | 0.74462 | 0.26928 | 27.61 | -27.6099 | -27.61 | 1000 | 1000 | 27.61 | 40.49
2016-01-18 06:00:00 | 0.73613 | 0.74769 | 0.46874 | 46.01 | -46.0099 | -46.01 | 1000 | 1000 | 46.01 | 45.24
2016-01-18 07:00:00 | 0.749 | 0.76 | 0.67301 | 49.98 | -49.9799 | -49.98 | 1000 | 1000 | 49.98 | 59.6
2016-01-18 08:00:00 | 0.82301 | 0.83077 | 0.76549 | 50.54 | -50.5399 | -50.54 | 1000 | 1000 | 50.54 | 63.27
2016-01-18 09:00:00 | 0.82623 | 0.83385 | 0.7631 | 49.91 | -49.9099 | -49.91 | 1000 | 1000 | 49.91 | 61.63
2016-01-18 10:00:00 | 0.76831 | 0.77846 | 0.73645 | 48.44 | -48.4399 | -48.44 | 1000 | 1000 | 48.44 | 63.32
2016-01-18 11:00:00 | 0.71682 | 0.72923 | 0.75244 | 46.93 | -46.9299 | -46.93 | 1000 | 1000 | 46.93 | 63.58
2016-01-18 12:00:00 | 0.69751 | 0.71077 | 0.78569 | 46.32 | -46.3199 | -46.32 | 1000 | 1000 | 46.32 | 62.89
2016-01-18 13:00:00 | 0.69108 | 0.70462 | 0.74358 | 45.76 | -45.7599 | -45.76 | 1000 | 1000 | 45.76 | 62.36
2016-01-18 14:00:00 | 0.72326 | 0.73538 | 0.6716 | 49.53 | -49.5299 | -49.53 | 1000 | 1000 | 49.53 | 59.37
2016-01-18 15:00:00 | 0.75544 | 0.76615 | 0.6447 | 49.66 | -49.6599 | -49.66 | 1000 | 1000 | 49.66 | 55.97
2016-01-18 16:00:00 | 0.83589 | 0.84308 | 0.65698 | 62.55 | -62.5499 | -62.55 | 1000 | 1000 | 62.55 | 59.07
2016-01-18 17:00:00 | 0.78762 | 0.79692 | 0.76076 | 56.07 | -56.0699 | -56.07 | 1000 | 1000 | 56.07 | 67.9
2016-01-18 18:00:00 | 0.82623 | 0.83385 | 0.8848 | 47.18 | -47.1799 | -47.18 | 1000 | 1000 | 47.18 | 69.08
2016-01-18 19:00:00 | 0.7844 | 0.79385 | 0.92169 | 35.09 | -35.0899 | -35.09 | 1000 | 1000 | 35.09 | 66.98
2016-01-18 20:00:00 | 0.8745 | 0.88 | 0.81915 | 26.95 | -26.9499 | -26.95 | 1000 | 1000 | 26.95 | 60.1
2016-01-18 21:00:00 | 0.81014 | 0.81846 | 0.69019 | 26.94 | -26.9399 | -26.94 | 1000 | 1000 | 26.94 | 50.01
2016-01-18 22:00:00 | 0.79083 | 0.8 | 0.57811 | 25.09 | -25.0899 | -25.09 | 1000 | 1000 | 25.09 | 49.74
2016-01-18 23:00:00 | 0.77475 | 0.78462 | 0.44327 | 31.95 | -31.9499 | -31.95 | 1000 | 1000 | 31.95 | 45.89
2016-01-19 00:00:00 | 0.75866 | 0.76923 | 0.31267 | 32.16 | -32.1599 | -32.16 | 1000 | 1000 | 32.16 | 47.14
2016-01-19 01:00:00 | 0.80692 | 0.81538 | 0.2388 | 28.97 | -28.9699 | -28.97 | 1000 | 1000 | 28.97 | 45.44
2016-01-19 02:00:00 | 0.72969 | 0.74154 | 0.2191 | 30.01 | -30.0099 | -30.01 | 1000 | 1000 | 30.01 | 43.01
2016-01-19 03:00:00 | 0.75222 | 0.76308 | 0.21612 | 30.45 | -30.4499 | -30.45 | 1000 | 1000 | 30.45 | 38.89
2016-01-19 04:00:00 | 0.82301 | 0.83077 | 0.22876 | 27.01 | -27.0099 | -27.01 | 1000 | 1000 | 27.01 | 40.1
2016-01-19 05:00:00 | 0.86485 | 0.87077 | 0.26928 | 31.9 | -31.8999 | -31.9 | 1000 | 1000 | 31.9 | 46.28
2016-01-19 06:00:00 | 0.88094 | 0.88615 | 0.46874 | 54.1 | -54.0999 | -54.1 | 1000 | 1000 | 54.1 | 49.51
2016-01-19 07:00:00 | 0.85841 | 0.86462 | 0.67301 | 64.9 | -64.8999 | -64.9 | 1000 | 1000 | 64.9 | 65.06
2016-01-19 08:00:00 | 0.82945 | 0.83692 | 0.76549 | 65.35 | -65.3499 | -65.35 | 1000 | 1000 | 65.35 | 66.5
2016-01-19 09:00:00 | 0.79405 | 0.80308 | 0.7631 | 61.31 | -61.3099 | -61.31 | 1000 | 1000 | 61.31 | 66.09
2016-01-19 10:00:00 | 0.74578 | 0.75692 | 0.73645 | 61.43 | -61.4299 | -61.43 | 1000 | 1000 | 61.43 | 65.91
2016-01-19 11:00:00 | 0.7136 | 0.72615 | 0.75244 | 58.98 | -58.9799 | -58.98 | 1000 | 1000 | 58.98 | 66
2016-01-19 12:00:00 | 0.67177 | 0.68615 | 0.78569 | 58.53 | -58.5299 | -58.53 | 1000 | 1000 | 58.53 | 65.5
2016-01-19 13:00:00 | 0.67499 | 0.68923 | 0.74358 | 55.81 | -55.8099 | -55.81 | 1000 | 1000 | 55.81 | 65
2016-01-19 14:00:00 | 0.67499 | 0.68923 | 0.6716 | 55.5 | -55.4999 | -55.5 | 1000 | 1000 | 55.5 | 62.94
2016-01-19 15:00:00 | 0.67177 | 0.68615 | 0.6447 | 56.21 | -56.2099 | -56.21 | 1000 | 1000 | 56.21 | 61.08
2016-01-19 16:00:00 | 0.68464 | 0.69846 | 0.65698 | 70.07 | -70.0699 | -70.07 | 1000 | 1000 | 70.07 | 61.19
2016-01-19 17:00:00 | 0.69108 | 0.70462 | 0.76076 | 74.97 | -74.9699 | -74.97 | 1000 | 1000 | 74.97 | 66.88
2016-01-19 18:00:00 | 0.69108 | 0.70462 | 0.8848 | 57.56 | -57.5599 | -57.56 | 1000 | 1000 | 57.56 | 69.22
2016-01-19 19:00:00 | 0.69751 | 0.71077 | 0.92169 | 48.24 | -48.2399 | -48.24 | 1000 | 1000 | 48.24 | 66.46
2016-01-19 20:00:00 | 0.70073 | 0.71385 | 0.81915 | 37.98 | -37.9799 | -37.98 | 1000 | 1000 | 37.98 | 61.19
2016-01-19 21:00:00 | 0.72004 | 0.73231 | 0.69019 | 33.67 | -33.6699 | -33.67 | 1000 | 1000 | 33.67 | 51.11
2016-01-19 22:00:00 | 0.6943 | 0.70769 | 0.57811 | 29.79 | -29.7899 | -29.79 | 1000 | 1000 | 29.79 | 52
2016-01-19 23:00:00 | 0.69108 | 0.70462 | 0.44327 | 26.05 | -26.0499 | -26.05 | 1000 | 1000 | 26.05 | 48.85
2016-01-20 00:00:00 | 0.68464 | 0.69846 | 0.31267 | 26.17 | -26.1699 | -26.17 | 1000 | 1000 | 26.17 | 43.09
2016-01-20 01:00:00 | 0.67821 | 0.69231 | 0.2388 | 26.42 | -26.4199 | -26.42 | 1000 | 1000 | 26.42 | 42.63
2016-01-20 02:00:00 | 0.67821 | 0.69231 | 0.2191 | 25.36 | -25.3599 | -25.36 | 1000 | 1000 | 25.36 | 42.6
2016-01-20 03:00:00 | 0.67499 | 0.68923 | 0.21612 | 25.76 | -25.7599 | -25.76 | 1000 | 1000 | 25.76 | 40.06
2016-01-20 04:00:00 | 0.66855 | 0.68308 | 0.22876 | 26.54 | -26.5399 | -26.54 | 1000 | 1000 | 26.54 | 39.96
2016-01-20 05:00:00 | 0.66212 | 0.67692 | 0.26928 | 32.7 | -32.6999 | -32.7 | 1000 | 1000 | 32.7 | 41.77
2016-01-20 06:00:00 | 0.64925 | 0.66462 | 0.46874 | 55.08 | -55.0799 | -55.08 | 1000 | 1000 | 55.08 | 48
2016-01-20 07:00:00 | 0.64281 | 0.65846 | 0.67301 | 61.08 | -61.0799 | -61.08 | 1000 | 1000 | 61.08 | 63.3
2016-01-20 08:00:00 | 0.64603 | 0.66154 | 0.76549 | 58.43 | -58.4299 | -58.43 | 1000 | 1000 | 58.43 | 66.09
2016-01-20 09:00:00 | 0.64281 | 0.65846 | 0.7631 | 58.97 | -58.9699 | -58.97 | 1000 | 1000 | 58.97 | 66.08
2016-01-20 10:00:00 | 0.61707 | 0.63385 | 0.73645 | 56.14 | -56.1399 | -56.14 | 1000 | 1000 | 56.14 | 65.83
2016-01-20 11:00:00 | 0.61707 | 0.63385 | 0.75244 | 58.6 | -58.5999 | -58.6 | 1000 | 1000 | 58.6 | 65.63
2016-01-20 12:00:00 | 0.61385 | 0.63077 | 0.78569 | 57.58 | -57.5799 | -57.58 | 1000 | 1000 | 57.58 | 64.93
2016-01-20 13:00:00 | 0.60741 | 0.62462 | 0.74358 | 54.95 | -54.9499 | -54.95 | 1000 | 1000 | 54.95 | 63.84
2016-01-20 14:00:00 | 0.6235 | 0.64 | 0.6716 | 52.42 | -52.4199 | -52.42 | 1000 | 1000 | 52.42 | 61.74
2016-01-20 15:00:00 | 0.62994 | 0.64615 | 0.6447 | 72.01 | -72.0099 | -72.01 | 1000 | 1000 | 72.01 | 60.31
2016-01-20 16:00:00 | 0.63959 | 0.65538 | 0.65698 | 92.75 | -92.7499 | -92.75 | 1000 | 1000 | 92.75 | 61.8
2016-01-20 17:00:00 | 0.65246 | 0.66769 | 0.76076 | 79.09 | -79.0899 | -79.09 | 1000 | 1000 | 79.09 | 66.61
2016-01-20 18:00:00 | 0.64925 | 0.66462 | 0.8848 | 70.03 | -70.0299 | -70.03 | 1000 | 1000 | 70.03 | 69.73
2016-01-20 19:00:00 | 0.64925 | 0.66462 | 0.92169 | 50.1 | -50.0999 | -50.1 | 1000 | 1000 | 50.1 | 66.49
2016-01-20 20:00:00 | 0.6589 | 0.67385 | 0.81915 | 40.06 | -40.0599 | -40.06 | 1000 | 1000 | 40.06 | 63.71
2016-01-20 21:00:00 | 0.65568 | 0.67077 | 0.69019 | 33.52 | -33.5199 | -33.52 | 1000 | 1000 | 33.52 | 53.02
2016-01-20 22:00:00 | 0.64925 | 0.66462 | 0.57811 | 29.63 | -29.6299 | -29.63 | 1000 | 1000 | 29.63 | 52.6
2016-01-20 23:00:00 | 0.64603 | 0.66154 | 0.44327 | 29.65 | -29.6499 | -29.65 | 1000 | 1000 | 29.65 | 48.46
2016-01-21 00:00:00 | 0.64925 | 0.66462 | 0.31267 | 27.82 | -27.8199 | -27.82 | 1000 | 1000 | 27.82 | 46.04
2016-01-21 01:00:00 | 0.64925 | 0.66462 | 0.2388 | 26.65 | -26.6499 | -26.65 | 1000 | 1000 | 26.65 | 45.3
2016-01-21 02:00:00 | 0.64925 | 0.66462 | 0.2191 | 26.96 | -26.9599 | -26.96 | 1000 | 1000 | 26.96 | 44.88
2016-01-21 03:00:00 | 0.64925 | 0.66462 | 0.21612 | 27.47 | -27.4699 | -27.47 | 1000 | 1000 | 27.47 | 42.65
2016-01-21 04:00:00 | 0.65246 | 0.66769 | 0.22876 | 29.09 | -29.0899 | -29.09 | 1000 | 1000 | 29.09 | 42.09
2016-01-21 05:00:00 | 0.73291 | 0.74462 | 0.26928 | 40.78 | -40.7799 | -40.78 | 1000 | 1000 | 40.78 | 45.7
2016-01-21 06:00:00 | 0.78762 | 0.79692 | 0.46874 | 70.01 | -70.0099 | -70.01 | 1000 | 1000 | 70.01 | 50.83
2016-01-21 07:00:00 | 0.73613 | 0.74769 | 0.67301 | 85.05 | -85.0499 | -85.05 | 1000 | 1000 | 85.05 | 64.03
2016-01-21 08:00:00 | 0.7136 | 0.72615 | 0.76549 | 83.54 | -83.5399 | -83.54 | 1000 | 1000 | 83.54 | 66.61
2016-01-21 09:00:00 | 0.67821 | 0.69231 | 0.7631 | 74.94 | -74.9399 | -74.94 | 1000 | 1000 | 74.94 | 66.23
2016-01-21 10:00:00 | 0.65568 | 0.67077 | 0.73645 | 70.12 | -70.1199 | -70.12 | 1000 | 1000 | 70.12 | 66
2016-01-21 11:00:00 | 0.64281 | 0.65846 | 0.75244 | 59.91 | -59.9099 | -59.91 | 1000 | 1000 | 59.91 | 65.21
2016-01-21 12:00:00 | 0.61063 | 0.62769 | 0.78569 | 57.69 | -57.6899 | -57.69 | 1000 | 1000 | 57.69 | 64.52
2016-01-21 13:00:00 | 0.60741 | 0.62462 | 0.74358 | 57.99 | -57.9899 | -57.99 | 1000 | 1000 | 57.99 | 62.98
2016-01-21 14:00:00 | 0.6235 | 0.64 | 0.6716 | 61.05 | -61.0499 | -61.05 | 1000 | 1000 | 61.05 | 60.17
2016-01-21 15:00:00 | 0.63637 | 0.65231 | 0.6447 | 57.43 | -57.4299 | -57.43 | 1000 | 1000 | 57.43 | 56.19
2016-01-21 16:00:00 | 0.64281 | 0.65846 | 0.65698 | 77.13 | -77.1299 | -77.13 | 1000 | 1000 | 77.13 | 62.07
2016-01-21 17:00:00 | 0.69108 | 0.70462 | 0.76076 | 86.01 | -86.0099 | -86.01 | 1000 | 1000 | 86.01 | 66.13
2016-01-21 18:00:00 | 0.72969 | 0.74154 | 0.8848 | 60.13 | -60.1299 | -60.13 | 1000 | 1000 | 60.13 | 67.85
2016-01-21 19:00:00 | 0.79405 | 0.80308 | 0.92169 | 50.09 | -50.0899 | -50.09 | 1000 | 1000 | 50.09 | 66.27
2016-01-21 20:00:00 | 0.7844 | 0.79385 | 0.81915 | 35.47 | -35.4699 | -35.47 | 1000 | 1000 | 35.47 | 60.81
2016-01-21 21:00:00 | 0.79727 | 0.80615 | 0.69019 | 30.36 | -30.3599 | -30.36 | 1000 | 1000 | 30.36 | 54.99
2016-01-21 22:00:00 | 0.82623 | 0.83385 | 0.57811 | 26.97 | -26.9699 | -26.97 | 1000 | 1000 | 26.97 | 56.96
2016-01-21 23:00:00 | 0.84554 | 0.85231 | 0.44327 | 28.05 | -28.0499 | -28.05 | 1000 | 1000 | 28.05 | 50.33
2016-01-22 00:00:00 | 0.8198 | 0.82769 | 0.31267 | 27.92 | -27.9199 | -27.92 | 1000 | 1000 | 27.92 | 50.07
2016-01-22 01:00:00 | 0.83267 | 0.84 | 0.2388 | 26.78 | -26.7799 | -26.78 | 1000 | 1000 | 26.78 | 48.18
2016-01-22 02:00:00 | 0.82623 | 0.83385 | 0.2191 | 26.57 | -26.5699 | -26.57 | 1000 | 1000 | 26.57 | 46.85
2016-01-22 03:00:00 | 0.84232 | 0.84923 | 0.21612 | 27.02 | -27.0199 | -27.02 | 1000 | 1000 | 27.02 | 45.03
2016-01-22 04:00:00 | 0.85198 | 0.85846 | 0.22876 | 28.07 | -28.0699 | -28.07 | 1000 | 1000 | 28.07 | 44.46
2016-01-22 05:00:00 | 0.87128 | 0.87692 | 0.26928 | 30.82 | -30.8199 | -30.82 | 1000 | 1000 | 30.82 | 46.69
2016-01-22 06:00:00 | 0.89703 | 0.90154 | 0.46874 | 48.46 | -48.4599 | -48.46 | 1000 | 1000 | 48.46 | 44.93
2016-01-22 07:00:00 | 0.90024 | 0.90462 | 0.67301 | 52.5 | -52.4999 | -52.5 | 1000 | 1000 | 52.5 | 46.68
2016-01-22 08:00:00 | 0.86806 | 0.87385 | 0.76549 | 48.66 | -48.6599 | -48.66 | 1000 | 1000 | 48.66 | 51.39
2016-01-22 09:00:00 | 0.80371 | 0.81231 | 0.7631 | 45.11 | -45.1099 | -45.11 | 1000 | 1000 | 45.11 | 58
2016-01-22 10:00:00 | 0.75544 | 0.76615 | 0.73645 | 44.96 | -44.9599 | -44.96 | 1000 | 1000 | 44.96 | 60.38
2016-01-22 11:00:00 | 0.70717 | 0.72 | 0.75244 | 42.06 | -42.0599 | -42.06 | 1000 | 1000 | 42.06 | 61.04
2016-01-22 12:00:00 | 0.68464 | 0.69846 | 0.78569 | 37.02 | -37.0199 | -37.02 | 1000 | 1000 | 37.02 | 61.1
2016-01-22 13:00:00 | 0.67177 | 0.68615 | 0.74358 | 32.27 | -32.2699 | -32.27 | 1000 | 1000 | 32.27 | 59.12
2016-01-22 14:00:00 | 0.67499 | 0.68923 | 0.6716 | 32.65 | -32.6499 | -32.65 | 1000 | 1000 | 32.65 | 53
2016-01-22 15:00:00 | 0.71039 | 0.72308 | 0.6447 | 32.84 | -32.8399 | -32.84 | 1000 | 1000 | 32.84 | 50.55
2016-01-22 16:00:00 | 0.74578 | 0.75692 | 0.65698 | 34.83 | -34.8299 | -34.83 | 1000 | 1000 | 34.83 | 50.12
2016-01-22 17:00:00 | 0.76187 | 0.77231 | 0.76076 | 28.3 | -28.2999 | -28.3 | 1000 | 1000 | 28.3 | 63.1
2016-01-22 18:00:00 | 0.75222 | 0.76308 | 0.8848 | 26.88 | -26.8799 | -26.88 | 1000 | 1000 | 26.88 | 64.8
2016-01-22 19:00:00 | 0.76831 | 0.77846 | 0.92169 | 25.46 | -25.4599 | -25.46 | 1000 | 1000 | 25.46 | 62.62
2016-01-22 20:00:00 | 0.76831 | 0.77846 | 0.81915 | 24.88 | -24.8799 | -24.88 | 1000 | 1000 | 24.88 | 59.17
2016-01-22 21:00:00 | 0.77475 | 0.78462 | 0.69019 | 24.28 | -24.2799 | -24.28 | 1000 | 1000 | 24.28 | 53.13
2016-01-22 22:00:00 | 0.77796 | 0.78769 | 0.57811 | 22.63 | -22.6299 | -22.63 | 1000 | 1000 | 22.63 | 58.79
2016-01-22 23:00:00 | 0.81014 | 0.81846 | 0.44327 | 24.44 | -24.4399 | -24.44 | 1000 | 1000 | 24.44 | 52.98
2016-01-23 00:00:00 | 0.80049 | 0.80923 | 0.36334 | 24.02 | -24.0199 | -24.02 | 1000 | 1000 | 24.02 | 48.76
2016-01-23 01:00:00 | 0.79083 | 0.8 | 0.30185 | 23.03 | -23.0299 | -23.03 | 1000 | 1000 | 23.03 | 45.8
2016-01-23 02:00:00 | 0.7844 | 0.79385 | 0.247 | 22.99 | -22.9899 | -22.99 | 1000 | 1000 | 22.99 | 42.45
2016-01-23 03:00:00 | 0.78118 | 0.79077 | 0.23565 | 22.68 | -22.6799 | -22.68 | 1000 | 1000 | 22.68 | 42.91
2016-01-23 04:00:00 | 0.76831 | 0.77846 | 0.23258 | 22.44 | -22.4399 | -22.44 | 1000 | 1000 | 22.44 | 39.96
2016-01-23 05:00:00 | 0.76509 | 0.77538 | 0.24426 | 21.46 | -21.4599 | -21.46 | 1000 | 1000 | 21.46 | 35.4
2016-01-23 06:00:00 | 0.75222 | 0.76308 | 0.30966 | 23.35 | -23.3499 | -23.35 | 1000 | 1000 | 23.35 | 29.18
2016-01-23 07:00:00 | 0.74578 | 0.75692 | 0.47243 | 24.68 | -24.6799 | -24.68 | 1000 | 1000 | 24.68 | 34.94
2016-01-23 08:00:00 | 0.75222 | 0.76308 | 0.68704 | 28.9 | -28.8999 | -28.9 | 1000 | 1000 | 28.9 | 45.76
2016-01-23 09:00:00 | 0.73613 | 0.74769 | 0.80606 | 31.32 | -31.3199 | -31.32 | 1000 | 1000 | 31.32 | 48.16
2016-01-23 10:00:00 | 0.71039 | 0.72308 | 0.84283 | 34.75 | -34.7499 | -34.75 | 1000 | 1000 | 34.75 | 51.29
2016-01-23 11:00:00 | 0.68786 | 0.70154 | 0.87704 | 34.39 | -34.3899 | -34.39 | 1000 | 1000 | 34.39 | 53.19
2016-01-23 12:00:00 | 0.67499 | 0.68923 | 0.91636 | 30.45 | -30.4499 | -30.45 | 1000 | 1000 | 30.45 | 51.81
2016-01-23 13:00:00 | 0.66212 | 0.67692 | 0.88755 | 28.04 | -28.0399 | -28.04 | 1000 | 1000 | 28.04 | 49.85
2016-01-23 14:00:00 | 0.64925 | 0.66462 | 0.79022 | 29.1 | -29.0999 | -29.1 | 1000 | 1000 | 29.1 | 45.3
2016-01-23 15:00:00 | 0.62672 | 0.64308 | 0.71445 | 29.7 | -29.6999 | -29.7 | 1000 | 1000 | 29.7 | 42.98
2016-01-23 16:00:00 | 0.62672 | 0.64308 | 0.70607 | 36.97 | -36.9699 | -36.97 | 1000 | 1000 | 36.97 | 43.93
2016-01-23 17:00:00 | 0.6235 | 0.64 | 0.8672 | 42.6 | -42.5999 | -42.6 | 1000 | 1000 | 42.6 | 55.67
2016-01-23 18:00:00 | 0.61063 | 0.62769 | 0.99703 | 35.83 | -35.8299 | -35.83 | 1000 | 1000 | 35.83 | 63.72
2016-01-23 19:00:00 | 0.60098 | 0.61846 | 1 | 28.84 | -28.8399 | -28.84 | 1000 | 1000 | 28.84 | 63.41
2016-01-23 20:00:00 | 0.57523 | 0.59385 | 0.83309 | 25.4 | -25.3999 | -25.4 | 1000 | 1000 | 25.4 | 60.08
2016-01-23 21:00:00 | 0.52696 | 0.54769 | 0.66229 | 26.27 | -26.2699 | -26.27 | 1000 | 1000 | 26.27 | 53.26
2016-01-23 22:00:00 | 0.52696 | 0.54769 | 0.60399 | 27.06 | -27.0599 | -27.06 | 1000 | 1000 | 27.06 | 53.98
2016-01-23 23:00:00 | 0.51087 | 0.53231 | 0.51572 | 24.08 | -24.0799 | -24.08 | 1000 | 1000 | 24.08 | 51.39
2016-01-24 00:00:00 | 0.49479 | 0.51692 | 0.39659 | 23.99 | -23.9899 | -23.99 | 1000 | 1000 | 23.99 | 48.15
2016-01-24 01:00:00 | 0.48835 | 0.51077 | 0.29555 | 24.83 | -24.8299 | -24.83 | 1000 | 1000 | 24.83 | 47.47
2016-01-24 02:00:00 | 0.498 | 0.52 | 0.24054 | 23.24 | -23.2399 | -23.24 | 1000 | 1000 | 23.24 | 45.82
2016-01-24 03:00:00 | 0.49479 | 0.51692 | 0.21979 | 22.54 | -22.5399 | -22.54 | 1000 | 1000 | 22.54 | 43.54
2016-01-24 04:00:00 | 0.498 | 0.52 | 0.20895 | 23.41 | -23.4099 | -23.41 | 1000 | 1000 | 23.41 | 42.39
2016-01-24 05:00:00 | 0.498 | 0.52 | 0.2107 | 21.41 | -21.4099 | -21.41 | 1000 | 1000 | 21.41 | 44.91
2016-01-24 06:00:00 | 0.49479 | 0.51692 | 0.22636 | 21.4 | -21.3999 | -21.4 | 1000 | 1000 | 21.4 | 57.17
2016-01-24 07:00:00 | 0.49157 | 0.51385 | 0.26686 | 22.12 | -22.1199 | -22.12 | 1000 | 1000 | 22.12 | 67.83
2016-01-24 08:00:00 | 0.49479 | 0.51692 | 0.42994 | 24.63 | -24.6299 | -24.63 | 1000 | 1000 | 24.63 | 66.76
2016-01-24 09:00:00 | 0.49157 | 0.51385 | 0.65048 | 27.05 | -27.0499 | -27.05 | 1000 | 1000 | 27.05 | 66.37
2016-01-24 10:00:00 | 0.48835 | 0.51077 | 0.81425 | 32.66 | -32.6599 | -32.66 | 1000 | 1000 | 32.66 | 66.12
2016-01-24 11:00:00 | 0.48513 | 0.50769 | 0.94383 | 28.94 | -28.9399 | -28.94 | 1000 | 1000 | 28.94 | 65.71
2016-01-24 12:00:00 | 0.47226 | 0.49538 | 0.96576 | 26.04 | -26.0399 | -26.04 | 1000 | 1000 | 26.04 | 64.99
2016-01-24 13:00:00 | 0.47226 | 0.49538 | 0.82374 | 24.84 | -24.8399 | -24.84 | 1000 | 1000 | 24.84 | 64.72
2016-01-24 14:00:00 | 0.47226 | 0.49538 | 0.65983 | 23.99 | -23.9899 | -23.99 | 1000 | 1000 | 23.99 | 63.89
2016-01-24 15:00:00 | 0.49157 | 0.51385 | 0.56761 | 25.04 | -25.0399 | -25.04 | 1000 | 1000 | 25.04 | 63.05
2016-01-24 16:00:00 | 0.51087 | 0.53231 | 0.52133 | 32.88 | -32.8799 | -32.88 | 1000 | 1000 | 32.88 | 63.11
2016-01-24 17:00:00 | 0.49479 | 0.51692 | 0.61979 | 36.09 | -36.0899 | -36.09 | 1000 | 1000 | 36.09 | 66.42
2016-01-24 18:00:00 | 0.50444 | 0.52615 | 0.76472 | 35.87 | -35.8699 | -35.87 | 1000 | 1000 | 35.87 | 67.32
2016-01-24 19:00:00 | 0.52053 | 0.54154 | 0.85205 | 31.7 | -31.6999 | -31.7 | 1000 | 1000 | 31.7 | 64.88
2016-01-24 20:00:00 | 0.51731 | 0.53846 | 0.77783 | 26 | -25.9999 | -26 | 1000 | 1000 | 26 | 61.09
2016-01-24 21:00:00 | 0.50766 | 0.52923 | 0.66127 | 27.09 | -27.0899 | -27.09 | 1000 | 1000 | 27.09 | 54.54
2016-01-24 22:00:00 | 0.50766 | 0.52923 | 0.5638 | 22.44 | -22.4399 | -22.44 | 1000 | 1000 | 22.44 | 52.76
2016-01-24 23:00:00 | 0.50122 | 0.52308 | 0.42608 | 20.07 | -20.0699 | -20.07 | 1000 | 1000 | 20.07 | 47
2016-01-25 00:00:00 | 0.498 | 0.52 | 0.31267 | 19.65 | -19.6499 | -19.65 | 1000 | 1000 | 19.65 | 45
2016-01-25 01:00:00 | 0.48835 | 0.51077 | 0.2388 | 19.68 | -19.6799 | -19.68 | 1000 | 1000 | 19.68 | 43.17
2016-01-25 02:00:00 | 0.48191 | 0.50462 | 0.2191 | 19.98 | -19.9799 | -19.98 | 1000 | 1000 | 19.98 | 35.3
2016-01-25 03:00:00 | 0.4787 | 0.50154 | 0.21612 | 20.33 | -20.3299 | -20.33 | 1000 | 1000 | 20.33 | 27.34
2016-01-25 04:00:00 | 0.4787 | 0.50154 | 0.22876 | 21.32 | -21.3199 | -21.32 | 1000 | 1000 | 21.32 | 30.53
2016-01-25 05:00:00 | 0.45939 | 0.48308 | 0.26928 | 25.01 | -25.0099 | -25.01 | 1000 | 1000 | 25.01 | 44.18
2016-01-25 06:00:00 | 0.44008 | 0.46462 | 0.46874 | 34.94 | -34.9399 | -34.94 | 1000 | 1000 | 34.94 | 46
2016-01-25 07:00:00 | 0.4433 | 0.46769 | 0.67301 | 35 | -34.9999 | -35 | 1000 | 1000 | 35 | 61.5
2016-01-25 08:00:00 | 0.40468 | 0.43077 | 0.76549 | 36.04 | -36.0399 | -36.04 | 1000 | 1000 | 36.04 | 63.5
2016-01-25 09:00:00 | 0.38859 | 0.41538 | 0.7631 | 36.62 | -36.6199 | -36.62 | 1000 | 1000 | 36.62 | 62.78
2016-01-25 10:00:00 | 0.36929 | 0.39692 | 0.73645 | 35.6 | -35.5999 | -35.6 | 1000 | 1000 | 35.6 | 62.8
2016-01-25 11:00:00 | 0.35963 | 0.38769 | 0.75244 | 34.75 | -34.7499 | -34.75 | 1000 | 1000 | 34.75 | 61.09
2016-01-25 12:00:00 | 0.34676 | 0.37538 | 0.78569 | 32.26 | -32.2599 | -32.26 | 1000 | 1000 | 32.26 | 59.97
2016-01-25 13:00:00 | 0.3532 | 0.38154 | 0.74358 | 30.61 | -30.6099 | -30.61 | 1000 | 1000 | 30.61 | 61.03
2016-01-25 14:00:00 | 0.34676 | 0.37538 | 0.6716 | 29.73 | -29.7299 | -29.73 | 1000 | 1000 | 29.73 | 60.58
2016-01-25 15:00:00 | 0.3725 | 0.4 | 0.6447 | 31.17 | -31.1699 | -31.17 | 1000 | 1000 | 31.17 | 58.7
2016-01-25 16:00:00 | 0.36607 | 0.39385 | 0.65698 | 34.96 | -34.9599 | -34.96 | 1000 | 1000 | 34.96 | 61.18
2016-01-25 17:00:00 | 0.3725 | 0.4 | 0.76076 | 36.33 | -36.3299 | -36.33 | 1000 | 1000 | 36.33 | 65.16
2016-01-25 18:00:00 | 0.39181 | 0.41846 | 0.8848 | 31.96 | -31.9599 | -31.96 | 1000 | 1000 | 31.96 | 66.49
2016-01-25 19:00:00 | 0.37572 | 0.40308 | 0.92169 | 26.8 | -26.7999 | -26.8 | 1000 | 1000 | 26.8 | 64.66
2016-01-25 20:00:00 | 0.39503 | 0.42154 | 0.81915 | 25.32 | -25.3199 | -25.32 | 1000 | 1000 | 25.32 | 61.05
2016-01-25 21:00:00 | 0.38538 | 0.41231 | 0.69019 | 23.93 | -23.9299 | -23.93 | 1000 | 1000 | 23.93 | 53.4
2016-01-25 22:00:00 | 0.37572 | 0.40308 | 0.57811 | 18.11 | -18.1099 | -18.11 | 1000 | 1000 | 18.11 | 53.05
2016-01-25 23:00:00 | 0.36285 | 0.39077 | 0.44327 | 20.23 | -20.2299 | -20.23 | 1000 | 1000 | 20.23 | 47.03
2016-01-26 00:00:00 | 0.3532 | 0.38154 | 0.31267 | 18.02 | -18.0199 | -18.02 | 1000 | 1000 | 18.02 | 47.07
2016-01-26 01:00:00 | 0.38216 | 0.40923 | 0.2388 | 15.9 | -15.8999 | -15.9 | 1000 | 1000 | 15.9 | 47
2016-01-26 02:00:00 | 0.37894 | 0.40615 | 0.2191 | 15.91 | -15.9099 | -15.91 | 1000 | 1000 | 15.91 | 46.24
2016-01-26 03:00:00 | 0.39503 | 0.42154 | 0.21612 | 17.1 | -17.0999 | -17.1 | 1000 | 1000 | 17.1 | 44.14
2016-01-26 04:00:00 | 0.38859 | 0.41538 | 0.22876 | 21.8 | -21.7999 | -21.8 | 1000 | 1000 | 21.8 | 44.75
2016-01-26 05:00:00 | 0.39503 | 0.42154 | 0.26928 | 27.09 | -27.0899 | -27.09 | 1000 | 1000 | 27.09 | 46.98
2016-01-26 06:00:00 | 0.40147 | 0.42769 | 0.46874 | 34.13 | -34.1299 | -34.13 | 1000 | 1000 | 34.13 | 52.86
2016-01-26 07:00:00 | 0.37572 | 0.40308 | 0.67301 | 38.11 | -38.1099 | -38.11 | 1000 | 1000 | 38.11 | 67.32
2016-01-26 08:00:00 | 0.37894 | 0.40615 | 0.76549 | 32.31 | -32.3099 | -32.31 | 1000 | 1000 | 32.31 | 68.38
2016-01-26 09:00:00 | 0.34676 | 0.37538 | 0.7631 | 29.99 | -29.9899 | -29.99 | 1000 | 1000 | 29.99 | 67.78
2016-01-26 10:00:00 | 0.33711 | 0.36615 | 0.73645 | 29.55 | -29.5499 | -29.55 | 1000 | 1000 | 29.55 | 67.46
2016-01-26 11:00:00 | 0.30171 | 0.33231 | 0.75244 | 28.52 | -28.5199 | -28.52 | 1000 | 1000 | 28.52 | 67.54
2016-01-26 12:00:00 | 0.28562 | 0.31692 | 0.78569 | 29.33 | -29.3299 | -29.33 | 1000 | 1000 | 29.33 | 66.25
2016-01-26 13:00:00 | 0.28884 | 0.32 | 0.74358 | 27.97 | -27.9699 | -27.97 | 1000 | 1000 | 27.97 | 65.41
2016-01-26 14:00:00 | 0.31136 | 0.34154 | 0.6716 | 30.09 | -30.0899 | -30.09 | 1000 | 1000 | 30.09 | 64.37
2016-01-26 15:00:00 | 0.34998 | 0.37846 | 0.6447 | 30.62 | -30.6199 | -30.62 | 1000 | 1000 | 30.62 | 63.41
2016-01-26 16:00:00 | 0.39503 | 0.42154 | 0.65698 | 32.87 | -32.8699 | -32.87 | 1000 | 1000 | 32.87 | 63.83
2016-01-26 17:00:00 | 0.3725 | 0.4 | 0.76076 | 29.27 | -29.2699 | -29.27 | 1000 | 1000 | 29.27 | 67.17
2016-01-26 18:00:00 | 0.38538 | 0.41231 | 0.8848 | 24.94 | -24.9399 | -24.94 | 1000 | 1000 | 24.94 | 69.97
2016-01-26 19:00:00 | 0.35641 | 0.38462 | 0.92169 | 23.17 | -23.1699 | -23.17 | 1000 | 1000 | 23.17 | 67.55
2016-01-26 20:00:00 | 0.34676 | 0.37538 | 0.81915 | 21.66 | -21.6599 | -21.66 | 1000 | 1000 | 21.66 | 61.31
2016-01-26 21:00:00 | 0.32745 | 0.35692 | 0.69019 | 20.24 | -20.2399 | -20.24 | 1000 | 1000 | 20.24 | 52.47
2016-01-26 22:00:00 | 0.32424 | 0.35385 | 0.57811 | 13.43 | -13.4299 | -13.43 | 1000 | 1000 | 13.43 | 55.3
2016-01-26 23:00:00 | 0.32745 | 0.35692 | 0.44327 | 10.97 | -10.9699 | -10.97 | 1000 | 1000 | 10.97 | 51.08
2016-01-27 00:00:00 | 0.32424 | 0.35385 | 0.31267 | 3.18 | -3.1799 | -3.18 | 1000 | 1000 | 3.18 | 46.98
2016-01-27 01:00:00 | 0.33711 | 0.36615 | 0.2388 | 0.05 | -0.0499 | -0.05 | 1000 | 1000 | 0.05 | 46.75
2016-01-27 02:00:00 | 0.34998 | 0.37846 | 0.2191 | 0.13 | -0.1299 | -0.13 | 1000 | 1000 | 0.13 | 45.91
2016-01-27 03:00:00 | 0.3532 | 0.38154 | 0.21612 | 8.82 | -8.8199 | -8.82 | 1000 | 1000 | 8.82 | 43.84
2016-01-27 04:00:00 | 0.34676 | 0.37538 | 0.22876 | 13.3 | -13.2999 | -13.3 | 1000 | 1000 | 13.3 | 43.11
2016-01-27 05:00:00 | 0.34032 | 0.36923 | 0.26928 | 17.33 | -17.3299 | -17.33 | 1000 | 1000 | 17.33 | 45.1
2016-01-27 06:00:00 | 0.34676 | 0.37538 | 0.46874 | 22.97 | -22.9699 | -22.97 | 1000 | 1000 | 22.97 | 50.78
2016-01-27 07:00:00 | 0.33067 | 0.36 | 0.67301 | 23.93 | -23.9299 | -23.93 | 1000 | 1000 | 23.93 | 65.53
2016-01-27 08:00:00 | 0.33389 | 0.36308 | 0.76549 | 28.95 | -28.9499 | -28.95 | 1000 | 1000 | 28.95 | 66.48
2016-01-27 09:00:00 | 0.32745 | 0.35692 | 0.7631 | 29.94 | -29.9399 | -29.94 | 1000 | 1000 | 29.94 | 66.3
2016-01-27 10:00:00 | 0.31458 | 0.34462 | 0.73645 | 25.55 | -25.5499 | -25.55 | 1000 | 1000 | 25.55 | 65.99
2016-01-27 11:00:00 | 0.2824 | 0.31385 | 0.75244 | 24.12 | -24.1199 | -24.12 | 1000 | 1000 | 24.12 | 66.34
2016-01-27 12:00:00 | 0.26309 | 0.29538 | 0.78569 | 22.95 | -22.9499 | -22.95 | 1000 | 1000 | 22.95 | 65.23
2016-01-27 13:00:00 | 0.25344 | 0.28615 | 0.74358 | 20.95 | -20.9499 | -20.95 | 1000 | 1000 | 20.95 | 64.41
2016-01-27 14:00:00 | 0.26631 | 0.29846 | 0.6716 | 23.91 | -23.9099 | -23.91 | 1000 | 1000 | 23.91 | 63.65
2016-01-27 15:00:00 | 0.25666 | 0.28923 | 0.6447 | 23.97 | -23.9699 | -23.97 | 1000 | 1000 | 23.97 | 62.24
2016-01-27 16:00:00 | 0.25988 | 0.29231 | 0.65698 | 28.93 | -28.9299 | -28.93 | 1000 | 1000 | 28.93 | 63.92
2016-01-27 17:00:00 | 0.26309 | 0.29538 | 0.76076 | 30.98 | -30.9799 | -30.98 | 1000 | 1000 | 30.98 | 66.64
2016-01-27 18:00:00 | 0.25344 | 0.28615 | 0.8848 | 29.07 | -29.0699 | -29.07 | 1000 | 1000 | 29.07 | 71.33
2016-01-27 19:00:00 | 0.25988 | 0.29231 | 0.92169 | 21.5 | -21.4999 | -21.5 | 1000 | 1000 | 21.5 | 67.94
2016-01-27 20:00:00 | 0.25666 | 0.28923 | 0.81915 | 19.06 | -19.0599 | -19.06 | 1000 | 1000 | 19.06 | 62.71
2016-01-27 21:00:00 | 0.25344 | 0.28615 | 0.69019 | 16.34 | -16.3399 | -16.34 | 1000 | 1000 | 16.34 | 53.98
2016-01-27 22:00:00 | 0.26309 | 0.29538 | 0.57811 | 13.96 | -13.9599 | -13.96 | 1000 | 1000 | 13.96 | 54.36
2016-01-27 23:00:00 | 0.247 | 0.28 | 0.44327 | 14.5 | -14.4999 | -14.5 | 1000 | 1000 | 14.5 | 48.84
2016-01-28 00:00:00 | 0.26953 | 0.30154 | 0.31267 | 12.83 | -12.8299 | -12.83 | 1000 | 1000 | 12.83 | 47.66
2016-01-28 01:00:00 | 0.26631 | 0.29846 | 0.2388 | 12.88 | -12.8799 | -12.88 | 1000 | 1000 | 12.88 | 46.75
2016-01-28 02:00:00 | 0.25022 | 0.28308 | 0.2191 | 12.14 | -12.1399 | -12.14 | 1000 | 1000 | 12.14 | 44.38
2016-01-28 03:00:00 | 0.25988 | 0.29231 | 0.21612 | 13.2 | -13.1999 | -13.2 | 1000 | 1000 | 13.2 | 43.52
2016-01-28 04:00:00 | 0.26953 | 0.30154 | 0.22876 | 17.39 | -17.3899 | -17.39 | 1000 | 1000 | 17.39 | 44.19
2016-01-28 05:00:00 | 0.27597 | 0.30769 | 0.26928 | 23.41 | -23.4099 | -23.41 | 1000 | 1000 | 23.41 | 47.99
2016-01-28 06:00:00 | 0.2824 | 0.31385 | 0.46874 | 28.49 | -28.4899 | -28.49 | 1000 | 1000 | 28.49 | 55.64
2016-01-28 07:00:00 | 0.33067 | 0.36 | 0.67301 | 30.96 | -30.9599 | -30.96 | 1000 | 1000 | 30.96 | 65.44
2016-01-28 08:00:00 | 0.34354 | 0.37231 | 0.76549 | 29.97 | -29.9699 | -29.97 | 1000 | 1000 | 29.97 | 66.77
2016-01-28 09:00:00 | 0.34354 | 0.37231 | 0.7631 | 29.07 | -29.0699 | -29.07 | 1000 | 1000 | 29.07 | 66.25
2016-01-28 10:00:00 | 0.35963 | 0.38769 | 0.73645 | 25.21 | -25.2099 | -25.21 | 1000 | 1000 | 25.21 | 65.94
2016-01-28 11:00:00 | 0.34676 | 0.37538 | 0.75244 | 24.01 | -24.0099 | -24.01 | 1000 | 1000 | 24.01 | 65.28
2016-01-28 12:00:00 | 0.38538 | 0.41231 | 0.78569 | 25.56 | -25.5599 | -25.56 | 1000 | 1000 | 25.56 | 64.17
2016-01-28 13:00:00 | 0.35963 | 0.38769 | 0.74358 | 26.73 | -26.7299 | -26.73 | 1000 | 1000 | 26.73 | 63.13
2016-01-28 14:00:00 | 0.35641 | 0.38462 | 0.6716 | 31.02 | -31.0199 | -31.02 | 1000 | 1000 | 31.02 | 61.03
2016-01-28 15:00:00 | 0.37572 | 0.40308 | 0.6447 | 33.58 | -33.5799 | -33.58 | 1000 | 1000 | 33.58 | 55.44
2016-01-28 16:00:00 | 0.41434 | 0.44 | 0.65698 | 39.05 | -39.0499 | -39.05 | 1000 | 1000 | 39.05 | 58.2
2016-01-28 17:00:00 | 0.42721 | 0.45231 | 0.76076 | 46.02 | -46.0199 | -46.02 | 1000 | 1000 | 46.02 | 64.83
2016-01-28 18:00:00 | 0.43364 | 0.45846 | 0.8848 | 36.56 | -36.5599 | -36.56 | 1000 | 1000 | 36.56 | 67.94
2016-01-28 19:00:00 | 0.498 | 0.52 | 0.92169 | 32.12 | -32.1199 | -32.12 | 1000 | 1000 | 32.12 | 64.39
2016-01-28 20:00:00 | 0.50766 | 0.52923 | 0.81915 | 27.45 | -27.4499 | -27.45 | 1000 | 1000 | 27.45 | 59.77
2016-01-28 21:00:00 | 0.49479 | 0.51692 | 0.69019 | 26.31 | -26.3099 | -26.31 | 1000 | 1000 | 26.31 | 54.79
2016-01-28 22:00:00 | 0.50766 | 0.52923 | 0.57811 | 20.79 | -20.7899 | -20.79 | 1000 | 1000 | 20.79 | 55.67
2016-01-28 23:00:00 | 0.52696 | 0.54769 | 0.44327 | 21.1 | -21.0999 | -21.1 | 1000 | 1000 | 21.1 | 52.71
2016-01-29 00:00:00 | 0.52696 | 0.54769 | 0.31267 | 19.53 | -19.5299 | -19.53 | 1000 | 1000 | 19.53 | 52.17
2016-01-29 01:00:00 | 0.53018 | 0.55077 | 0.2388 | 19.06 | -19.0599 | -19.06 | 1000 | 1000 | 19.06 | 49.71
2016-01-29 02:00:00 | 0.52696 | 0.54769 | 0.2191 | 18.08 | -18.0799 | -18.08 | 1000 | 1000 | 18.08 | 46.99
2016-01-29 03:00:00 | 0.51087 | 0.53231 | 0.21612 | 15.96 | -15.9599 | -15.96 | 1000 | 1000 | 15.96 | 45.96
2016-01-29 04:00:00 | 0.50766 | 0.52923 | 0.22876 | 18.01 | -18.0099 | -18.01 | 1000 | 1000 | 18.01 | 44.97
2016-01-29 05:00:00 | 0.52053 | 0.54154 | 0.26928 | 26 | -25.9999 | -26 | 1000 | 1000 | 26 | 44.18
2016-01-29 06:00:00 | 0.50444 | 0.52615 | 0.46874 | 34.89 | -34.8899 | -34.89 | 1000 | 1000 | 34.89 | 45.16
2016-01-29 07:00:00 | 0.48835 | 0.51077 | 0.67301 | 36.06 | -36.0599 | -36.06 | 1000 | 1000 | 36.06 | 47.46
2016-01-29 08:00:00 | 0.48835 | 0.51077 | 0.76549 | 34.94 | -34.9399 | -34.94 | 1000 | 1000 | 34.94 | 51.27
2016-01-29 09:00:00 | 0.47226 | 0.49538 | 0.7631 | 29.91 | -29.9099 | -29.91 | 1000 | 1000 | 29.91 | 55.39
2016-01-29 10:00:00 | 0.45617 | 0.48 | 0.73645 | 25.43 | -25.4299 | -25.43 | 1000 | 1000 | 25.43 | 59.32
2016-01-29 11:00:00 | 0.44008 | 0.46462 | 0.75244 | 21.83 | -21.8299 | -21.83 | 1000 | 1000 | 21.83 | 60.45
2016-01-29 12:00:00 | 0.4079 | 0.43385 | 0.78569 | 20.03 | -20.0299 | -20.03 | 1000 | 1000 | 20.03 | 58.14
2016-01-29 13:00:00 | 0.38538 | 0.41231 | 0.74358 | 19.1 | -19.0999 | -19.1 | 1000 | 1000 | 19.1 | 53.25
2016-01-29 14:00:00 | 0.37894 | 0.40615 | 0.6716 | 19.39 | -19.3899 | -19.39 | 1000 | 1000 | 19.39 | 49.71
2016-01-29 15:00:00 | 0.36607 | 0.39385 | 0.6447 | 22.54 | -22.5399 | -22.54 | 1000 | 1000 | 22.54 | 47.84
2016-01-29 16:00:00 | 0.33067 | 0.36 | 0.65698 | 27.43 | -27.4299 | -27.43 | 1000 | 1000 | 27.43 | 47.94
2016-01-29 17:00:00 | 0.32745 | 0.35692 | 0.76076 | 25.99 | -25.9899 | -25.99 | 1000 | 1000 | 25.99 | 59.7
2016-01-29 18:00:00 | 0.3178 | 0.34769 | 0.8848 | 25.18 | -25.1799 | -25.18 | 1000 | 1000 | 25.18 | 64.05
2016-01-29 19:00:00 | 0.30171 | 0.33231 | 0.92169 | 21.11 | -21.1099 | -21.11 | 1000 | 1000 | 21.11 | 62.03
2016-01-29 20:00:00 | 0.31136 | 0.34154 | 0.81915 | 17.08 | -17.0799 | -17.08 | 1000 | 1000 | 17.08 | 55.29
2016-01-29 21:00:00 | 0.31136 | 0.34154 | 0.69019 | 14.6 | -14.5999 | -14.6 | 1000 | 1000 | 14.6 | 48.04
2016-01-29 22:00:00 | 0.31458 | 0.34462 | 0.57811 | 10.29 | -10.2899 | -10.29 | 1000 | 1000 | 10.29 | 49.93
2016-01-29 23:00:00 | 0.30815 | 0.33846 | 0.44327 | 14.08 | -14.0799 | -14.08 | 1000 | 1000 | 14.08 | 48.82
2016-01-30 00:00:00 | 0.31458 | 0.34462 | 0.36334 | 8.4 | -8.3999 | -8.4 | 1000 | 1000 | 8.4 | 47.03
2016-01-30 01:00:00 | 0.3178 | 0.34769 | 0.30185 | 0.79 | -0.7899 | -0.79 | 1000 | 1000 | 0.79 | 44.94
2016-01-30 02:00:00 | 0.31458 | 0.34462 | 0.247 | 0 | 0.0001 | 0 | 1000 | 1000 | 0 | 47.44
2016-01-30 03:00:00 | 0.32745 | 0.35692 | 0.23565 | -0.02 | 0.0201 | 0.02 | -0.02 | -0.02 | -0.02 | 45.1
2016-01-30 04:00:00 | 0.32102 | 0.35077 | 0.23258 | -0.04 | 0.0401 | 0.04 | -0.04 | -0.04 | -0.04 | 44.19
2016-01-30 05:00:00 | 0.32102 | 0.35077 | 0.24426 | -2.97 | 2.9701 | 2.97 | -2.97 | -2.97 | -2.97 | 43.03
2016-01-30 06:00:00 | 0.32102 | 0.35077 | 0.30966 | 8.51 | -8.5099 | -8.51 | 1000 | 1000 | 8.51 | 37.74
2016-01-30 07:00:00 | 0.3178 | 0.34769 | 0.47243 | 12.42 | -12.4199 | -12.42 | 1000 | 1000 | 12.42 | 42.43
2016-01-30 08:00:00 | 0.32102 | 0.35077 | 0.68704 | 13.78 | -13.7799 | -13.78 | 1000 | 1000 | 13.78 | 44.52
2016-01-30 09:00:00 | 0.33711 | 0.36615 | 0.80606 | 14.22 | -14.2199 | -14.22 | 1000 | 1000 | 14.22 | 47.69
2016-01-30 10:00:00 | 0.34032 | 0.36923 | 0.84283 | 14.69 | -14.6899 | -14.69 | 1000 | 1000 | 14.69 | 54.12
2016-01-30 11:00:00 | 0.33067 | 0.36 | 0.87704 | 14.27 | -14.2699 | -14.27 | 1000 | 1000 | 14.27 | 57.93
2016-01-30 12:00:00 | 0.33067 | 0.36 | 0.91636 | 14.6 | -14.5999 | -14.6 | 1000 | 1000 | 14.6 | 56.73
2016-01-30 13:00:00 | 0.32745 | 0.35692 | 0.88755 | 14.28 | -14.2799 | -14.28 | 1000 | 1000 | 14.28 | 48.34
2016-01-30 14:00:00 | 0.31136 | 0.34154 | 0.79022 | 15.37 | -15.3699 | -15.37 | 1000 | 1000 | 15.37 | 44.65
2016-01-30 15:00:00 | 0.31136 | 0.34154 | 0.71445 | 16.03 | -16.0299 | -16.03 | 1000 | 1000 | 16.03 | 43.02
2016-01-30 16:00:00 | 0.34354 | 0.37231 | 0.70607 | 18.67 | -18.6699 | -18.67 | 1000 | 1000 | 18.67 | 42.7
2016-01-30 17:00:00 | 0.35963 | 0.38769 | 0.8672 | 27.78 | -27.7799 | -27.78 | 1000 | 1000 | 27.78 | 52.43
2016-01-30 18:00:00 | 0.3725 | 0.4 | 0.99703 | 22.16 | -22.1599 | -22.16 | 1000 | 1000 | 22.16 | 63.35
2016-01-30 19:00:00 | 0.37572 | 0.40308 | 1 | 18.53 | -18.5299 | -18.53 | 1000 | 1000 | 18.53 | 63.3
2016-01-30 20:00:00 | 0.38538 | 0.41231 | 0.83309 | 16.21 | -16.2099 | -16.21 | 1000 | 1000 | 16.21 | 61.6
2016-01-30 21:00:00 | 0.42077 | 0.44615 | 0.66229 | 15.49 | -15.4899 | -15.49 | 1000 | 1000 | 15.49 | 53.2
2016-01-30 22:00:00 | 0.44973 | 0.47385 | 0.60399 | 12 | -11.9999 | -12 | 1000 | 1000 | 12 | 57.92
2016-01-30 23:00:00 | 0.47548 | 0.49846 | 0.51572 | 8.43 | -8.4299 | -8.43 | 1000 | 1000 | 8.43 | 52.45
2016-01-31 00:00:00 | 0.50122 | 0.52308 | 0.39659 | 3.04 | -3.0399 | -3.04 | 1000 | 1000 | 3.04 | 48.43
2016-01-31 01:00:00 | 0.48835 | 0.51077 | 0.29555 | 5.09 | -5.0899 | -5.09 | 1000 | 1000 | 5.09 | 46
2016-01-31 02:00:00 | 0.49157 | 0.51385 | 0.24054 | 0.85 | -0.8499 | -0.85 | 1000 | 1000 | 0.85 | 44.99
2016-01-31 03:00:00 | 0.48513 | 0.50769 | 0.21979 | -0.27 | 0.2701 | 0.27 | -0.27 | -0.27 | -0.27 | 45.9
2016-01-31 04:00:00 | 0.49479 | 0.51692 | 0.20895 | 0.03 | -0.0299 | -0.03 | 1000 | 1000 | 0.03 | 44.99
2016-01-31 05:00:00 | 0.48513 | 0.50769 | 0.2107 | 0.08 | -0.0799 | -0.08 | 1000 | 1000 | 0.08 | 46
2016-01-31 06:00:00 | 0.4787 | 0.50154 | 0.22636 | 6.04 | -6.0399 | -6.04 | 1000 | 1000 | 6.04 | 58.5
2016-01-31 07:00:00 | 0.48835 | 0.51077 | 0.26686 | 8.33 | -8.3299 | -8.33 | 1000 | 1000 | 8.33 | 69.04
2016-01-31 08:00:00 | 0.47226 | 0.49538 | 0.42994 | 10.59 | -10.5899 | -10.59 | 1000 | 1000 | 10.59 | 69.27
2016-01-31 09:00:00 | 0.46904 | 0.49231 | 0.65048 | 11.91 | -11.9099 | -11.91 | 1000 | 1000 | 11.91 | 67.51
2016-01-31 10:00:00 | 0.45295 | 0.47692 | 0.81425 | 14.68 | -14.6799 | -14.68 | 1000 | 1000 | 14.68 | 65.1
2016-01-31 11:00:00 | 0.43043 | 0.45538 | 0.94383 | 16.18 | -16.1799 | -16.18 | 1000 | 1000 | 16.18 | 64.47
2016-01-31 12:00:00 | 0.42721 | 0.45231 | 0.96576 | 12.5 | -12.4999 | -12.5 | 1000 | 1000 | 12.5 | 63.34
2016-01-31 13:00:00 | 0.42399 | 0.44923 | 0.82374 | 13.96 | -13.9599 | -13.96 | 1000 | 1000 | 13.96 | 62.92
2016-01-31 14:00:00 | 0.42399 | 0.44923 | 0.65983 | 13.89 | -13.8899 | -13.89 | 1000 | 1000 | 13.89 | 62.11
2016-01-31 15:00:00 | 0.41755 | 0.44308 | 0.56761 | 16.08 | -16.0799 | -16.08 | 1000 | 1000 | 16.08 | 61.68
2016-01-31 16:00:00 | 0.45939 | 0.48308 | 0.52133 | 21.44 | -21.4399 | -21.44 | 1000 | 1000 | 21.44 | 61.07
2016-01-31 17:00:00 | 0.45617 | 0.48 | 0.61979 | 26.28 | -26.2799 | -26.28 | 1000 | 1000 | 26.28 | 67.14
2016-01-31 18:00:00 | 0.45295 | 0.47692 | 0.76472 | 25.48 | -25.4799 | -25.48 | 1000 | 1000 | 25.48 | 113.86
2016-01-31 19:00:00 | 0.4433 | 0.46769 | 0.85205 | 21.34 | -21.3399 | -21.34 | 1000 | 1000 | 21.34 | 82.35
2016-01-31 20:00:00 | 0.44973 | 0.47385 | 0.77783 | 18.04 | -18.0399 | -18.04 | 1000 | 1000 | 18.04 | 64.07
2016-01-31 21:00:00 | 0.44008 | 0.46462 | 0.66127 | 18.79 | -18.7899 | -18.79 | 1000 | 1000 | 18.79 | 61.11
2016-01-31 22:00:00 | 0.45295 | 0.47692 | 0.5638 | 16.45 | -16.4499 | -16.45 | 1000 | 1000 | 16.45 | 60.28
2016-01-31 23:00:00 | 0.46582 | 0.48923 | 0.42608 | 16.31 | -16.3099 | -16.31 | 1000 | 1000 | 16.31 | 52.09
2016-02-01 00:00:00 | 0.45617 | 0.48 | 0.31267 | 14.42 | -14.4199 | -14.42 | 1000 | 1000 | 14.42 | 52.23
2016-02-01 01:00:00 | 0.46904 | 0.49231 | 0.2388 | 15.07 | -15.0699 | -15.07 | 1000 | 1000 | 15.07 | 48.18
2016-02-01 02:00:00 | 0.44973 | 0.47385 | 0.2191 | 13.27 | -13.2699 | -13.27 | 1000 | 1000 | 13.27 | 47.08
2016-02-01 03:00:00 | 0.43043 | 0.45538 | 0.21612 | 13.87 | -13.8699 | -13.87 | 1000 | 1000 | 13.87 | 46.13
2016-02-01 04:00:00 | 0.43043 | 0.45538 | 0.22876 | 14.26 | -14.2599 | -14.26 | 1000 | 1000 | 14.26 | 45.48
2016-02-01 05:00:00 | 0.43043 | 0.45538 | 0.26928 | 23.93 | -23.9299 | -23.93 | 1000 | 1000 | 23.93 | 48.19
2016-02-01 06:00:00 | 0.44008 | 0.46462 | 0.46874 | 35.9 | -35.8999 | -35.9 | 1000 | 1000 | 35.9 | 57.8
2016-02-01 07:00:00 | 0.48835 | 0.51077 | 0.67301 | 37.99 | -37.9899 | -37.99 | 1000 | 1000 | 37.99 | 71.27
2016-02-01 08:00:00 | 0.46582 | 0.48923 | 0.76549 | 36.05 | -36.0499 | -36.05 | 1000 | 1000 | 36.05 | 76.3
2016-02-01 09:00:00 | 0.43364 | 0.45846 | 0.7631 | 33.34 | -33.3399 | -33.34 | 1000 | 1000 | 33.34 | 70.59
2016-02-01 10:00:00 | 0.41434 | 0.44 | 0.73645 | 29.24 | -29.2399 | -29.24 | 1000 | 1000 | 29.24 | 68.58
2016-02-01 11:00:00 | 0.42077 | 0.44615 | 0.75244 | 24.99 | -24.9899 | -24.99 | 1000 | 1000 | 24.99 | 66
2016-02-01 12:00:00 | 0.42077 | 0.44615 | 0.78569 | 21.96 | -21.9599 | -21.96 | 1000 | 1000 | 21.96 | 62.35
2016-02-01 13:00:00 | 0.41112 | 0.43692 | 0.74358 | 18.34 | -18.3399 | -18.34 | 1000 | 1000 | 18.34 | 61.73
2016-02-01 14:00:00 | 0.39825 | 0.42462 | 0.6716 | 17.97 | -17.9699 | -17.97 | 1000 | 1000 | 17.97 | 61.01
2016-02-01 15:00:00 | 0.36929 | 0.39692 | 0.6447 | 18.24 | -18.2399 | -18.24 | 1000 | 1000 | 18.24 | 60.05
2016-02-01 16:00:00 | 0.32745 | 0.35692 | 0.65698 | 23.37 | -23.3699 | -23.37 | 1000 | 1000 | 23.37 | 60.36
2016-02-01 17:00:00 | 0.26953 | 0.30154 | 0.76076 | 23.95 | -23.9499 | -23.95 | 1000 | 1000 | 23.95 | 65.55
2016-02-01 18:00:00 | 0.26309 | 0.29538 | 0.8848 | 22.65 | -22.6499 | -22.65 | 1000 | 1000 | 22.65 | 69.88
2016-02-01 19:00:00 | 0.28884 | 0.32 | 0.92169 | 17.75 | -17.7499 | -17.75 | 1000 | 1000 | 17.75 | 63.4
2016-02-01 20:00:00 | 0.27918 | 0.31077 | 0.81915 | 14.63 | -14.6299 | -14.63 | 1000 | 1000 | 14.63 | 60.81
2016-02-01 21:00:00 | 0.27275 | 0.30462 | 0.69019 | 14.16 | -14.1599 | -14.16 | 1000 | 1000 | 14.16 | 53.17
2016-02-01 22:00:00 | 0.27597 | 0.30769 | 0.57811 | 8.44 | -8.4399 | -8.44 | 1000 | 1000 | 8.44 | 50.56
2016-02-01 23:00:00 | 0.27275 | 0.30462 | 0.44327 | 4.06 | -4.0599 | -4.06 | 1000 | 1000 | 4.06 | 44.9
2016-02-02 00:00:00 | 0.27597 | 0.30769 | 0.31267 | 0.3 | -0.2999 | -0.3 | 1000 | 1000 | 0.3 | 47.15
2016-02-02 01:00:00 | 0.27597 | 0.30769 | 0.2388 | -2.66 | 2.6601 | 2.66 | -2.66 | -2.66 | -2.66 | 44.14
2016-02-02 02:00:00 | 0.26953 | 0.30154 | 0.2191 | -1.92 | 1.9201 | 1.92 | -1.92 | -1.92 | -1.92 | 43.31
2016-02-02 03:00:00 | 0.29206 | 0.32308 | 0.21612 | 0.09 | -0.0899 | -0.09 | 1000 | 1000 | 0.09 | 43.51
2016-02-02 04:00:00 | 0.29849 | 0.32923 | 0.22876 | 9.52 | -9.5199 | -9.52 | 1000 | 1000 | 9.52 | 44.09
2016-02-02 05:00:00 | 0.29849 | 0.32923 | 0.26928 | 15.68 | -15.6799 | -15.68 | 1000 | 1000 | 15.68 | 47.93
2016-02-02 06:00:00 | 0.30171 | 0.33231 | 0.46874 | 22.92 | -22.9199 | -22.92 | 1000 | 1000 | 22.92 | 56.35
2016-02-02 07:00:00 | 0.31136 | 0.34154 | 0.67301 | 22.99 | -22.9899 | -22.99 | 1000 | 1000 | 22.99 | 63.74
2016-02-02 08:00:00 | 0.29849 | 0.32923 | 0.76549 | 22.15 | -22.1499 | -22.15 | 1000 | 1000 | 22.15 | 63.09
2016-02-02 09:00:00 | 0.30171 | 0.33231 | 0.7631 | 22.16 | -22.1599 | -22.16 | 1000 | 1000 | 22.16 | 63.06
2016-02-02 10:00:00 | 0.27918 | 0.31077 | 0.73645 | 22.53 | -22.5299 | -22.53 | 1000 | 1000 | 22.53 | 63.47
2016-02-02 11:00:00 | 0.25022 | 0.28308 | 0.75244 | 22.08 | -22.0799 | -22.08 | 1000 | 1000 | 22.08 | 64.52
2016-02-02 12:00:00 | 0.25988 | 0.29231 | 0.78569 | 22.09 | -22.0899 | -22.09 | 1000 | 1000 | 22.09 | 63.03
2016-02-02 13:00:00 | 0.25988 | 0.29231 | 0.74358 | 22.19 | -22.1899 | -22.19 | 1000 | 1000 | 22.19 | 61.25
2016-02-02 14:00:00 | 0.27918 | 0.31077 | 0.6716 | 23.35 | -23.3499 | -23.35 | 1000 | 1000 | 23.35 | 59.44
2016-02-02 15:00:00 | 0.2824 | 0.31385 | 0.6447 | 23.31 | -23.3099 | -23.31 | 1000 | 1000 | 23.31 | 59.41
2016-02-02 16:00:00 | 0.28562 | 0.31692 | 0.65698 | 28.42 | -28.4199 | -28.42 | 1000 | 1000 | 28.42 | 60.68
2016-02-02 17:00:00 | 0.32102 | 0.35077 | 0.76076 | 29.99 | -29.9899 | -29.99 | 1000 | 1000 | 29.99 | 62.28
2016-02-02 18:00:00 | 0.32745 | 0.35692 | 0.8848 | 24.61 | -24.6099 | -24.61 | 1000 | 1000 | 24.61 | 63.98
2016-02-02 19:00:00 | 0.34032 | 0.36923 | 0.92169 | 22.51 | -22.5099 | -22.51 | 1000 | 1000 | 22.51 | 62.25
2016-02-02 20:00:00 | 0.42399 | 0.44923 | 0.81915 | 17.59 | -17.5899 | -17.59 | 1000 | 1000 | 17.59 | 55.09
2016-02-02 21:00:00 | 0.41755 | 0.44308 | 0.69019 | 14.18 | -14.1799 | -14.18 | 1000 | 1000 | 14.18 | 49.86
2016-02-02 22:00:00 | 0.40468 | 0.43077 | 0.57811 | 9.53 | -9.5299 | -9.53 | 1000 | 1000 | 9.53 | 47.74
2016-02-02 23:00:00 | 0.40468 | 0.43077 | 0.44327 | 13.75 | -13.7499 | -13.75 | 1000 | 1000 | 13.75 | 43.85
2016-02-03 00:00:00 | 0.38216 | 0.40923 | 0.31267 | 11.58 | -11.5799 | -11.58 | 1000 | 1000 | 11.58 | 37.77
2016-02-03 01:00:00 | 0.37572 | 0.40308 | 0.2388 | 8.09 | -8.0899 | -8.09 | 1000 | 1000 | 8.09 | 31.66
2016-02-03 02:00:00 | 0.36929 | 0.39692 | 0.2191 | 6.93 | -6.9299 | -6.93 | 1000 | 1000 | 6.93 | 28
2016-02-03 03:00:00 | 0.36285 | 0.39077 | 0.21612 | 9.04 | -9.0399 | -9.04 | 1000 | 1000 | 9.04 | 25.84
2016-02-03 04:00:00 | 0.38859 | 0.41538 | 0.22876 | 13.74 | -13.7399 | -13.74 | 1000 | 1000 | 13.74 | 37.54
2016-02-03 05:00:00 | 0.38216 | 0.40923 | 0.26928 | 21.41 | -21.4099 | -21.41 | 1000 | 1000 | 21.41 | 42.37
2016-02-03 06:00:00 | 0.38538 | 0.41231 | 0.46874 | 33.25 | -33.2499 | -33.25 | 1000 | 1000 | 33.25 | 45.46
2016-02-03 07:00:00 | 0.39825 | 0.42462 | 0.67301 | 35 | -34.9999 | -35 | 1000 | 1000 | 35 | 59.56
2016-02-03 08:00:00 | 0.41434 | 0.44 | 0.76549 | 33.96 | -33.9599 | -33.96 | 1000 | 1000 | 33.96 | 59.66
2016-02-03 09:00:00 | 0.41112 | 0.43692 | 0.7631 | 25.44 | -25.4399 | -25.44 | 1000 | 1000 | 25.44 | 59.69
2016-02-03 10:00:00 | 0.39825 | 0.42462 | 0.73645 | 22.93 | -22.9299 | -22.93 | 1000 | 1000 | 22.93 | 60.25
2016-02-03 11:00:00 | 0.39503 | 0.42154 | 0.75244 | 21.46 | -21.4599 | -21.46 | 1000 | 1000 | 21.46 | 60.12
2016-02-03 12:00:00 | 0.37572 | 0.40308 | 0.78569 | 20.95 | -20.9499 | -20.95 | 1000 | 1000 | 20.95 | 59.68
2016-02-03 13:00:00 | 0.37894 | 0.40615 | 0.74358 | 22.93 | -22.9299 | -22.93 | 1000 | 1000 | 22.93 | 59.79
2016-02-03 14:00:00 | 0.38859 | 0.41538 | 0.6716 | 23.02 | -23.0199 | -23.02 | 1000 | 1000 | 23.02 | 58.99
2016-02-03 15:00:00 | 0.40147 | 0.42769 | 0.6447 | 26.4 | -26.3999 | -26.4 | 1000 | 1000 | 26.4 | 58.07
2016-02-03 16:00:00 | 0.39825 | 0.42462 | 0.65698 | 32.62 | -32.6199 | -32.62 | 1000 | 1000 | 32.62 | 58.36
2016-02-03 17:00:00 | 0.42399 | 0.44923 | 0.76076 | 36.69 | -36.6899 | -36.69 | 1000 | 1000 | 36.69 | 62.35
2016-02-03 18:00:00 | 0.42721 | 0.45231 | 0.8848 | 36.19 | -36.1899 | -36.19 | 1000 | 1000 | 36.19 | 64.17
2016-02-03 19:00:00 | 0.42399 | 0.44923 | 0.92169 | 30.13 | -30.1299 | -30.13 | 1000 | 1000 | 30.13 | 61.05
2016-02-03 20:00:00 | 0.4787 | 0.50154 | 0.81915 | 23.75 | -23.7499 | -23.75 | 1000 | 1000 | 23.75 | 55.27
2016-02-03 21:00:00 | 0.47548 | 0.49846 | 0.69019 | 22.41 | -22.4099 | -22.41 | 1000 | 1000 | 22.41 | 50.73
2016-02-03 22:00:00 | 0.46904 | 0.49231 | 0.57811 | 17.13 | -17.1299 | -17.13 | 1000 | 1000 | 17.13 | 51.96
2016-02-03 23:00:00 | 0.45939 | 0.48308 | 0.44327 | 18.04 | -18.0399 | -18.04 | 1000 | 1000 | 18.04 | 46.06
2016-02-04 00:00:00 | 0.46904 | 0.49231 | 0.31267 | 16.38 | -16.3799 | -16.38 | 1000 | 1000 | 16.38 | 38.49
2016-02-04 01:00:00 | 0.48835 | 0.51077 | 0.2388 | 15.99 | -15.9899 | -15.99 | 1000 | 1000 | 15.99 | 27.18
2016-02-04 02:00:00 | 0.48835 | 0.51077 | 0.2191 | 15.29 | -15.2899 | -15.29 | 1000 | 1000 | 15.29 | 21.99
2016-02-04 03:00:00 | 0.50766 | 0.52923 | 0.21612 | 13.93 | -13.9299 | -13.93 | 1000 | 1000 | 13.93 | 14.08
2016-02-04 04:00:00 | 0.50766 | 0.52923 | 0.22876 | 17.01 | -17.0099 | -17.01 | 1000 | 1000 | 17.01 | 14.07
2016-02-04 05:00:00 | 0.51087 | 0.53231 | 0.26928 | 22.43 | -22.4299 | -22.43 | 1000 | 1000 | 22.43 | 14.22
2016-02-04 06:00:00 | 0.49479 | 0.51692 | 0.46874 | 31.96 | -31.9599 | -31.96 | 1000 | 1000 | 31.96 | 28.88
2016-02-04 07:00:00 | 0.48513 | 0.50769 | 0.67301 | 30.91 | -30.9099 | -30.91 | 1000 | 1000 | 30.91 | 51.35
2016-02-04 08:00:00 | 0.47548 | 0.49846 | 0.76549 | 27.93 | -27.9299 | -27.93 | 1000 | 1000 | 27.93 | 48.09
2016-02-04 09:00:00 | 0.47226 | 0.49538 | 0.7631 | 29.19 | -29.1899 | -29.19 | 1000 | 1000 | 29.19 | 46.91
2016-02-04 10:00:00 | 0.46261 | 0.48615 | 0.73645 | 30.22 | -30.2199 | -30.22 | 1000 | 1000 | 30.22 | 47.45
2016-02-04 11:00:00 | 0.4787 | 0.50154 | 0.75244 | 27.97 | -27.9699 | -27.97 | 1000 | 1000 | 27.97 | 47
2016-02-04 12:00:00 | 0.46904 | 0.49231 | 0.78569 | 26.87 | -26.8699 | -26.87 | 1000 | 1000 | 26.87 | 46.25
2016-02-04 13:00:00 | 0.47548 | 0.49846 | 0.74358 | 25.85 | -25.8499 | -25.85 | 1000 | 1000 | 25.85 | 45.63
2016-02-04 14:00:00 | 0.44652 | 0.47077 | 0.6716 | 27.94 | -27.9399 | -27.94 | 1000 | 1000 | 27.94 | 43.47
2016-02-04 15:00:00 | 0.45617 | 0.48 | 0.6447 | 27.81 | -27.8099 | -27.81 | 1000 | 1000 | 27.81 | 43.38
2016-02-04 16:00:00 | 0.47548 | 0.49846 | 0.65698 | 35 | -34.9999 | -35 | 1000 | 1000 | 35 | 45.24
2016-02-04 17:00:00 | 0.49157 | 0.51385 | 0.76076 | 42.18 | -42.1799 | -42.18 | 1000 | 1000 | 42.18 | 55.56
2016-02-04 18:00:00 | 0.53018 | 0.55077 | 0.8848 | 39.01 | -39.0099 | -39.01 | 1000 | 1000 | 39.01 | 57.98
2016-02-04 19:00:00 | 0.52053 | 0.54154 | 0.92169 | 32.04 | -32.0399 | -32.04 | 1000 | 1000 | 32.04 | 48.71
2016-02-04 20:00:00 | 0.52696 | 0.54769 | 0.81915 | 26.96 | -26.9599 | -26.96 | 1000 | 1000 | 26.96 | 26.15
2016-02-04 21:00:00 | 0.54627 | 0.56615 | 0.69019 | 27.83 | -27.8299 | -27.83 | 1000 | 1000 | 27.83 | 20.48
2016-02-04 22:00:00 | 0.5334 | 0.55385 | 0.57811 | 23.98 | -23.9799 | -23.98 | 1000 | 1000 | 23.98 | 21.79
2016-02-04 23:00:00 | 0.53662 | 0.55692 | 0.44327 | 24.61 | -24.6099 | -24.61 | 1000 | 1000 | 24.61 | -36.82
2016-02-05 00:00:00 | 0.55914 | 0.57846 | 0.31267 | 23 | -22.9999 | -23 | 1000 | 1000 | 23 | 20.03
2016-02-05 01:00:00 | 0.55593 | 0.57538 | 0.2388 | 22.22 | -22.2199 | -22.22 | 1000 | 1000 | 22.22 | 15.12
2016-02-05 02:00:00 | 0.5688 | 0.58769 | 0.2191 | 20.1 | -20.0999 | -20.1 | 1000 | 1000 | 20.1 | 0
2016-02-05 03:00:00 | 0.57523 | 0.59385 | 0.21612 | 21.18 | -21.1799 | -21.18 | 1000 | 1000 | 21.18 | -0.1
2016-02-05 04:00:00 | 0.58489 | 0.60308 | 0.22876 | 21.18 | -21.1799 | -21.18 | 1000 | 1000 | 21.18 | 0.04
2016-02-05 05:00:00 | 0.59132 | 0.60923 | 0.26928 | 25.97 | -25.9699 | -25.97 | 1000 | 1000 | 25.97 | -0.07
2016-02-05 06:00:00 | 0.60419 | 0.62154 | 0.46874 | 33.92 | -33.9199 | -33.92 | 1000 | 1000 | 33.92 | -9.3
2016-02-05 07:00:00 | 0.59454 | 0.61231 | 0.67301 | 37.48 | -37.4799 | -37.48 | 1000 | 1000 | 37.48 | 0.08
2016-02-05 08:00:00 | 0.56558 | 0.58462 | 0.76549 | 35.25 | -35.2499 | -35.25 | 1000 | 1000 | 35.25 | 16.9
2016-02-05 09:00:00 | 0.54627 | 0.56615 | 0.7631 | 36.5 | -36.4999 | -36.5 | 1000 | 1000 | 36.5 | 22.96
2016-02-05 10:00:00 | 0.53018 | 0.55077 | 0.73645 | 35.94 | -35.9399 | -35.94 | 1000 | 1000 | 35.94 | 23.61
2016-02-05 11:00:00 | 0.50766 | 0.52923 | 0.75244 | 34.36 | -34.3599 | -34.36 | 1000 | 1000 | 34.36 | 23.67
2016-02-05 12:00:00 | 0.46904 | 0.49231 | 0.78569 | 31.95 | -31.9499 | -31.95 | 1000 | 1000 | 31.95 | 22.99
2016-02-05 13:00:00 | 0.44652 | 0.47077 | 0.74358 | 27.74 | -27.7399 | -27.74 | 1000 | 1000 | 27.74 | 20.53
2016-02-05 14:00:00 | 0.43686 | 0.46154 | 0.6716 | 25.33 | -25.3299 | -25.33 | 1000 | 1000 | 25.33 | 17.37
2016-02-05 15:00:00 | 0.4433 | 0.46769 | 0.6447 | 24.78 | -24.7799 | -24.78 | 1000 | 1000 | 24.78 | 19.99
2016-02-05 16:00:00 | 0.44652 | 0.47077 | 0.65698 | 29.96 | -29.9599 | -29.96 | 1000 | 1000 | 29.96 | 25.57
2016-02-05 17:00:00 | 0.45939 | 0.48308 | 0.76076 | 33.09 | -33.0899 | -33.09 | 1000 | 1000 | 33.09 | 59.03
2016-02-05 18:00:00 | 0.46582 | 0.48923 | 0.8848 | 28.01 | -28.0099 | -28.01 | 1000 | 1000 | 28.01 | 61.62
2016-02-05 19:00:00 | 0.46904 | 0.49231 | 0.92169 | 25.7 | -25.6999 | -25.7 | 1000 | 1000 | 25.7 | 59.18
2016-02-05 20:00:00 | 0.45617 | 0.48 | 0.81915 | 23.12 | -23.1199 | -23.12 | 1000 | 1000 | 23.12 | 50.7
2016-02-05 21:00:00 | 0.44652 | 0.47077 | 0.69019 | 24.55 | -24.5499 | -24.55 | 1000 | 1000 | 24.55 | 36.84
2016-02-05 22:00:00 | 0.42721 | 0.45231 | 0.57811 | 22.71 | -22.7099 | -22.71 | 1000 | 1000 | 22.71 | 45
2016-02-05 23:00:00 | 0.41434 | 0.44 | 0.44327 | 18.18 | -18.1799 | -18.18 | 1000 | 1000 | 18.18 | 21.58
2016-02-06 00:00:00 | 0.40468 | 0.43077 | 0.36334 | 15.55 | -15.5499 | -15.55 | 1000 | 1000 | 15.55 | 40.09
2016-02-06 01:00:00 | 0.40147 | 0.42769 | 0.30185 | 16.01 | -16.0099 | -16.01 | 1000 | 1000 | 16.01 | 25.6
2016-02-06 02:00:00 | 0.39825 | 0.42462 | 0.247 | 14.33 | -14.3299 | -14.33 | 1000 | 1000 | 14.33 | 22.24
2016-02-06 03:00:00 | 0.39181 | 0.41846 | 0.23565 | 13.78 | -13.7799 | -13.78 | 1000 | 1000 | 13.78 | 19.15
2016-02-06 04:00:00 | 0.38216 | 0.40923 | 0.23258 | 13.98 | -13.9799 | -13.98 | 1000 | 1000 | 13.98 | 19.14
2016-02-06 05:00:00 | 0.37894 | 0.40615 | 0.24426 | 15.05 | -15.0499 | -15.05 | 1000 | 1000 | 15.05 | 19.12
2016-02-06 06:00:00 | 0.37894 | 0.40615 | 0.30966 | 16.08 | -16.0799 | -16.08 | 1000 | 1000 | 16.08 | 15.58
2016-02-06 07:00:00 | 0.37572 | 0.40308 | 0.47243 | 18.02 | -18.0199 | -18.02 | 1000 | 1000 | 18.02 | 15.97
2016-02-06 08:00:00 | 0.36285 | 0.39077 | 0.68704 | 19.34 | -19.3399 | -19.34 | 1000 | 1000 | 19.34 | 21.58
2016-02-06 09:00:00 | 0.34676 | 0.37538 | 0.80606 | 17.1 | -17.0999 | -17.1 | 1000 | 1000 | 17.1 | 41.52
2016-02-06 10:00:00 | 0.32745 | 0.35692 | 0.84283 | 16.5 | -16.4999 | -16.5 | 1000 | 1000 | 16.5 | 46.68
2016-02-06 11:00:00 | 0.31458 | 0.34462 | 0.87704 | 16.09 | -16.0899 | -16.09 | 1000 | 1000 | 16.09 | 48.78
2016-02-06 12:00:00 | 0.32102 | 0.35077 | 0.91636 | 15.11 | -15.1099 | -15.11 | 1000 | 1000 | 15.11 | 47.7
2016-02-06 13:00:00 | 0.3178 | 0.34769 | 0.88755 | 13.99 | -13.9899 | -13.99 | 1000 | 1000 | 13.99 | 41.09
2016-02-06 14:00:00 | 0.31136 | 0.34154 | 0.79022 | 15.29 | -15.2899 | -15.29 | 1000 | 1000 | 15.29 | 23.78
2016-02-06 15:00:00 | 0.30815 | 0.33846 | 0.71445 | 17.01 | -17.0099 | -17.01 | 1000 | 1000 | 17.01 | 20.19
2016-02-06 16:00:00 | 0.39181 | 0.41846 | 0.70607 | 19.97 | -19.9699 | -19.97 | 1000 | 1000 | 19.97 | 23.11
2016-02-06 17:00:00 | 0.38538 | 0.41231 | 0.8672 | 23.15 | -23.1499 | -23.15 | 1000 | 1000 | 23.15 | 43.3
2016-02-06 18:00:00 | 0.35963 | 0.38769 | 0.99703 | 21.02 | -21.0199 | -21.02 | 1000 | 1000 | 21.02 | 58.05
2016-02-06 19:00:00 | 0.39181 | 0.41846 | 1 | 16.07 | -16.0699 | -16.07 | 1000 | 1000 | 16.07 | 59.73
2016-02-06 20:00:00 | 0.35641 | 0.38462 | 0.83309 | 12.71 | -12.7099 | -12.71 | 1000 | 1000 | 12.71 | 53.55
2016-02-06 21:00:00 | 0.37894 | 0.40615 | 0.66229 | 15.04 | -15.0399 | -15.04 | 1000 | 1000 | 15.04 | 42.88
2016-02-06 22:00:00 | 0.38538 | 0.41231 | 0.60399 | 11.74 | -11.7399 | -11.74 | 1000 | 1000 | 11.74 | 42.81
2016-02-06 23:00:00 | 0.39181 | 0.41846 | 0.51572 | 5.01 | -5.0099 | -5.01 | 1000 | 1000 | 5.01 | 20.37
2016-02-07 00:00:00 | 0.43043 | 0.45538 | 0.39659 | 5.98 | -5.9799 | -5.98 | 1000 | 1000 | 5.98 | 3.94
2016-02-07 01:00:00 | 0.44973 | 0.47385 | 0.29555 | 5.62 | -5.6199 | -5.62 | 1000 | 1000 | 5.62 | 3.67
2016-02-07 02:00:00 | 0.45939 | 0.48308 | 0.24054 | 3.05 | -3.0499 | -3.05 | 1000 | 1000 | 3.05 | 5.22
2016-02-07 03:00:00 | 0.47226 | 0.49538 | 0.21979 | 0.93 | -0.9299 | -0.93 | 1000 | 1000 | 0.93 | 18.4
2016-02-07 04:00:00 | 0.46261 | 0.48615 | 0.20895 | 0.08 | -0.0799 | -0.08 | 1000 | 1000 | 0.08 | 25.09
2016-02-07 05:00:00 | 0.49479 | 0.51692 | 0.2107 | -0.92 | 0.9201 | 0.92 | -0.92 | -0.92 | -0.92 | 35.13
2016-02-07 06:00:00 | 0.4787 | 0.50154 | 0.22636 | 1.13 | -1.1299 | -1.13 | 1000 | 1000 | 1.13 | 56.33
2016-02-07 07:00:00 | 0.46904 | 0.49231 | 0.26686 | 5.74 | -5.7399 | -5.74 | 1000 | 1000 | 5.74 | 66.03
2016-02-07 08:00:00 | 0.4433 | 0.46769 | 0.42994 | 8.01 | -8.0099 | -8.01 | 1000 | 1000 | 8.01 | 65.6
2016-02-07 09:00:00 | 0.40147 | 0.42769 | 0.65048 | 12.92 | -12.9199 | -12.92 | 1000 | 1000 | 12.92 | 63.01
2016-02-07 10:00:00 | 0.36285 | 0.39077 | 0.81425 | 13.79 | -13.7899 | -13.79 | 1000 | 1000 | 13.79 | 59.96
2016-02-07 11:00:00 | 0.30815 | 0.33846 | 0.94383 | 13.84 | -13.8399 | -13.84 | 1000 | 1000 | 13.84 | 56.89
2016-02-07 12:00:00 | 0.27597 | 0.30769 | 0.96576 | 12.19 | -12.1899 | -12.19 | 1000 | 1000 | 12.19 | 55.62
2016-02-07 13:00:00 | 0.26309 | 0.29538 | 0.82374 | 11.76 | -11.7599 | -11.76 | 1000 | 1000 | 11.76 | 51.91
2016-02-07 14:00:00 | 0.25344 | 0.28615 | 0.65983 | 10.01 | -10.0099 | -10.01 | 1000 | 1000 | 10.01 | 46.5
2016-02-07 15:00:00 | 0.29527 | 0.32615 | 0.56761 | 13.32 | -13.3199 | -13.32 | 1000 | 1000 | 13.32 | 45.89
2016-02-07 16:00:00 | 0.33389 | 0.36308 | 0.52133 | 16.64 | -16.6399 | -16.64 | 1000 | 1000 | 16.64 | 46.32
2016-02-07 17:00:00 | 0.34354 | 0.37231 | 0.61979 | 22.17 | -22.1699 | -22.17 | 1000 | 1000 | 22.17 | 52.55
2016-02-07 18:00:00 | 0.3532 | 0.38154 | 0.76472 | 17.28 | -17.2799 | -17.28 | 1000 | 1000 | 17.28 | 57.92
2016-02-07 19:00:00 | 0.37894 | 0.40615 | 0.85205 | 17.88 | -17.8799 | -17.88 | 1000 | 1000 | 17.88 | 47.85
2016-02-07 20:00:00 | 0.3532 | 0.38154 | 0.77783 | 13.79 | -13.7899 | -13.79 | 1000 | 1000 | 13.79 | 43.18
2016-02-07 21:00:00 | 0.36929 | 0.39692 | 0.66127 | 15.04 | -15.0399 | -15.04 | 1000 | 1000 | 15.04 | 40.06
2016-02-07 22:00:00 | 0.38538 | 0.41231 | 0.5638 | 9.29 | -9.2899 | -9.29 | 1000 | 1000 | 9.29 | 40.07
2016-02-07 23:00:00 | 0.39825 | 0.42462 | 0.42608 | 10.02 | -10.0199 | -10.02 | 1000 | 1000 | 10.02 | 21.52
2016-02-08 00:00:00 | 0.39181 | 0.41846 | 0.31267 | 7.99 | -7.9899 | -7.99 | 1000 | 1000 | 7.99 | 21.51
2016-02-08 01:00:00 | 0.41112 | 0.43692 | 0.2388 | 5.24 | -5.2399 | -5.24 | 1000 | 1000 | 5.24 | 18.87
2016-02-08 02:00:00 | 0.42077 | 0.44615 | 0.2191 | 1.16 | -1.1599 | -1.16 | 1000 | 1000 | 1.16 | 20.42
2016-02-08 03:00:00 | 0.42077 | 0.44615 | 0.21612 | 1.4 | -1.3999 | -1.4 | 1000 | 1000 | 1.4 | 31.48
2016-02-08 04:00:00 | 0.43043 | 0.45538 | 0.22876 | 7.32 | -7.3199 | -7.32 | 1000 | 1000 | 7.32 | 40.01
2016-02-08 05:00:00 | 0.41434 | 0.44 | 0.26928 | 12.32 | -12.3199 | -12.32 | 1000 | 1000 | 12.32 | 46.15
2016-02-08 06:00:00 | 0.40468 | 0.43077 | 0.46874 | 16.17 | -16.1699 | -16.17 | 1000 | 1000 | 16.17 | 51.46
2016-02-08 07:00:00 | 0.39825 | 0.42462 | 0.67301 | 16.55 | -16.5499 | -16.55 | 1000 | 1000 | 16.55 | 61.19
2016-02-08 08:00:00 | 0.3725 | 0.4 | 0.76549 | 16.41 | -16.4099 | -16.41 | 1000 | 1000 | 16.41 | 60.14
2016-02-08 09:00:00 | 0.35963 | 0.38769 | 0.7631 | 16.56 | -16.5599 | -16.56 | 1000 | 1000 | 16.56 | 57.93
2016-02-08 10:00:00 | 0.33389 | 0.36308 | 0.73645 | 16.61 | -16.6099 | -16.61 | 1000 | 1000 | 16.61 | 54.8
2016-02-08 11:00:00 | 0.33711 | 0.36615 | 0.75244 | 16.35 | -16.3499 | -16.35 | 1000 | 1000 | 16.35 | 54.59
2016-02-08 12:00:00 | 0.31458 | 0.34462 | 0.78569 | 16.1 | -16.0999 | -16.1 | 1000 | 1000 | 16.1 | 54.72
2016-02-08 13:00:00 | 0.34676 | 0.37538 | 0.74358 | 16.15 | -16.1499 | -16.15 | 1000 | 1000 | 16.15 | 54.29
2016-02-08 14:00:00 | 0.33067 | 0.36 | 0.6716 | 16.35 | -16.3499 | -16.35 | 1000 | 1000 | 16.35 | 53.73
2016-02-08 15:00:00 | 0.31136 | 0.34154 | 0.6447 | 15.94 | -15.9399 | -15.94 | 1000 | 1000 | 15.94 | 51.94
2016-02-08 16:00:00 | 0.31136 | 0.34154 | 0.65698 | 20.88 | -20.8799 | -20.88 | 1000 | 1000 | 20.88 | 57.15
2016-02-08 17:00:00 | 0.3178 | 0.34769 | 0.76076 | 27.26 | -27.2599 | -27.26 | 1000 | 1000 | 27.26 | 62.96
2016-02-08 18:00:00 | 0.31458 | 0.34462 | 0.8848 | 21.02 | -21.0199 | -21.02 | 1000 | 1000 | 21.02 | 69.78
2016-02-08 19:00:00 | 0.31458 | 0.34462 | 0.92169 | 15.24 | -15.2399 | -15.24 | 1000 | 1000 | 15.24 | 65.94
2016-02-08 20:00:00 | 0.37572 | 0.40308 | 0.81915 | 12.52 | -12.5199 | -12.52 | 1000 | 1000 | 12.52 | 60.21
2016-02-08 21:00:00 | 0.37572 | 0.40308 | 0.69019 | 12.11 | -12.1099 | -12.11 | 1000 | 1000 | 12.11 | 52.06
2016-02-08 22:00:00 | 0.36929 | 0.39692 | 0.57811 | 9.72 | -9.7199 | -9.72 | 1000 | 1000 | 9.72 | 53.77
2016-02-08 23:00:00 | 0.36285 | 0.39077 | 0.44327 | -19.94 | 19.9401 | 19.94 | -19.94 | -19.94 | -19.94 | 48.26
2016-02-09 00:00:00 | 0.34998 | 0.37846 | 0.31267 | -12.34 | 12.3401 | 12.34 | -12.34 | -12.34 | -12.34 | 43.92
2016-02-09 01:00:00 | 0.34354 | 0.37231 | 0.2388 | -19.95 | 19.9501 | 19.95 | -19.95 | -19.95 | -19.95 | 43.35
2016-02-09 02:00:00 | 0.36607 | 0.39385 | 0.2191 | -19.3 | 19.3001 | 19.3 | -19.3 | -19.3 | -19.3 | 40.94
2016-02-09 03:00:00 | 0.3725 | 0.4 | 0.21612 | -5.52 | 5.5201 | 5.52 | -5.52 | -5.52 | -5.52 | 39.5
2016-02-09 04:00:00 | 0.39181 | 0.41846 | 0.22876 | 2.79 | -2.7899 | -2.79 | 1000 | 1000 | 2.79 | 39.48
2016-02-09 05:00:00 | 0.38216 | 0.40923 | 0.26928 | 16.98 | -16.9799 | -16.98 | 1000 | 1000 | 16.98 | 44.29
2016-02-09 06:00:00 | 0.37894 | 0.40615 | 0.46874 | 19.75 | -19.7499 | -19.75 | 1000 | 1000 | 19.75 | 50.09
2016-02-09 07:00:00 | 0.36607 | 0.39385 | 0.67301 | 23.43 | -23.4299 | -23.43 | 1000 | 1000 | 23.43 | 64.4
2016-02-09 08:00:00 | 0.33711 | 0.36615 | 0.76549 | 20.99 | -20.9899 | -20.99 | 1000 | 1000 | 20.99 | 67.11
2016-02-09 09:00:00 | 0.34032 | 0.36923 | 0.7631 | 23.9 | -23.8999 | -23.9 | 1000 | 1000 | 23.9 | 66.04
2016-02-09 10:00:00 | 0.32745 | 0.35692 | 0.73645 | 24.93 | -24.9299 | -24.93 | 1000 | 1000 | 24.93 | 65.87
2016-02-09 11:00:00 | 0.32745 | 0.35692 | 0.75244 | 27.03 | -27.0299 | -27.03 | 1000 | 1000 | 27.03 | 65
2016-02-09 12:00:00 | 0.31136 | 0.34154 | 0.78569 | 28.69 | -28.6899 | -28.69 | 1000 | 1000 | 28.69 | 63.29
2016-02-09 13:00:00 | 0.30171 | 0.33231 | 0.74358 | 27.44 | -27.4399 | -27.44 | 1000 | 1000 | 27.44 | 62.41
2016-02-09 14:00:00 | 0.3178 | 0.34769 | 0.6716 | 26.97 | -26.9699 | -26.97 | 1000 | 1000 | 26.97 | 59.05
2016-02-09 15:00:00 | 0.33067 | 0.36 | 0.6447 | 27.24 | -27.2399 | -27.24 | 1000 | 1000 | 27.24 | 53.83
2016-02-09 16:00:00 | 0.34998 | 0.37846 | 0.65698 | 31.01 | -31.0099 | -31.01 | 1000 | 1000 | 31.01 | 53.62
2016-02-09 17:00:00 | 0.3532 | 0.38154 | 0.76076 | 39.98 | -39.9799 | -39.98 | 1000 | 1000 | 39.98 | 63.28
2016-02-09 18:00:00 | 0.37894 | 0.40615 | 0.8848 | 34.06 | -34.0599 | -34.06 | 1000 | 1000 | 34.06 | 70.29
2016-02-09 19:00:00 | 0.38538 | 0.41231 | 0.92169 | 28.77 | -28.7699 | -28.77 | 1000 | 1000 | 28.77 | 66.58
2016-02-09 20:00:00 | 0.3725 | 0.4 | 0.81915 | 23.97 | -23.9699 | -23.97 | 1000 | 1000 | 23.97 | 59.77
2016-02-09 21:00:00 | 0.35641 | 0.38462 | 0.69019 | 20.78 | -20.7799 | -20.78 | 1000 | 1000 | 20.78 | 49.16
2016-02-09 22:00:00 | 0.33389 | 0.36308 | 0.57811 | 15.99 | -15.9899 | -15.99 | 1000 | 1000 | 15.99 | 49.84
2016-02-09 23:00:00 | 0.32745 | 0.35692 | 0.44327 | 13.08 | -13.0799 | -13.08 | 1000 | 1000 | 13.08 | 46.5
2016-02-10 00:00:00 | 0.29849 | 0.32923 | 0.31267 | 13.68 | -13.6799 | -13.68 | 1000 | 1000 | 13.68 | 45.63
2016-02-10 01:00:00 | 0.39825 | 0.42462 | 0.2388 | 13.06 | -13.0599 | -13.06 | 1000 | 1000 | 13.06 | 44.58
2016-02-10 02:00:00 | 0.44652 | 0.47077 | 0.2191 | 13.41 | -13.4099 | -13.41 | 1000 | 1000 | 13.41 | 42.98
2016-02-10 03:00:00 | 0.46582 | 0.48923 | 0.21612 | 14.3 | -14.2999 | -14.3 | 1000 | 1000 | 14.3 | 39.94
2016-02-10 04:00:00 | 0.47548 | 0.49846 | 0.22876 | 16.2 | -16.1999 | -16.2 | 1000 | 1000 | 16.2 | 39.99
2016-02-10 05:00:00 | 0.45617 | 0.48 | 0.26928 | 22.8 | -22.7999 | -22.8 | 1000 | 1000 | 22.8 | 44.89
2016-02-10 06:00:00 | 0.45617 | 0.48 | 0.46874 | 30.59 | -30.5899 | -30.59 | 1000 | 1000 | 30.59 | 53.2
2016-02-10 07:00:00 | 0.44973 | 0.47385 | 0.67301 | 32.05 | -32.0499 | -32.05 | 1000 | 1000 | 32.05 | 63.95
2016-02-10 08:00:00 | 0.44652 | 0.47077 | 0.76549 | 32.42 | -32.4199 | -32.42 | 1000 | 1000 | 32.42 | 65.91
2016-02-10 09:00:00 | 0.44652 | 0.47077 | 0.7631 | 30.94 | -30.9399 | -30.94 | 1000 | 1000 | 30.94 | 63.18
2016-02-10 10:00:00 | 0.43686 | 0.46154 | 0.73645 | 29.98 | -29.9799 | -29.98 | 1000 | 1000 | 29.98 | 62.92
2016-02-10 11:00:00 | 0.43043 | 0.45538 | 0.75244 | 25.97 | -25.9699 | -25.97 | 1000 | 1000 | 25.97 | 61.94
2016-02-10 12:00:00 | 0.40468 | 0.43077 | 0.78569 | 27.74 | -27.7399 | -27.74 | 1000 | 1000 | 27.74 | 58.6
2016-02-10 13:00:00 | 0.39181 | 0.41846 | 0.74358 | 27.44 | -27.4399 | -27.44 | 1000 | 1000 | 27.44 | 56.28
2016-02-10 14:00:00 | 0.38538 | 0.41231 | 0.6716 | 27.77 | -27.7699 | -27.77 | 1000 | 1000 | 27.77 | 53.52
2016-02-10 15:00:00 | 0.39503 | 0.42154 | 0.6447 | 28.68 | -28.6799 | -28.68 | 1000 | 1000 | 28.68 | 50.54
2016-02-10 16:00:00 | 0.41755 | 0.44308 | 0.65698 | 32.1 | -32.0999 | -32.1 | 1000 | 1000 | 32.1 | 50.08
2016-02-10 17:00:00 | 0.44652 | 0.47077 | 0.76076 | 36.59 | -36.5899 | -36.59 | 1000 | 1000 | 36.59 | 59.02
2016-02-10 18:00:00 | 0.498 | 0.52 | 0.8848 | 29.44 | -29.4399 | -29.44 | 1000 | 1000 | 29.44 | 66.15
2016-02-10 19:00:00 | 0.49479 | 0.51692 | 0.92169 | 23.18 | -23.1799 | -23.18 | 1000 | 1000 | 23.18 | 65.09
2016-02-10 20:00:00 | 0.49157 | 0.51385 | 0.81915 | 21.66 | -21.6599 | -21.66 | 1000 | 1000 | 21.66 | 58.59
2016-02-10 21:00:00 | 0.51731 | 0.53846 | 0.69019 | 21.94 | -21.9399 | -21.94 | 1000 | 1000 | 21.94 | 50.8
2016-02-10 22:00:00 | 0.52375 | 0.54462 | 0.57811 | 18.88 | -18.8799 | -18.88 | 1000 | 1000 | 18.88 | 51.27
2016-02-10 23:00:00 | 0.51087 | 0.53231 | 0.44327 | 17.72 | -17.7199 | -17.72 | 1000 | 1000 | 17.72 | 48.09
2016-02-11 00:00:00 | 0.49157 | 0.51385 | 0.31267 | 17.46 | -17.4599 | -17.46 | 1000 | 1000 | 17.46 | 44.95
2016-02-11 01:00:00 | 0.4787 | 0.50154 | 0.2388 | 16.91 | -16.9099 | -16.91 | 1000 | 1000 | 16.91 | 43.26
2016-02-11 02:00:00 | 0.46904 | 0.49231 | 0.2191 | 16.97 | -16.9699 | -16.97 | 1000 | 1000 | 16.97 | 41.11
2016-02-11 03:00:00 | 0.45939 | 0.48308 | 0.21612 | 17.66 | -17.6599 | -17.66 | 1000 | 1000 | 17.66 | 37.02
2016-02-11 04:00:00 | 0.44652 | 0.47077 | 0.22876 | 18.55 | -18.5499 | -18.55 | 1000 | 1000 | 18.55 | 39.06
2016-02-11 05:00:00 | 0.43364 | 0.45846 | 0.26928 | 20.84 | -20.8399 | -20.84 | 1000 | 1000 | 20.84 | 44.2
2016-02-11 06:00:00 | 0.43364 | 0.45846 | 0.46874 | 30.82 | -30.8199 | -30.82 | 1000 | 1000 | 30.82 | 50.29
2016-02-11 07:00:00 | 0.44652 | 0.47077 | 0.67301 | 25.34 | -25.3399 | -25.34 | 1000 | 1000 | 25.34 | 61.02
2016-02-11 08:00:00 | 0.4433 | 0.46769 | 0.76549 | 22.84 | -22.8399 | -22.84 | 1000 | 1000 | 22.84 | 64.07
2016-02-11 09:00:00 | 0.43686 | 0.46154 | 0.7631 | 21.12 | -21.1199 | -21.12 | 1000 | 1000 | 21.12 | 63.4
2016-02-11 10:00:00 | 0.43686 | 0.46154 | 0.73645 | 24.74 | -24.7399 | -24.74 | 1000 | 1000 | 24.74 | 63.29
2016-02-11 11:00:00 | 0.43364 | 0.45846 | 0.75244 | 23.72 | -23.7199 | -23.72 | 1000 | 1000 | 23.72 | 62.12
2016-02-11 12:00:00 | 0.44008 | 0.46462 | 0.78569 | 23.01 | -23.0099 | -23.01 | 1000 | 1000 | 23.01 | 60.9
2016-02-11 13:00:00 | 0.44008 | 0.46462 | 0.74358 | 21.03 | -21.0299 | -21.03 | 1000 | 1000 | 21.03 | 57.99
2016-02-11 14:00:00 | 0.44973 | 0.47385 | 0.6716 | 30 | -29.9999 | -30 | 1000 | 1000 | 30 | 51.62
2016-02-11 15:00:00 | 0.44652 | 0.47077 | 0.6447 | 31.58 | -31.5799 | -31.58 | 1000 | 1000 | 31.58 | 49.82
2016-02-11 16:00:00 | 0.45295 | 0.47692 | 0.65698 | 36 | -35.9999 | -36 | 1000 | 1000 | 36 | 49.08
2016-02-11 17:00:00 | 0.45939 | 0.48308 | 0.76076 | 41.02 | -41.0199 | -41.02 | 1000 | 1000 | 41.02 | 62.09
2016-02-11 18:00:00 | 0.46582 | 0.48923 | 0.8848 | 41.34 | -41.3399 | -41.34 | 1000 | 1000 | 41.34 | 65.77
2016-02-11 19:00:00 | 0.46904 | 0.49231 | 0.92169 | 32.98 | -32.9799 | -32.98 | 1000 | 1000 | 32.98 | 64.38
2016-02-11 20:00:00 | 0.46904 | 0.49231 | 0.81915 | 29.96 | -29.9599 | -29.96 | 1000 | 1000 | 29.96 | 57.72
2016-02-11 21:00:00 | 0.47226 | 0.49538 | 0.69019 | 29.46 | -29.4599 | -29.46 | 1000 | 1000 | 29.46 | 50.5
2016-02-11 22:00:00 | 0.47226 | 0.49538 | 0.57811 | 26.1 | -26.0999 | -26.1 | 1000 | 1000 | 26.1 | 53.03
2016-02-11 23:00:00 | 0.49479 | 0.51692 | 0.44327 | 22.81 | -22.8099 | -22.81 | 1000 | 1000 | 22.81 | 51.86
2016-02-12 00:00:00 | 0.50122 | 0.52308 | 0.31267 | 21.59 | -21.5899 | -21.59 | 1000 | 1000 | 21.59 | 46.15
2016-02-12 01:00:00 | 0.50122 | 0.52308 | 0.2388 | 21.3 | -21.2999 | -21.3 | 1000 | 1000 | 21.3 | 46.26
2016-02-12 02:00:00 | 0.5334 | 0.55385 | 0.2191 | 19.86 | -19.8599 | -19.86 | 1000 | 1000 | 19.86 | 44.41
2016-02-12 03:00:00 | 0.53018 | 0.55077 | 0.21612 | 20.69 | -20.6899 | -20.69 | 1000 | 1000 | 20.69 | 38
2016-02-12 04:00:00 | 0.52375 | 0.54462 | 0.22876 | 21.64 | -21.6399 | -21.64 | 1000 | 1000 | 21.64 | 39.97
2016-02-12 05:00:00 | 0.53662 | 0.55692 | 0.26928 | 27.18 | -27.1799 | -27.18 | 1000 | 1000 | 27.18 | 40.96
2016-02-12 06:00:00 | 0.5334 | 0.55385 | 0.46874 | 36.43 | -36.4299 | -36.43 | 1000 | 1000 | 36.43 | 44.3
2016-02-12 07:00:00 | 0.5334 | 0.55385 | 0.67301 | 37.3 | -37.2999 | -37.3 | 1000 | 1000 | 37.3 | 46.95
2016-02-12 08:00:00 | 0.52375 | 0.54462 | 0.76549 | 34.97 | -34.9699 | -34.97 | 1000 | 1000 | 34.97 | 51.11
2016-02-12 09:00:00 | 0.51409 | 0.53538 | 0.7631 | 34.7 | -34.6999 | -34.7 | 1000 | 1000 | 34.7 | 56.83
2016-02-12 10:00:00 | 0.50766 | 0.52923 | 0.73645 | 33.48 | -33.4799 | -33.48 | 1000 | 1000 | 33.48 | 58.81
2016-02-12 11:00:00 | 0.50766 | 0.52923 | 0.75244 | 30 | -29.9999 | -30 | 1000 | 1000 | 30 | 58.04
2016-02-12 12:00:00 | 0.4787 | 0.50154 | 0.78569 | 26.93 | -26.9299 | -26.93 | 1000 | 1000 | 26.93 | 58.03
2016-02-12 13:00:00 | 0.45939 | 0.48308 | 0.74358 | 25.62 | -25.6199 | -25.62 | 1000 | 1000 | 25.62 | 53.11
2016-02-12 14:00:00 | 0.43686 | 0.46154 | 0.6716 | 25 | -24.9999 | -25 | 1000 | 1000 | 25 | 47.2
2016-02-12 15:00:00 | 0.43043 | 0.45538 | 0.6447 | 27.18 | -27.1799 | -27.18 | 1000 | 1000 | 27.18 | 44.05
2016-02-12 16:00:00 | 0.46904 | 0.49231 | 0.65698 | 34.56 | -34.5599 | -34.56 | 1000 | 1000 | 34.56 | 46.07
2016-02-12 17:00:00 | 0.48513 | 0.50769 | 0.76076 | 40.36 | -40.3599 | -40.36 | 1000 | 1000 | 40.36 | 54.76
2016-02-12 18:00:00 | 0.52375 | 0.54462 | 0.8848 | 35.56 | -35.5599 | -35.56 | 1000 | 1000 | 35.56 | 64.07
2016-02-12 19:00:00 | 0.52696 | 0.54769 | 0.92169 | 29.96 | -29.9599 | -29.96 | 1000 | 1000 | 29.96 | 61.87
2016-02-12 20:00:00 | 0.59454 | 0.61231 | 0.81915 | 26.45 | -26.4499 | -26.45 | 1000 | 1000 | 26.45 | 52.5
2016-02-12 21:00:00 | 0.55914 | 0.57846 | 0.69019 | 27.18 | -27.1799 | -27.18 | 1000 | 1000 | 27.18 | 46.05
2016-02-12 22:00:00 | 0.54949 | 0.56923 | 0.57811 | 25.45 | -25.4499 | -25.45 | 1000 | 1000 | 25.45 | 48.19
2016-02-12 23:00:00 | 0.57202 | 0.59077 | 0.44327 | 22.23 | -22.2299 | -22.23 | 1000 | 1000 | 22.23 | 46
2016-02-13 00:00:00 | 0.60419 | 0.62154 | 0.36334 | 21.1 | -21.0999 | -21.1 | 1000 | 1000 | 21.1 | 42.61
2016-02-13 01:00:00 | 0.60098 | 0.61846 | 0.30185 | 20.21 | -20.2099 | -20.21 | 1000 | 1000 | 20.21 | 39.96
2016-02-13 02:00:00 | 0.56558 | 0.58462 | 0.247 | 19.94 | -19.9399 | -19.94 | 1000 | 1000 | 19.94 | 38.07
2016-02-13 03:00:00 | 0.54627 | 0.56615 | 0.23565 | 19.9 | -19.8999 | -19.9 | 1000 | 1000 | 19.9 | 35.07
2016-02-13 04:00:00 | 0.57202 | 0.59077 | 0.23258 | 19.98 | -19.9799 | -19.98 | 1000 | 1000 | 19.98 | 28.69
2016-02-13 05:00:00 | 0.6235 | 0.64 | 0.24426 | 19.9 | -19.8999 | -19.9 | 1000 | 1000 | 19.9 | 23.36
2016-02-13 06:00:00 | 0.61385 | 0.63077 | 0.30966 | 21.48 | -21.4799 | -21.48 | 1000 | 1000 | 21.48 | 20.36
2016-02-13 07:00:00 | 0.62672 | 0.64308 | 0.47243 | 28.38 | -28.3799 | -28.38 | 1000 | 1000 | 28.38 | 21.54
2016-02-13 08:00:00 | 0.59454 | 0.61231 | 0.68704 | 30.36 | -30.3599 | -30.36 | 1000 | 1000 | 30.36 | 34.82
2016-02-13 09:00:00 | 0.53018 | 0.55077 | 0.80606 | 30.09 | -30.0899 | -30.09 | 1000 | 1000 | 30.09 | 44.75
2016-02-13 10:00:00 | 0.51087 | 0.53231 | 0.84283 | 29.84 | -29.8399 | -29.84 | 1000 | 1000 | 29.84 | 47.65
2016-02-13 11:00:00 | 0.4787 | 0.50154 | 0.87704 | 26.75 | -26.7499 | -26.75 | 1000 | 1000 | 26.75 | 51.51
2016-02-13 12:00:00 | 0.44652 | 0.47077 | 0.91636 | 23.93 | -23.9299 | -23.93 | 1000 | 1000 | 23.93 | 54.68
2016-02-13 13:00:00 | 0.41434 | 0.44 | 0.88755 | 21.37 | -21.3699 | -21.37 | 1000 | 1000 | 21.37 | 47.07
2016-02-13 14:00:00 | 0.4079 | 0.43385 | 0.79022 | 21.15 | -21.1499 | -21.15 | 1000 | 1000 | 21.15 | 44.05
2016-02-13 15:00:00 | 0.41434 | 0.44 | 0.71445 | 20.96 | -20.9599 | -20.96 | 1000 | 1000 | 20.96 | 39.14
2016-02-13 16:00:00 | 0.53018 | 0.55077 | 0.70607 | 24.69 | -24.6899 | -24.69 | 1000 | 1000 | 24.69 | 38.95
2016-02-13 17:00:00 | 0.57523 | 0.59385 | 0.8672 | 29.65 | -29.6499 | -29.65 | 1000 | 1000 | 29.65 | 48.61
2016-02-13 18:00:00 | 0.58811 | 0.60615 | 0.99703 | 24.61 | -24.6099 | -24.61 | 1000 | 1000 | 24.61 | 58.05
2016-02-13 19:00:00 | 0.58811 | 0.60615 | 1 | 19.91 | -19.9099 | -19.91 | 1000 | 1000 | 19.91 | 60.2
2016-02-13 20:00:00 | 0.58489 | 0.60308 | 0.83309 | 18.7 | -18.6999 | -18.7 | 1000 | 1000 | 18.7 | 52.92
2016-02-13 21:00:00 | 0.58167 | 0.6 | 0.66229 | 18.47 | -18.4699 | -18.47 | 1000 | 1000 | 18.47 | 47.18
2016-02-13 22:00:00 | 0.57202 | 0.59077 | 0.60399 | 16.88 | -16.8799 | -16.88 | 1000 | 1000 | 16.88 | 47.23
2016-02-13 23:00:00 | 0.56236 | 0.58154 | 0.51572 | 13.06 | -13.0599 | -13.06 | 1000 | 1000 | 13.06 | 42
2016-02-14 00:00:00 | 0.55593 | 0.57538 | 0.39659 | 10.28 | -10.2799 | -10.28 | 1000 | 1000 | 10.28 | 40.5
2016-02-14 01:00:00 | 0.55593 | 0.57538 | 0.29555 | 8.48 | -8.4799 | -8.48 | 1000 | 1000 | 8.48 | 40.36
2016-02-14 02:00:00 | 0.55271 | 0.57231 | 0.24054 | 5.09 | -5.0899 | -5.09 | 1000 | 1000 | 5.09 | 32.01
2016-02-14 03:00:00 | 0.54949 | 0.56923 | 0.21979 | 4.21 | -4.2099 | -4.21 | 1000 | 1000 | 4.21 | 20.33
2016-02-14 04:00:00 | 0.53984 | 0.56 | 0.20895 | 4.75 | -4.7499 | -4.75 | 1000 | 1000 | 4.75 | 17.26
2016-02-14 05:00:00 | 0.53662 | 0.55692 | 0.2107 | 5.3 | -5.2999 | -5.3 | 1000 | 1000 | 5.3 | 25.06
2016-02-14 06:00:00 | 0.5334 | 0.55385 | 0.22636 | 8.76 | -8.7599 | -8.76 | 1000 | 1000 | 8.76 | 43.39
2016-02-14 07:00:00 | 0.53018 | 0.55077 | 0.26686 | 11.81 | -11.8099 | -11.81 | 1000 | 1000 | 11.81 | 59.46
2016-02-14 08:00:00 | 0.51731 | 0.53846 | 0.42994 | 15.03 | -15.0299 | -15.03 | 1000 | 1000 | 15.03 | 60.97
2016-02-14 09:00:00 | 0.50444 | 0.52615 | 0.65048 | 17.46 | -17.4599 | -17.46 | 1000 | 1000 | 17.46 | 56.74
2016-02-14 10:00:00 | 0.498 | 0.52 | 0.81425 | 18.01 | -18.0099 | -18.01 | 1000 | 1000 | 18.01 | 51.4
2016-02-14 11:00:00 | 0.49157 | 0.51385 | 0.94383 | 17.69 | -17.6899 | -17.69 | 1000 | 1000 | 17.69 | 49.93
2016-02-14 12:00:00 | 0.47548 | 0.49846 | 0.96576 | 17.34 | -17.3399 | -17.34 | 1000 | 1000 | 17.34 | 48.81
2016-02-14 13:00:00 | 0.46582 | 0.48923 | 0.82374 | 16.27 | -16.2699 | -16.27 | 1000 | 1000 | 16.27 | 46.67
2016-02-14 14:00:00 | 0.45295 | 0.47692 | 0.65983 | 15.13 | -15.1299 | -15.13 | 1000 | 1000 | 15.13 | 48.08
2016-02-14 15:00:00 | 0.45617 | 0.48 | 0.56761 | 16.96 | -16.9599 | -16.96 | 1000 | 1000 | 16.96 | 51.1
2016-02-14 16:00:00 | 0.47226 | 0.49538 | 0.52133 | 21.21 | -21.2099 | -21.21 | 1000 | 1000 | 21.21 | 51.07
2016-02-14 17:00:00 | 0.48191 | 0.50462 | 0.61979 | 29.94 | -29.9399 | -29.94 | 1000 | 1000 | 29.94 | 58.95
2016-02-14 18:00:00 | 0.48513 | 0.50769 | 0.76472 | 30.38 | -30.3799 | -30.38 | 1000 | 1000 | 30.38 | 69.22
2016-02-14 19:00:00 | 0.48513 | 0.50769 | 0.85205 | 23.57 | -23.5699 | -23.57 | 1000 | 1000 | 23.57 | 67.32
2016-02-14 20:00:00 | 0.48191 | 0.50462 | 0.77783 | 20.21 | -20.2099 | -20.21 | 1000 | 1000 | 20.21 | 54.28
2016-02-14 21:00:00 | 0.48191 | 0.50462 | 0.66127 | 20.33 | -20.3299 | -20.33 | 1000 | 1000 | 20.33 | 49.08
2016-02-14 22:00:00 | 0.48513 | 0.50769 | 0.5638 | 17.52 | -17.5199 | -17.52 | 1000 | 1000 | 17.52 | 48.82
2016-02-14 23:00:00 | 0.48835 | 0.51077 | 0.42608 | 16.57 | -16.5699 | -16.57 | 1000 | 1000 | 16.57 | 43.21
2016-02-15 00:00:00 | 0.48835 | 0.51077 | 0.31267 | 16 | -15.9999 | -16 | 1000 | 1000 | 16 | 45.9
2016-02-15 01:00:00 | 0.48513 | 0.50769 | 0.2388 | 14.36 | -14.3599 | -14.36 | 1000 | 1000 | 14.36 | 43.71
2016-02-15 02:00:00 | 0.48835 | 0.51077 | 0.2191 | 13.14 | -13.1399 | -13.14 | 1000 | 1000 | 13.14 | 41.04
2016-02-15 03:00:00 | 0.48835 | 0.51077 | 0.21612 | 12.68 | -12.6799 | -12.68 | 1000 | 1000 | 12.68 | 39.96
2016-02-15 04:00:00 | 0.48835 | 0.51077 | 0.22876 | 14.65 | -14.6499 | -14.65 | 1000 | 1000 | 14.65 | 39.89
2016-02-15 05:00:00 | 0.48835 | 0.51077 | 0.26928 | 21.12 | -21.1199 | -21.12 | 1000 | 1000 | 21.12 | 45.02
2016-02-15 06:00:00 | 0.48835 | 0.51077 | 0.46874 | 32.18 | -32.1799 | -32.18 | 1000 | 1000 | 32.18 | 50.68
2016-02-15 07:00:00 | 0.48513 | 0.50769 | 0.67301 | 30.11 | -30.1099 | -30.11 | 1000 | 1000 | 30.11 | 64.6
2016-02-15 08:00:00 | 0.48191 | 0.50462 | 0.76549 | 31.72 | -31.7199 | -31.72 | 1000 | 1000 | 31.72 | 66.27
2016-02-15 09:00:00 | 0.46261 | 0.48615 | 0.7631 | 30.91 | -30.9099 | -30.91 | 1000 | 1000 | 30.91 | 65.67
2016-02-15 10:00:00 | 0.45295 | 0.47692 | 0.73645 | 29.93 | -29.9299 | -29.93 | 1000 | 1000 | 29.93 | 65.67
2016-02-15 11:00:00 | 0.44652 | 0.47077 | 0.75244 | 27.22 | -27.2199 | -27.22 | 1000 | 1000 | 27.22 | 65.65
2016-02-15 12:00:00 | 0.44973 | 0.47385 | 0.78569 | 25.39 | -25.3899 | -25.39 | 1000 | 1000 | 25.39 | 64.7
2016-02-15 13:00:00 | 0.46904 | 0.49231 | 0.74358 | 24.81 | -24.8099 | -24.81 | 1000 | 1000 | 24.81 | 63.27
2016-02-15 14:00:00 | 0.48191 | 0.50462 | 0.6716 | 24.4 | -24.3999 | -24.4 | 1000 | 1000 | 24.4 | 59.45
2016-02-15 15:00:00 | 0.50766 | 0.52923 | 0.6447 | 24.93 | -24.9299 | -24.93 | 1000 | 1000 | 24.93 | 55.1
2016-02-15 16:00:00 | 0.51409 | 0.53538 | 0.65698 | 28.45 | -28.4499 | -28.45 | 1000 | 1000 | 28.45 | 53.19
2016-02-15 17:00:00 | 0.52053 | 0.54154 | 0.76076 | 35.19 | -35.1899 | -35.19 | 1000 | 1000 | 35.19 | 61.17
2016-02-15 18:00:00 | 0.52375 | 0.54462 | 0.8848 | 32.19 | -32.1899 | -32.19 | 1000 | 1000 | 32.19 | 69.16
2016-02-15 19:00:00 | 0.52375 | 0.54462 | 0.92169 | 30.05 | -30.0499 | -30.05 | 1000 | 1000 | 30.05 | 65.91
2016-02-15 20:00:00 | 0.53018 | 0.55077 | 0.81915 | 24.39 | -24.3899 | -24.39 | 1000 | 1000 | 24.39 | 57.07
2016-02-15 21:00:00 | 0.5334 | 0.55385 | 0.69019 | 25.87 | -25.8699 | -25.87 | 1000 | 1000 | 25.87 | 47.93
2016-02-15 22:00:00 | 0.53984 | 0.56 | 0.57811 | 22.39 | -22.3899 | -22.39 | 1000 | 1000 | 22.39 | 50.53
2016-02-15 23:00:00 | 0.54949 | 0.56923 | 0.44327 | 22.37 | -22.3699 | -22.37 | 1000 | 1000 | 22.37 | 46.31
2016-02-16 00:00:00 | 0.56236 | 0.58154 | 0.31267 | 22.32 | -22.3199 | -22.32 | 1000 | 1000 | 22.32 | 44.85
2016-02-16 01:00:00 | 0.57202 | 0.59077 | 0.2388 | 22.31 | -22.3099 | -22.31 | 1000 | 1000 | 22.31 | 44.07
2016-02-16 02:00:00 | 0.57523 | 0.59385 | 0.2191 | 22.04 | -22.0399 | -22.04 | 1000 | 1000 | 22.04 | 41.61
2016-02-16 03:00:00 | 0.57845 | 0.59692 | 0.21612 | 21.83 | -21.8299 | -21.83 | 1000 | 1000 | 21.83 | 38.83
2016-02-16 04:00:00 | 0.57845 | 0.59692 | 0.22876 | 22.74 | -22.7399 | -22.74 | 1000 | 1000 | 22.74 | 39.31
2016-02-16 05:00:00 | 0.57523 | 0.59385 | 0.26928 | 29.39 | -29.3899 | -29.39 | 1000 | 1000 | 29.39 | 45
2016-02-16 06:00:00 | 0.57202 | 0.59077 | 0.46874 | 40.43 | -40.4299 | -40.43 | 1000 | 1000 | 40.43 | 46.51
2016-02-16 07:00:00 | 0.57523 | 0.59385 | 0.67301 | 42.46 | -42.4599 | -42.46 | 1000 | 1000 | 42.46 | 61.19
2016-02-16 08:00:00 | 0.5688 | 0.58769 | 0.76549 | 42.42 | -42.4199 | -42.42 | 1000 | 1000 | 42.42 | 64.77
2016-02-16 09:00:00 | 0.56236 | 0.58154 | 0.7631 | 37.91 | -37.9099 | -37.91 | 1000 | 1000 | 37.91 | 65.61
2016-02-16 10:00:00 | 0.55271 | 0.57231 | 0.73645 | 35.72 | -35.7199 | -35.72 | 1000 | 1000 | 35.72 | 65.05
2016-02-16 11:00:00 | 0.5334 | 0.55385 | 0.75244 | 33.07 | -33.0699 | -33.07 | 1000 | 1000 | 33.07 | 64.5
2016-02-16 12:00:00 | 0.5334 | 0.55385 | 0.78569 | 32.77 | -32.7699 | -32.77 | 1000 | 1000 | 32.77 | 62.01
2016-02-16 13:00:00 | 0.52696 | 0.54769 | 0.74358 | 31.7 | -31.6999 | -31.7 | 1000 | 1000 | 31.7 | 61.19
2016-02-16 14:00:00 | 0.54305 | 0.56308 | 0.6716 | 32.09 | -32.0899 | -32.09 | 1000 | 1000 | 32.09 | 57.06
2016-02-16 15:00:00 | 0.52053 | 0.54154 | 0.6447 | 34.88 | -34.8799 | -34.88 | 1000 | 1000 | 34.88 | 53.02
2016-02-16 16:00:00 | 0.55914 | 0.57846 | 0.65698 | 39.81 | -39.8099 | -39.81 | 1000 | 1000 | 39.81 | 52.79
2016-02-16 17:00:00 | 0.60419 | 0.62154 | 0.76076 | 53.46 | -53.4599 | -53.46 | 1000 | 1000 | 53.46 | 64.94
2016-02-16 18:00:00 | 0.62028 | 0.63692 | 0.8848 | 49.71 | -49.7099 | -49.71 | 1000 | 1000 | 49.71 | 69.97
2016-02-16 19:00:00 | 0.62672 | 0.64308 | 0.92169 | 33.96 | -33.9599 | -33.96 | 1000 | 1000 | 33.96 | 67.21
2016-02-16 20:00:00 | 0.64925 | 0.66462 | 0.81915 | 27 | -26.9999 | -27 | 1000 | 1000 | 27 | 57.82
2016-02-16 21:00:00 | 0.67177 | 0.68615 | 0.69019 | 24.98 | -24.9799 | -24.98 | 1000 | 1000 | 24.98 | 48.63
2016-02-16 22:00:00 | 0.67821 | 0.69231 | 0.57811 | 21.48 | -21.4799 | -21.48 | 1000 | 1000 | 21.48 | 50.83
2016-02-16 23:00:00 | 0.68143 | 0.69538 | 0.44327 | 18.97 | -18.9699 | -18.97 | 1000 | 1000 | 18.97 | 47.43
2016-02-17 00:00:00 | 0.6943 | 0.70769 | 0.31267 | 18.86 | -18.8599 | -18.86 | 1000 | 1000 | 18.86 | 44.79
2016-02-17 01:00:00 | 0.6589 | 0.67385 | 0.2388 | 18.7 | -18.6999 | -18.7 | 1000 | 1000 | 18.7 | 45.06
2016-02-17 02:00:00 | 0.64925 | 0.66462 | 0.2191 | 18.74 | -18.7399 | -18.74 | 1000 | 1000 | 18.74 | 43.67
2016-02-17 03:00:00 | 0.66212 | 0.67692 | 0.21612 | 19.58 | -19.5799 | -19.58 | 1000 | 1000 | 19.58 | 42.32
2016-02-17 04:00:00 | 0.67177 | 0.68615 | 0.22876 | 19 | -18.9999 | -19 | 1000 | 1000 | 19 | 41
2016-02-17 05:00:00 | 0.66855 | 0.68308 | 0.26928 | 22.75 | -22.7499 | -22.75 | 1000 | 1000 | 22.75 | 44.91
2016-02-17 06:00:00 | 0.66534 | 0.68 | 0.46874 | 30.97 | -30.9699 | -30.97 | 1000 | 1000 | 30.97 | 51.93
2016-02-17 07:00:00 | 0.65246 | 0.66769 | 0.67301 | 31.71 | -31.7099 | -31.71 | 1000 | 1000 | 31.71 | 64
2016-02-17 08:00:00 | 0.6235 | 0.64 | 0.76549 | 29.95 | -29.9499 | -29.95 | 1000 | 1000 | 29.95 | 65
2016-02-17 09:00:00 | 0.59454 | 0.61231 | 0.7631 | 23.53 | -23.5299 | -23.53 | 1000 | 1000 | 23.53 | 65.64
2016-02-17 10:00:00 | 0.54949 | 0.56923 | 0.73645 | 24.77 | -24.7699 | -24.77 | 1000 | 1000 | 24.77 | 65.1
2016-02-17 11:00:00 | 0.51731 | 0.53846 | 0.75244 | 23.55 | -23.5499 | -23.55 | 1000 | 1000 | 23.55 | 65.2
2016-02-17 12:00:00 | 0.49157 | 0.51385 | 0.78569 | 24.72 | -24.7199 | -24.72 | 1000 | 1000 | 24.72 | 65.4
2016-02-17 13:00:00 | 0.46582 | 0.48923 | 0.74358 | 25.91 | -25.9099 | -25.91 | 1000 | 1000 | 25.91 | 63.92
2016-02-17 14:00:00 | 0.47548 | 0.49846 | 0.6716 | 29.9 | -29.8999 | -29.9 | 1000 | 1000 | 29.9 | 60.39
2016-02-17 15:00:00 | 0.49157 | 0.51385 | 0.6447 | 30.67 | -30.6699 | -30.67 | 1000 | 1000 | 30.67 | 53.2
2016-02-17 16:00:00 | 0.50766 | 0.52923 | 0.65698 | 38.06 | -38.0599 | -38.06 | 1000 | 1000 | 38.06 | 52.43
2016-02-17 17:00:00 | 0.52375 | 0.54462 | 0.76076 | 40.87 | -40.8699 | -40.87 | 1000 | 1000 | 40.87 | 61.04
2016-02-17 18:00:00 | 0.57845 | 0.59692 | 0.8848 | 33.96 | -33.9599 | -33.96 | 1000 | 1000 | 33.96 | 74.94
2016-02-17 19:00:00 | 0.58811 | 0.60615 | 0.92169 | 29.94 | -29.9399 | -29.94 | 1000 | 1000 | 29.94 | 68.99
2016-02-17 20:00:00 | 0.59132 | 0.60923 | 0.81915 | 24.05 | -24.0499 | -24.05 | 1000 | 1000 | 24.05 | 64.44
2016-02-17 21:00:00 | 0.59132 | 0.60923 | 0.69019 | 24.25 | -24.2499 | -24.25 | 1000 | 1000 | 24.25 | 52.77
2016-02-17 22:00:00 | 0.58489 | 0.60308 | 0.57811 | 22.73 | -22.7299 | -22.73 | 1000 | 1000 | 22.73 | 53.15
2016-02-17 23:00:00 | 0.57845 | 0.59692 | 0.44327 | 20.74 | -20.7399 | -20.74 | 1000 | 1000 | 20.74 | 48.66
2016-02-18 00:00:00 | 0.5688 | 0.58769 | 0.31267 | 20.57 | -20.5699 | -20.57 | 1000 | 1000 | 20.57 | 47.98
2016-02-18 01:00:00 | 0.56558 | 0.58462 | 0.2388 | 18.87 | -18.8699 | -18.87 | 1000 | 1000 | 18.87 | 48.12
2016-02-18 02:00:00 | 0.56236 | 0.58154 | 0.2191 | 19.88 | -19.8799 | -19.88 | 1000 | 1000 | 19.88 | 46.62
2016-02-18 03:00:00 | 0.55593 | 0.57538 | 0.21612 | 19.89 | -19.8899 | -19.89 | 1000 | 1000 | 19.89 | 44.94
2016-02-18 04:00:00 | 0.55914 | 0.57846 | 0.22876 | 20.33 | -20.3299 | -20.33 | 1000 | 1000 | 20.33 | 45.04
2016-02-18 05:00:00 | 0.56236 | 0.58154 | 0.26928 | 23.16 | -23.1599 | -23.16 | 1000 | 1000 | 23.16 | 47.37
2016-02-18 06:00:00 | 0.56558 | 0.58462 | 0.46874 | 35.53 | -35.5299 | -35.53 | 1000 | 1000 | 35.53 | 53.02
2016-02-18 07:00:00 | 0.5688 | 0.58769 | 0.67301 | 39.92 | -39.9199 | -39.92 | 1000 | 1000 | 39.92 | 65.87
2016-02-18 08:00:00 | 0.56236 | 0.58154 | 0.76549 | 34.97 | -34.9699 | -34.97 | 1000 | 1000 | 34.97 | 68.45
2016-02-18 09:00:00 | 0.56236 | 0.58154 | 0.7631 | 29.92 | -29.9199 | -29.92 | 1000 | 1000 | 29.92 | 68.91
2016-02-18 10:00:00 | 0.54305 | 0.56308 | 0.73645 | 25.98 | -25.9799 | -25.98 | 1000 | 1000 | 25.98 | 66.09
2016-02-18 11:00:00 | 0.51731 | 0.53846 | 0.75244 | 23.77 | -23.7699 | -23.77 | 1000 | 1000 | 23.77 | 66.01
2016-02-18 12:00:00 | 0.4787 | 0.50154 | 0.78569 | 24.53 | -24.5299 | -24.53 | 1000 | 1000 | 24.53 | 65.93
2016-02-18 13:00:00 | 0.44973 | 0.47385 | 0.74358 | 25.13 | -25.1299 | -25.13 | 1000 | 1000 | 25.13 | 63.21
2016-02-18 14:00:00 | 0.46261 | 0.48615 | 0.6716 | 29.04 | -29.0399 | -29.04 | 1000 | 1000 | 29.04 | 61.03
2016-02-18 15:00:00 | 0.46582 | 0.48923 | 0.6447 | 32 | -31.9999 | -32 | 1000 | 1000 | 32 | 54.36
2016-02-18 16:00:00 | 0.48513 | 0.50769 | 0.65698 | 38.74 | -38.7399 | -38.74 | 1000 | 1000 | 38.74 | 52.5
2016-02-18 17:00:00 | 0.51731 | 0.53846 | 0.76076 | 45.08 | -45.0799 | -45.08 | 1000 | 1000 | 45.08 | 62.07
2016-02-18 18:00:00 | 0.52053 | 0.54154 | 0.8848 | 38.06 | -38.0599 | -38.06 | 1000 | 1000 | 38.06 | 68.41
2016-02-18 19:00:00 | 0.51731 | 0.53846 | 0.92169 | 32.24 | -32.2399 | -32.24 | 1000 | 1000 | 32.24 | 66.7
2016-02-18 20:00:00 | 0.52375 | 0.54462 | 0.81915 | 25.95 | -25.9499 | -25.95 | 1000 | 1000 | 25.95 | 60.04
2016-02-18 21:00:00 | 0.52375 | 0.54462 | 0.69019 | 23.09 | -23.0899 | -23.09 | 1000 | 1000 | 23.09 | 50.31
2016-02-18 22:00:00 | 0.53018 | 0.55077 | 0.57811 | 21.34 | -21.3399 | -21.34 | 1000 | 1000 | 21.34 | 54.58
2016-02-18 23:00:00 | 0.5334 | 0.55385 | 0.44327 | 21.85 | -21.8499 | -21.85 | 1000 | 1000 | 21.85 | 50.48
2016-02-19 00:00:00 | 0.54627 | 0.56615 | 0.31267 | 21.44 | -21.4399 | -21.44 | 1000 | 1000 | 21.44 | 52.81
2016-02-19 01:00:00 | 0.54627 | 0.56615 | 0.2388 | 21.75 | -21.7499 | -21.75 | 1000 | 1000 | 21.75 | 51.14
2016-02-19 02:00:00 | 0.55271 | 0.57231 | 0.2191 | 22.19 | -22.1899 | -22.19 | 1000 | 1000 | 22.19 | 48.47
2016-02-19 03:00:00 | 0.55914 | 0.57846 | 0.21612 | 22.37 | -22.3699 | -22.37 | 1000 | 1000 | 22.37 | 44.46
2016-02-19 04:00:00 | 0.55914 | 0.57846 | 0.22876 | 19.46 | -19.4599 | -19.46 | 1000 | 1000 | 19.46 | 43.89
2016-02-19 05:00:00 | 0.57845 | 0.59692 | 0.26928 | 27.83 | -27.8299 | -27.83 | 1000 | 1000 | 27.83 | 43.47
2016-02-19 06:00:00 | 0.54949 | 0.56923 | 0.46874 | 34.98 | -34.9799 | -34.98 | 1000 | 1000 | 34.98 | 43.08
2016-02-19 07:00:00 | 0.53984 | 0.56 | 0.67301 | 38.49 | -38.4899 | -38.49 | 1000 | 1000 | 38.49 | 43.81
2016-02-19 08:00:00 | 0.55271 | 0.57231 | 0.76549 | 34.95 | -34.9499 | -34.95 | 1000 | 1000 | 34.95 | 47.47
2016-02-19 09:00:00 | 0.53018 | 0.55077 | 0.7631 | 34.95 | -34.9499 | -34.95 | 1000 | 1000 | 34.95 | 54.78
2016-02-19 10:00:00 | 0.51409 | 0.53538 | 0.73645 | 37.91 | -37.9099 | -37.91 | 1000 | 1000 | 37.91 | 56
2016-02-19 11:00:00 | 0.498 | 0.52 | 0.75244 | 31.55 | -31.5499 | -31.55 | 1000 | 1000 | 31.55 | 56.02
2016-02-19 12:00:00 | 0.47548 | 0.49846 | 0.78569 | 27.93 | -27.9299 | -27.93 | 1000 | 1000 | 27.93 | 54.44
2016-02-19 13:00:00 | 0.44008 | 0.46462 | 0.74358 | 25.25 | -25.2499 | -25.25 | 1000 | 1000 | 25.25 | 49.62
2016-02-19 14:00:00 | 0.43364 | 0.45846 | 0.6716 | 25.09 | -25.0899 | -25.09 | 1000 | 1000 | 25.09 | 47.1
2016-02-19 15:00:00 | 0.44652 | 0.47077 | 0.6447 | 24.84 | -24.8399 | -24.84 | 1000 | 1000 | 24.84 | 45.05
2016-02-19 16:00:00 | 0.48191 | 0.50462 | 0.65698 | 30.04 | -30.0399 | -30.04 | 1000 | 1000 | 30.04 | 45.34
2016-02-19 17:00:00 | 0.52696 | 0.54769 | 0.76076 | 34.94 | -34.9399 | -34.94 | 1000 | 1000 | 34.94 | 49.55
2016-02-19 18:00:00 | 0.50766 | 0.52923 | 0.8848 | 27.99 | -27.9899 | -27.99 | 1000 | 1000 | 27.99 | 63.06
2016-02-19 19:00:00 | 0.53662 | 0.55692 | 0.92169 | 23.69 | -23.6899 | -23.69 | 1000 | 1000 | 23.69 | 61.02
2016-02-19 20:00:00 | 0.5334 | 0.55385 | 0.81915 | 24.93 | -24.9299 | -24.93 | 1000 | 1000 | 24.93 | 51.21
2016-02-19 21:00:00 | 0.52375 | 0.54462 | 0.69019 | 23.38 | -23.3799 | -23.38 | 1000 | 1000 | 23.38 | 46.5
2016-02-19 22:00:00 | 0.51409 | 0.53538 | 0.57811 | 18.9 | -18.8999 | -18.9 | 1000 | 1000 | 18.9 | 52.04
2016-02-19 23:00:00 | 0.51409 | 0.53538 | 0.44327 | 18.3 | -18.2999 | -18.3 | 1000 | 1000 | 18.3 | 49.68
2016-02-20 00:00:00 | 0.51731 | 0.53846 | 0.36334 | 16.82 | -16.8199 | -16.82 | 1000 | 1000 | 16.82 | 47.83
2016-02-20 01:00:00 | 0.51731 | 0.53846 | 0.30185 | 11.54 | -11.5399 | -11.54 | 1000 | 1000 | 11.54 | 44.83
2016-02-20 02:00:00 | 0.54627 | 0.56615 | 0.247 | 9.69 | -9.6899 | -9.69 | 1000 | 1000 | 9.69 | 42.23
2016-02-20 03:00:00 | 0.52696 | 0.54769 | 0.23565 | 9.52 | -9.5199 | -9.52 | 1000 | 1000 | 9.52 | 38.97
2016-02-20 04:00:00 | 0.55593 | 0.57538 | 0.23258 | 5.01 | -5.0099 | -5.01 | 1000 | 1000 | 5.01 | 36.72
2016-02-20 05:00:00 | 0.56236 | 0.58154 | 0.24426 | 5.06 | -5.0599 | -5.06 | 1000 | 1000 | 5.06 | 38.26
2016-02-20 06:00:00 | 0.56236 | 0.58154 | 0.30966 | 9.09 | -9.0899 | -9.09 | 1000 | 1000 | 9.09 | 31.53
2016-02-20 07:00:00 | 0.56236 | 0.58154 | 0.47243 | 8.69 | -8.6899 | -8.69 | 1000 | 1000 | 8.69 | 31.02
2016-02-20 08:00:00 | 0.54949 | 0.56923 | 0.68704 | 13.43 | -13.4299 | -13.43 | 1000 | 1000 | 13.43 | 39.41
2016-02-20 09:00:00 | 0.52375 | 0.54462 | 0.80606 | 16.36 | -16.3599 | -16.36 | 1000 | 1000 | 16.36 | 43.73
2016-02-20 10:00:00 | 0.48835 | 0.51077 | 0.84283 | 17 | -16.9999 | -17 | 1000 | 1000 | 17 | 46.06
2016-02-20 11:00:00 | 0.47548 | 0.49846 | 0.87704 | 16.96 | -16.9599 | -16.96 | 1000 | 1000 | 16.96 | 49.94
2016-02-20 12:00:00 | 0.47226 | 0.49538 | 0.91636 | 15.94 | -15.9399 | -15.94 | 1000 | 1000 | 15.94 | 50.84
2016-02-20 13:00:00 | 0.46582 | 0.48923 | 0.88755 | 15.77 | -15.7699 | -15.77 | 1000 | 1000 | 15.77 | 45.11
2016-02-20 14:00:00 | 0.44973 | 0.47385 | 0.79022 | 16.05 | -16.0499 | -16.05 | 1000 | 1000 | 16.05 | 43.07
2016-02-20 15:00:00 | 0.43686 | 0.46154 | 0.71445 | 16.15 | -16.1499 | -16.15 | 1000 | 1000 | 16.15 | 41.7
2016-02-20 16:00:00 | 0.44008 | 0.46462 | 0.70607 | 18.99 | -18.9899 | -18.99 | 1000 | 1000 | 18.99 | 41.22
2016-02-20 17:00:00 | 0.43043 | 0.45538 | 0.8672 | 24.22 | -24.2199 | -24.22 | 1000 | 1000 | 24.22 | 47.87
2016-02-20 18:00:00 | 0.41755 | 0.44308 | 0.99703 | 23.49 | -23.4899 | -23.49 | 1000 | 1000 | 23.49 | 60.92
2016-02-20 19:00:00 | 0.42399 | 0.44923 | 1 | 18.96 | -18.9599 | -18.96 | 1000 | 1000 | 18.96 | 63.93
2016-02-20 20:00:00 | 0.42077 | 0.44615 | 0.83309 | 13.92 | -13.9199 | -13.92 | 1000 | 1000 | 13.92 | 61.07
2016-02-20 21:00:00 | 0.42077 | 0.44615 | 0.66229 | 11.79 | -11.7899 | -11.79 | 1000 | 1000 | 11.79 | 54.9
2016-02-20 22:00:00 | 0.42077 | 0.44615 | 0.60399 | 7.81 | -7.8099 | -7.81 | 1000 | 1000 | 7.81 | 60.03
2016-02-20 23:00:00 | 0.42077 | 0.44615 | 0.51572 | 9.37 | -9.3699 | -9.37 | 1000 | 1000 | 9.37 | 52.81
2016-02-21 00:00:00 | 0.42077 | 0.44615 | 0.39659 | 6.52 | -6.5199 | -6.52 | 1000 | 1000 | 6.52 | 47.44
2016-02-21 01:00:00 | 0.42399 | 0.44923 | 0.29555 | 5.09 | -5.0899 | -5.09 | 1000 | 1000 | 5.09 | 45.13
2016-02-21 02:00:00 | 0.41755 | 0.44308 | 0.24054 | 3.14 | -3.1399 | -3.14 | 1000 | 1000 | 3.14 | 43.09
2016-02-21 03:00:00 | 0.42077 | 0.44615 | 0.21979 | 0.46 | -0.4599 | -0.46 | 1000 | 1000 | 0.46 | 40.22
2016-02-21 04:00:00 | 0.39503 | 0.42154 | 0.20895 | 0.13 | -0.1299 | -0.13 | 1000 | 1000 | 0.13 | 42.44
2016-02-21 05:00:00 | 0.38859 | 0.41538 | 0.2107 | -0.05 | 0.0501 | 0.05 | -0.05 | -0.05 | -0.05 | 46.85
2016-02-21 06:00:00 | 0.38859 | 0.41538 | 0.22636 | 0.13 | -0.1299 | -0.13 | 1000 | 1000 | 0.13 | 64.87
2016-02-21 07:00:00 | 0.39181 | 0.41846 | 0.26686 | 5.62 | -5.6199 | -5.62 | 1000 | 1000 | 5.62 | 69.05
2016-02-21 08:00:00 | 0.3725 | 0.4 | 0.42994 | 10.81 | -10.8099 | -10.81 | 1000 | 1000 | 10.81 | 66.95
2016-02-21 09:00:00 | 0.35641 | 0.38462 | 0.65048 | 13.07 | -13.0699 | -13.07 | 1000 | 1000 | 13.07 | 66.88
2016-02-21 10:00:00 | 0.33389 | 0.36308 | 0.81425 | 14.94 | -14.9399 | -14.94 | 1000 | 1000 | 14.94 | 66.36
2016-02-21 11:00:00 | 0.33389 | 0.36308 | 0.94383 | 14.95 | -14.9499 | -14.95 | 1000 | 1000 | 14.95 | 66
2016-02-21 12:00:00 | 0.32745 | 0.35692 | 0.96576 | 10.6 | -10.5999 | -10.6 | 1000 | 1000 | 10.6 | 65.69
2016-02-21 13:00:00 | 0.32745 | 0.35692 | 0.82374 | 7.71 | -7.7099 | -7.71 | 1000 | 1000 | 7.71 | 64.01
2016-02-21 14:00:00 | 0.34354 | 0.37231 | 0.65983 | 4.95 | -4.9499 | -4.95 | 1000 | 1000 | 4.95 | 62.27
2016-02-21 15:00:00 | 0.36607 | 0.39385 | 0.56761 | 7.69 | -7.6899 | -7.69 | 1000 | 1000 | 7.69 | 59
2016-02-21 16:00:00 | 0.37894 | 0.40615 | 0.52133 | 14.34 | -14.3399 | -14.34 | 1000 | 1000 | 14.34 | 58.9
2016-02-21 17:00:00 | 0.38216 | 0.40923 | 0.61979 | 18.61 | -18.6099 | -18.61 | 1000 | 1000 | 18.61 | 62.97
2016-02-21 18:00:00 | 0.3725 | 0.4 | 0.76472 | 18.2 | -18.1999 | -18.2 | 1000 | 1000 | 18.2 | 71.59
2016-02-21 19:00:00 | 0.32424 | 0.35385 | 0.85205 | 12 | -11.9999 | -12 | 1000 | 1000 | 12 | 69.48
2016-02-21 20:00:00 | 0.26309 | 0.29538 | 0.77783 | 12.64 | -12.6399 | -12.64 | 1000 | 1000 | 12.64 | 64.78
2016-02-21 21:00:00 | 0.25988 | 0.29231 | 0.66127 | 13.94 | -13.9399 | -13.94 | 1000 | 1000 | 13.94 | 54.94
2016-02-21 22:00:00 | 0.23413 | 0.26769 | 0.5638 | 9.31 | -9.3099 | -9.31 | 1000 | 1000 | 9.31 | 59.03
2016-02-21 23:00:00 | 0.247 | 0.28 | 0.42608 | -4.93 | 4.9301 | 4.93 | -4.93 | -4.93 | -4.93 | 50.99
2016-02-22 00:00:00 | 0.23413 | 0.26769 | 0.31267 | -4.98 | 4.9801 | 4.98 | -4.98 | -4.98 | -4.98 | 44.93
2016-02-22 01:00:00 | 0.2277 | 0.26154 | 0.2388 | -5.08 | 5.0801 | 5.08 | -5.08 | -5.08 | -5.08 | 45.29
2016-02-22 02:00:00 | 0.22448 | 0.25846 | 0.2191 | -1.02 | 1.0201 | 1.02 | -1.02 | -1.02 | -1.02 | 44.94
2016-02-22 03:00:00 | 0.22448 | 0.25846 | 0.21612 | -0.97 | 0.9701 | 0.97 | -0.97 | -0.97 | -0.97 | 43.01
2016-02-22 04:00:00 | 0.30171 | 0.33231 | 0.22876 | 7.63 | -7.6299 | -7.63 | 1000 | 1000 | 7.63 | 43.17
2016-02-22 05:00:00 | 0.3178 | 0.34769 | 0.26928 | 18.05 | -18.0499 | -18.05 | 1000 | 1000 | 18.05 | 44.76
2016-02-22 06:00:00 | 0.33389 | 0.36308 | 0.46874 | 26.38 | -26.3799 | -26.38 | 1000 | 1000 | 26.38 | 48.08
2016-02-22 07:00:00 | 0.38859 | 0.41538 | 0.67301 | 27.92 | -27.9199 | -27.92 | 1000 | 1000 | 27.92 | 64.15
2016-02-22 08:00:00 | 0.39503 | 0.42154 | 0.76549 | 23.97 | -23.9699 | -23.97 | 1000 | 1000 | 23.97 | 66.99
2016-02-22 09:00:00 | 0.40147 | 0.42769 | 0.7631 | 23.11 | -23.1099 | -23.11 | 1000 | 1000 | 23.11 | 68.08
2016-02-22 10:00:00 | 0.38538 | 0.41231 | 0.73645 | 23.93 | -23.9299 | -23.93 | 1000 | 1000 | 23.93 | 67.82
2016-02-22 11:00:00 | 0.4079 | 0.43385 | 0.75244 | 24 | -23.9999 | -24 | 1000 | 1000 | 24 | 67.96
2016-02-22 12:00:00 | 0.42399 | 0.44923 | 0.78569 | 24.52 | -24.5199 | -24.52 | 1000 | 1000 | 24.52 | 66.91
2016-02-22 13:00:00 | 0.41434 | 0.44 | 0.74358 | 23.98 | -23.9799 | -23.98 | 1000 | 1000 | 23.98 | 66.71
2016-02-22 14:00:00 | 0.41112 | 0.43692 | 0.6716 | 23.91 | -23.9099 | -23.91 | 1000 | 1000 | 23.91 | 63.19
2016-02-22 15:00:00 | 0.41755 | 0.44308 | 0.6447 | 23.92 | -23.9199 | -23.92 | 1000 | 1000 | 23.92 | 60.7
2016-02-22 16:00:00 | 0.43686 | 0.46154 | 0.65698 | 27.93 | -27.9299 | -27.93 | 1000 | 1000 | 27.93 | 58.2
2016-02-22 17:00:00 | 0.45295 | 0.47692 | 0.76076 | 40.13 | -40.1299 | -40.13 | 1000 | 1000 | 40.13 | 65.06
2016-02-22 18:00:00 | 0.45939 | 0.48308 | 0.8848 | 39.45 | -39.4499 | -39.45 | 1000 | 1000 | 39.45 | 76.23
2016-02-22 19:00:00 | 0.44652 | 0.47077 | 0.92169 | 29.37 | -29.3699 | -29.37 | 1000 | 1000 | 29.37 | 73.85
2016-02-22 20:00:00 | 0.44008 | 0.46462 | 0.81915 | 24.69 | -24.6899 | -24.69 | 1000 | 1000 | 24.69 | 66.93
2016-02-22 21:00:00 | 0.44973 | 0.47385 | 0.69019 | 25.08 | -25.0799 | -25.08 | 1000 | 1000 | 25.08 | 58.81
2016-02-22 22:00:00 | 0.45295 | 0.47692 | 0.57811 | 19.56 | -19.5599 | -19.56 | 1000 | 1000 | 19.56 | 55.8
2016-02-22 23:00:00 | 0.45295 | 0.47692 | 0.44327 | 17.81 | -17.8099 | -17.81 | 1000 | 1000 | 17.81 | 49
2016-02-23 00:00:00 | 0.45295 | 0.47692 | 0.31267 | 14.28 | -14.2799 | -14.28 | 1000 | 1000 | 14.28 | 48.88
2016-02-23 01:00:00 | 0.44973 | 0.47385 | 0.2388 | 17.23 | -17.2299 | -17.23 | 1000 | 1000 | 17.23 | 49.1
2016-02-23 02:00:00 | 0.45939 | 0.48308 | 0.2191 | 17.47 | -17.4699 | -17.47 | 1000 | 1000 | 17.47 | 47.01
2016-02-23 03:00:00 | 0.44652 | 0.47077 | 0.21612 | 17.83 | -17.8299 | -17.83 | 1000 | 1000 | 17.83 | 45.82
2016-02-23 04:00:00 | 0.45295 | 0.47692 | 0.22876 | 19.15 | -19.1499 | -19.15 | 1000 | 1000 | 19.15 | 44.95
2016-02-23 05:00:00 | 0.46261 | 0.48615 | 0.26928 | 27.32 | -27.3199 | -27.32 | 1000 | 1000 | 27.32 | 47.19
2016-02-23 06:00:00 | 0.47548 | 0.49846 | 0.46874 | 30.62 | -30.6199 | -30.62 | 1000 | 1000 | 30.62 | 56
2016-02-23 07:00:00 | 0.46261 | 0.48615 | 0.67301 | 31.9 | -31.8999 | -31.9 | 1000 | 1000 | 31.9 | 66.62
2016-02-23 08:00:00 | 0.4433 | 0.46769 | 0.76549 | 31.09 | -31.0899 | -31.09 | 1000 | 1000 | 31.09 | 69.53
2016-02-23 09:00:00 | 0.43043 | 0.45538 | 0.7631 | 29.19 | -29.1899 | -29.19 | 1000 | 1000 | 29.19 | 69.56
2016-02-23 10:00:00 | 0.41434 | 0.44 | 0.73645 | 30.68 | -30.6799 | -30.68 | 1000 | 1000 | 30.68 | 68.36
2016-02-23 11:00:00 | 0.38859 | 0.41538 | 0.75244 | 25.92 | -25.9199 | -25.92 | 1000 | 1000 | 25.92 | 68
2016-02-23 12:00:00 | 0.37894 | 0.40615 | 0.78569 | 24.96 | -24.9599 | -24.96 | 1000 | 1000 | 24.96 | 66.94
2016-02-23 13:00:00 | 0.41434 | 0.44 | 0.74358 | 23.9 | -23.8999 | -23.9 | 1000 | 1000 | 23.9 | 66.26
2016-02-23 14:00:00 | 0.36607 | 0.39385 | 0.6716 | 24.13 | -24.1299 | -24.13 | 1000 | 1000 | 24.13 | 65.01
2016-02-23 15:00:00 | 0.34676 | 0.37538 | 0.6447 | 24.36 | -24.3599 | -24.36 | 1000 | 1000 | 24.36 | 60.85
2016-02-23 16:00:00 | 0.39181 | 0.41846 | 0.65698 | 30.08 | -30.0799 | -30.08 | 1000 | 1000 | 30.08 | 57.95
2016-02-23 17:00:00 | 0.42077 | 0.44615 | 0.76076 | 36.75 | -36.7499 | -36.75 | 1000 | 1000 | 36.75 | 62.24
2016-02-23 18:00:00 | 0.47548 | 0.49846 | 0.8848 | 29.94 | -29.9399 | -29.94 | 1000 | 1000 | 29.94 | 74.97
2016-02-23 19:00:00 | 0.49157 | 0.51385 | 0.92169 | 22.96 | -22.9599 | -22.96 | 1000 | 1000 | 22.96 | 70.98
2016-02-23 20:00:00 | 0.49157 | 0.51385 | 0.81915 | 23.23 | -23.2299 | -23.23 | 1000 | 1000 | 23.23 | 62.49
2016-02-23 21:00:00 | 0.50122 | 0.52308 | 0.69019 | 19.76 | -19.7599 | -19.76 | 1000 | 1000 | 19.76 | 53.63
2016-02-23 22:00:00 | 0.50766 | 0.52923 | 0.57811 | 17.9 | -17.8999 | -17.9 | 1000 | 1000 | 17.9 | 50
2016-02-23 23:00:00 | 0.49479 | 0.51692 | 0.44327 | 18.04 | -18.0399 | -18.04 | 1000 | 1000 | 18.04 | 47.98
2016-02-24 00:00:00 | 0.49157 | 0.51385 | 0.31267 | 16.59 | -16.5899 | -16.59 | 1000 | 1000 | 16.59 | 46.5
2016-02-24 01:00:00 | 0.48191 | 0.50462 | 0.2388 | 13.61 | -13.6099 | -13.61 | 1000 | 1000 | 13.61 | 45.78
2016-02-24 02:00:00 | 0.49157 | 0.51385 | 0.2191 | 13.66 | -13.6599 | -13.66 | 1000 | 1000 | 13.66 | 44.14
2016-02-24 03:00:00 | 0.498 | 0.52 | 0.21612 | 17.43 | -17.4299 | -17.43 | 1000 | 1000 | 17.43 | 42.51
2016-02-24 04:00:00 | 0.498 | 0.52 | 0.22876 | 18.92 | -18.9199 | -18.92 | 1000 | 1000 | 18.92 | 42.37
2016-02-24 05:00:00 | 0.50122 | 0.52308 | 0.26928 | 23.15 | -23.1499 | -23.15 | 1000 | 1000 | 23.15 | 45.72
2016-02-24 06:00:00 | 0.51731 | 0.53846 | 0.46874 | 33.69 | -33.6899 | -33.69 | 1000 | 1000 | 33.69 | 53.02
2016-02-24 07:00:00 | 0.52053 | 0.54154 | 0.67301 | 30.99 | -30.9899 | -30.99 | 1000 | 1000 | 30.99 | 65.71
2016-02-24 08:00:00 | 0.49479 | 0.51692 | 0.76549 | 25.04 | -25.0399 | -25.04 | 1000 | 1000 | 25.04 | 66.35
2016-02-24 09:00:00 | 0.48513 | 0.50769 | 0.7631 | 23.41 | -23.4099 | -23.41 | 1000 | 1000 | 23.41 | 66.92
2016-02-24 10:00:00 | 0.45939 | 0.48308 | 0.73645 | 22.56 | -22.5599 | -22.56 | 1000 | 1000 | 22.56 | 67.04
2016-02-24 11:00:00 | 0.44973 | 0.47385 | 0.75244 | 22.03 | -22.0299 | -22.03 | 1000 | 1000 | 22.03 | 67.5
2016-02-24 12:00:00 | 0.43364 | 0.45846 | 0.78569 | 22.05 | -22.0499 | -22.05 | 1000 | 1000 | 22.05 | 65.81
2016-02-24 13:00:00 | 0.44008 | 0.46462 | 0.74358 | 22.56 | -22.5599 | -22.56 | 1000 | 1000 | 22.56 | 65.46
2016-02-24 14:00:00 | 0.43686 | 0.46154 | 0.6716 | 24 | -23.9999 | -24 | 1000 | 1000 | 24 | 63
2016-02-24 15:00:00 | 0.47226 | 0.49538 | 0.6447 | 25.05 | -25.0499 | -25.05 | 1000 | 1000 | 25.05 | 60.89
2016-02-24 16:00:00 | 0.4787 | 0.50154 | 0.65698 | 31.96 | -31.9599 | -31.96 | 1000 | 1000 | 31.96 | 59.72
2016-02-24 17:00:00 | 0.50766 | 0.52923 | 0.76076 | 35.68 | -35.6799 | -35.68 | 1000 | 1000 | 35.68 | 63.58
2016-02-24 18:00:00 | 0.55271 | 0.57231 | 0.8848 | 36.41 | -36.4099 | -36.41 | 1000 | 1000 | 36.41 | 71.19
2016-02-24 19:00:00 | 0.54305 | 0.56308 | 0.92169 | 30.51 | -30.5099 | -30.51 | 1000 | 1000 | 30.51 | 70.41
2016-02-24 20:00:00 | 0.57202 | 0.59077 | 0.81915 | 23.97 | -23.9699 | -23.97 | 1000 | 1000 | 23.97 | 65.09
2016-02-24 21:00:00 | 0.56558 | 0.58462 | 0.69019 | 22.96 | -22.9599 | -22.96 | 1000 | 1000 | 22.96 | 56.18
2016-02-24 22:00:00 | 0.58489 | 0.60308 | 0.57811 | 20.56 | -20.5599 | -20.56 | 1000 | 1000 | 20.56 | 53.02
2016-02-24 23:00:00 | 0.59776 | 0.61538 | 0.44327 | 24.04 | -24.0399 | -24.04 | 1000 | 1000 | 24.04 | 51.57
2016-02-25 00:00:00 | 0.61063 | 0.62769 | 0.31267 | 22.58 | -22.5799 | -22.58 | 1000 | 1000 | 22.58 | 47.08
2016-02-25 01:00:00 | 0.60098 | 0.61846 | 0.2388 | 21.26 | -21.2599 | -21.26 | 1000 | 1000 | 21.26 | 46.25
2016-02-25 02:00:00 | 0.62028 | 0.63692 | 0.2191 | 20.09 | -20.0899 | -20.09 | 1000 | 1000 | 20.09 | 44.95
2016-02-25 03:00:00 | 0.6235 | 0.64 | 0.21612 | 19.94 | -19.9399 | -19.94 | 1000 | 1000 | 19.94 | 43.86
2016-02-25 04:00:00 | 0.61707 | 0.63385 | 0.22876 | 21.7 | -21.6999 | -21.7 | 1000 | 1000 | 21.7 | 43.58
2016-02-25 05:00:00 | 0.60419 | 0.62154 | 0.26928 | 27.19 | -27.1899 | -27.19 | 1000 | 1000 | 27.19 | 46.9
2016-02-25 06:00:00 | 0.60741 | 0.62462 | 0.46874 | 36.04 | -36.0399 | -36.04 | 1000 | 1000 | 36.04 | 50.36
2016-02-25 07:00:00 | 0.59132 | 0.60923 | 0.67301 | 38.29 | -38.2899 | -38.29 | 1000 | 1000 | 38.29 | 66.25
2016-02-25 08:00:00 | 0.57523 | 0.59385 | 0.76549 | 34.44 | -34.4399 | -34.44 | 1000 | 1000 | 34.44 | 68.09
2016-02-25 09:00:00 | 0.5688 | 0.58769 | 0.7631 | 32.12 | -32.1199 | -32.12 | 1000 | 1000 | 32.12 | 67.5
2016-02-25 10:00:00 | 0.54949 | 0.56923 | 0.73645 | 30.44 | -30.4399 | -30.44 | 1000 | 1000 | 30.44 | 67.13
2016-02-25 11:00:00 | 0.52053 | 0.54154 | 0.75244 | 26.55 | -26.5499 | -26.55 | 1000 | 1000 | 26.55 | 65.91
2016-02-25 12:00:00 | 0.51087 | 0.53231 | 0.78569 | 26.01 | -26.0099 | -26.01 | 1000 | 1000 | 26.01 | 64.49
2016-02-25 13:00:00 | 0.48191 | 0.50462 | 0.74358 | 25 | -24.9999 | -25 | 1000 | 1000 | 25 | 63.06
2016-02-25 14:00:00 | 0.47548 | 0.49846 | 0.6716 | 24.78 | -24.7799 | -24.78 | 1000 | 1000 | 24.78 | 58.57
2016-02-25 15:00:00 | 0.48513 | 0.50769 | 0.6447 | 25.39 | -25.3899 | -25.39 | 1000 | 1000 | 25.39 | 54.93
2016-02-25 16:00:00 | 0.498 | 0.52 | 0.65698 | 31.16 | -31.1599 | -31.16 | 1000 | 1000 | 31.16 | 55.22
2016-02-25 17:00:00 | 0.51087 | 0.53231 | 0.76076 | 39.91 | -39.9099 | -39.91 | 1000 | 1000 | 39.91 | 61.55
2016-02-25 18:00:00 | 0.52696 | 0.54769 | 0.8848 | 36.51 | -36.5099 | -36.51 | 1000 | 1000 | 36.51 | 69.91
2016-02-25 19:00:00 | 0.53018 | 0.55077 | 0.92169 | 31.54 | -31.5399 | -31.54 | 1000 | 1000 | 31.54 | 66.19
2016-02-25 20:00:00 | 0.55593 | 0.57538 | 0.81915 | 25.2 | -25.1999 | -25.2 | 1000 | 1000 | 25.2 | 54.6
2016-02-25 21:00:00 | 0.5688 | 0.58769 | 0.69019 | 25.1 | -25.0999 | -25.1 | 1000 | 1000 | 25.1 | 47.63
2016-02-25 22:00:00 | 0.57845 | 0.59692 | 0.57811 | 23.84 | -23.8399 | -23.84 | 1000 | 1000 | 23.84 | 49.44
2016-02-25 23:00:00 | 0.58167 | 0.6 | 0.44327 | 21.66 | -21.6599 | -21.66 | 1000 | 1000 | 21.66 | 48.07
2016-02-26 00:00:00 | 0.57523 | 0.59385 | 0.31267 | 21.69 | -21.6899 | -21.69 | 1000 | 1000 | 21.69 | 53.46
2016-02-26 01:00:00 | 0.55593 | 0.57538 | 0.2388 | 21.11 | -21.1099 | -21.11 | 1000 | 1000 | 21.11 | 49.72
2016-02-26 02:00:00 | 0.55271 | 0.57231 | 0.2191 | 20 | -19.9999 | -20 | 1000 | 1000 | 20 | 45.66
2016-02-26 03:00:00 | 0.54305 | 0.56308 | 0.21612 | 21.02 | -21.0199 | -21.02 | 1000 | 1000 | 21.02 | 44.93
2016-02-26 04:00:00 | 0.53984 | 0.56 | 0.22876 | 22.07 | -22.0699 | -22.07 | 1000 | 1000 | 22.07 | 44.08
2016-02-26 05:00:00 | 0.54305 | 0.56308 | 0.26928 | 27.35 | -27.3499 | -27.35 | 1000 | 1000 | 27.35 | 43.91
2016-02-26 06:00:00 | 0.53984 | 0.56 | 0.46874 | 32.93 | -32.9299 | -32.93 | 1000 | 1000 | 32.93 | 44.03
2016-02-26 07:00:00 | 0.5334 | 0.55385 | 0.67301 | 36.08 | -36.0799 | -36.08 | 1000 | 1000 | 36.08 | 44.94
2016-02-26 08:00:00 | 0.51731 | 0.53846 | 0.76549 | 33.48 | -33.4799 | -33.48 | 1000 | 1000 | 33.48 | 49.8
2016-02-26 09:00:00 | 0.498 | 0.52 | 0.7631 | 31.68 | -31.6799 | -31.68 | 1000 | 1000 | 31.68 | 52.64
2016-02-26 10:00:00 | 0.47226 | 0.49538 | 0.73645 | 29.5 | -29.4999 | -29.5 | 1000 | 1000 | 29.5 | 53.61
2016-02-26 11:00:00 | 0.46904 | 0.49231 | 0.75244 | 27.47 | -27.4699 | -27.47 | 1000 | 1000 | 27.47 | 54.63
2016-02-26 12:00:00 | 0.4787 | 0.50154 | 0.78569 | 25.06 | -25.0599 | -25.06 | 1000 | 1000 | 25.06 | 54.62
2016-02-26 13:00:00 | 0.48513 | 0.50769 | 0.74358 | 24 | -23.9999 | -24 | 1000 | 1000 | 24 | 51.33
2016-02-26 14:00:00 | 0.46582 | 0.48923 | 0.6716 | 25.11 | -25.1099 | -25.11 | 1000 | 1000 | 25.11 | 49.08
2016-02-26 15:00:00 | 0.45295 | 0.47692 | 0.6447 | 26.94 | -26.9399 | -26.94 | 1000 | 1000 | 26.94 | 48.04
2016-02-26 16:00:00 | 0.4787 | 0.50154 | 0.65698 | 33.98 | -33.9799 | -33.98 | 1000 | 1000 | 33.98 | 48.92
2016-02-26 17:00:00 | 0.50444 | 0.52615 | 0.76076 | 39.94 | -39.9399 | -39.94 | 1000 | 1000 | 39.94 | 60.22
2016-02-26 18:00:00 | 0.51409 | 0.53538 | 0.8848 | 37.55 | -37.5499 | -37.55 | 1000 | 1000 | 37.55 | 64.67
2016-02-26 19:00:00 | 0.55271 | 0.57231 | 0.92169 | 31.18 | -31.1799 | -31.18 | 1000 | 1000 | 31.18 | 61.97
2016-02-26 20:00:00 | 0.59776 | 0.61538 | 0.81915 | 26.35 | -26.3499 | -26.35 | 1000 | 1000 | 26.35 | 53.19
2016-02-26 21:00:00 | 0.61063 | 0.62769 | 0.69019 | 26.86 | -26.8599 | -26.86 | 1000 | 1000 | 26.86 | 48.97
2016-02-26 22:00:00 | 0.62994 | 0.64615 | 0.57811 | 25 | -24.9999 | -25 | 1000 | 1000 | 25 | 49.58
2016-02-26 23:00:00 | 0.64281 | 0.65846 | 0.44327 | 26.94 | -26.9399 | -26.94 | 1000 | 1000 | 26.94 | 48.87
2016-02-27 00:00:00 | 0.63959 | 0.65538 | 0.36334 | 23.02 | -23.0199 | -23.02 | 1000 | 1000 | 23.02 | 47.83
2016-02-27 01:00:00 | 0.64603 | 0.66154 | 0.30185 | 21.77 | -21.7699 | -21.77 | 1000 | 1000 | 21.77 | 46.82
2016-02-27 02:00:00 | 0.63959 | 0.65538 | 0.247 | 19.76 | -19.7599 | -19.76 | 1000 | 1000 | 19.76 | 44.43
2016-02-27 03:00:00 | 0.66212 | 0.67692 | 0.23565 | 19.83 | -19.8299 | -19.83 | 1000 | 1000 | 19.83 | 42.44
2016-02-27 04:00:00 | 0.63637 | 0.65231 | 0.23258 | 20.16 | -20.1599 | -20.16 | 1000 | 1000 | 20.16 | 41.47
2016-02-27 05:00:00 | 0.64603 | 0.66154 | 0.24426 | 21.18 | -21.1799 | -21.18 | 1000 | 1000 | 21.18 | 41.55
2016-02-27 06:00:00 | 0.68464 | 0.69846 | 0.30966 | 22.76 | -22.7599 | -22.76 | 1000 | 1000 | 22.76 | 37.63
2016-02-27 07:00:00 | 0.65568 | 0.67077 | 0.47243 | 25.71 | -25.7099 | -25.71 | 1000 | 1000 | 25.71 | 36.75
2016-02-27 08:00:00 | 0.58167 | 0.6 | 0.68704 | 26.79 | -26.7899 | -26.79 | 1000 | 1000 | 26.79 | 42.91
2016-02-27 09:00:00 | 0.54305 | 0.56308 | 0.80606 | 23.24 | -23.2399 | -23.24 | 1000 | 1000 | 23.24 | 47.23
2016-02-27 10:00:00 | 0.48835 | 0.51077 | 0.84283 | 21.17 | -21.1699 | -21.17 | 1000 | 1000 | 21.17 | 52.13
2016-02-27 11:00:00 | 0.47226 | 0.49538 | 0.87704 | 19.92 | -19.9199 | -19.92 | 1000 | 1000 | 19.92 | 53.96
2016-02-27 12:00:00 | 0.44008 | 0.46462 | 0.91636 | 19.49 | -19.4899 | -19.49 | 1000 | 1000 | 19.49 | 55
2016-02-27 13:00:00 | 0.43686 | 0.46154 | 0.88755 | 19.68 | -19.6799 | -19.68 | 1000 | 1000 | 19.68 | 49.96
2016-02-27 14:00:00 | 0.43043 | 0.45538 | 0.79022 | 19.93 | -19.9299 | -19.93 | 1000 | 1000 | 19.93 | 46.68
2016-02-27 15:00:00 | 0.43686 | 0.46154 | 0.71445 | 20.21 | -20.2099 | -20.21 | 1000 | 1000 | 20.21 | 45.32
2016-02-27 16:00:00 | 0.45295 | 0.47692 | 0.70607 | 24.97 | -24.9699 | -24.97 | 1000 | 1000 | 24.97 | 48.31
2016-02-27 17:00:00 | 0.4787 | 0.50154 | 0.8672 | 32.04 | -32.0399 | -32.04 | 1000 | 1000 | 32.04 | 57.95
2016-02-27 18:00:00 | 0.50444 | 0.52615 | 0.99703 | 31.91 | -31.9099 | -31.91 | 1000 | 1000 | 31.91 | 65.05
2016-02-27 19:00:00 | 0.50766 | 0.52923 | 1 | 25.72 | -25.7199 | -25.72 | 1000 | 1000 | 25.72 | 67.93
2016-02-27 20:00:00 | 0.53018 | 0.55077 | 0.83309 | 21.74 | -21.7399 | -21.74 | 1000 | 1000 | 21.74 | 62.93
2016-02-27 21:00:00 | 0.53662 | 0.55692 | 0.66229 | 23.1 | -23.0999 | -23.1 | 1000 | 1000 | 23.1 | 56.19
2016-02-27 22:00:00 | 0.54627 | 0.56615 | 0.60399 | 20.98 | -20.9799 | -20.98 | 1000 | 1000 | 20.98 | 60.67
2016-02-27 23:00:00 | 0.55271 | 0.57231 | 0.51572 | 19.9 | -19.8999 | -19.9 | 1000 | 1000 | 19.9 | 55.97
2016-02-28 00:00:00 | 0.57523 | 0.59385 | 0.39659 | 18.39 | -18.3899 | -18.39 | 1000 | 1000 | 18.39 | 49.15
2016-02-28 01:00:00 | 0.57202 | 0.59077 | 0.29555 | 18.01 | -18.0099 | -18.01 | 1000 | 1000 | 18.01 | 45.54
2016-02-28 02:00:00 | 0.57202 | 0.59077 | 0.24054 | 17.62 | -17.6199 | -17.62 | 1000 | 1000 | 17.62 | 43.94
2016-02-28 03:00:00 | 0.58167 | 0.6 | 0.21979 | 17.31 | -17.3099 | -17.31 | 1000 | 1000 | 17.31 | 41.55
2016-02-28 04:00:00 | 0.58489 | 0.60308 | 0.20895 | 17.46 | -17.4599 | -17.46 | 1000 | 1000 | 17.46 | 42.54
2016-02-28 05:00:00 | 0.58489 | 0.60308 | 0.2107 | 17.51 | -17.5099 | -17.51 | 1000 | 1000 | 17.51 | 47.87
2016-02-28 06:00:00 | 0.58811 | 0.60615 | 0.22636 | 17.58 | -17.5799 | -17.58 | 1000 | 1000 | 17.58 | 58.77
2016-02-28 07:00:00 | 0.58489 | 0.60308 | 0.26686 | 17.9 | -17.8999 | -17.9 | 1000 | 1000 | 17.9 | 70.74
2016-02-28 08:00:00 | 0.5688 | 0.58769 | 0.42994 | 19.02 | -19.0199 | -19.02 | 1000 | 1000 | 19.02 | 70.99
2016-02-28 09:00:00 | 0.53662 | 0.55692 | 0.65048 | 19.01 | -19.0099 | -19.01 | 1000 | 1000 | 19.01 | 70.94
2016-02-28 10:00:00 | 0.50122 | 0.52308 | 0.81425 | 19.02 | -19.0199 | -19.02 | 1000 | 1000 | 19.02 | 68.9
2016-02-28 11:00:00 | 0.45939 | 0.48308 | 0.94383 | 16.6 | -16.5999 | -16.6 | 1000 | 1000 | 16.6 | 68.4
2016-02-28 12:00:00 | 0.42721 | 0.45231 | 0.96576 | 14.06 | -14.0599 | -14.06 | 1000 | 1000 | 14.06 | 67.98
2016-02-28 13:00:00 | 0.39825 | 0.42462 | 0.82374 | 12.45 | -12.4499 | -12.45 | 1000 | 1000 | 12.45 | 66.13
2016-02-28 14:00:00 | 0.41112 | 0.43692 | 0.65983 | 12.21 | -12.2099 | -12.21 | 1000 | 1000 | 12.21 | 64.49
2016-02-28 15:00:00 | 0.42399 | 0.44923 | 0.56761 | 13.26 | -13.2599 | -13.26 | 1000 | 1000 | 13.26 | 61.93
2016-02-28 16:00:00 | 0.43686 | 0.46154 | 0.52133 | 19.11 | -19.1099 | -19.11 | 1000 | 1000 | 19.11 | 60.43
2016-02-28 17:00:00 | 0.46582 | 0.48923 | 0.61979 | 24.6 | -24.5999 | -24.6 | 1000 | 1000 | 24.6 | 63.99
2016-02-28 18:00:00 | 0.50122 | 0.52308 | 0.76472 | 26.98 | -26.9799 | -26.98 | 1000 | 1000 | 26.98 | 75.26
2016-02-28 19:00:00 | 0.54305 | 0.56308 | 0.85205 | 21.81 | -21.8099 | -21.81 | 1000 | 1000 | 21.81 | 72.73
2016-02-28 20:00:00 | 0.56236 | 0.58154 | 0.77783 | 19.9 | -19.8999 | -19.9 | 1000 | 1000 | 19.9 | 67.48
2016-02-28 21:00:00 | 0.5688 | 0.58769 | 0.66127 | 20.44 | -20.4399 | -20.44 | 1000 | 1000 | 20.44 | 55.21
2016-02-28 22:00:00 | 0.58811 | 0.60615 | 0.5638 | 19.93 | -19.9299 | -19.93 | 1000 | 1000 | 19.93 | 56.12
2016-02-28 23:00:00 | 0.59776 | 0.61538 | 0.42608 | 19.12 | -19.1199 | -19.12 | 1000 | 1000 | 19.12 | 52.43
2016-02-29 00:00:00 | 0.60419 | 0.62154 | 0.31267 | 17.77 | -17.7699 | -17.77 | 1000 | 1000 | 17.77 | 49.15
2016-02-29 01:00:00 | 0.60741 | 0.62462 | 0.2388 | 17.6 | -17.5999 | -17.6 | 1000 | 1000 | 17.6 | 45.54
2016-02-29 02:00:00 | 0.61707 | 0.63385 | 0.2191 | 16.77 | -16.7699 | -16.77 | 1000 | 1000 | 16.77 | 43.94
2016-02-29 03:00:00 | 0.62994 | 0.64615 | 0.21612 | 17.01 | -17.0099 | -17.01 | 1000 | 1000 | 17.01 | 41.55
2016-02-29 04:00:00 | 0.63316 | 0.64923 | 0.22876 | 18.49 | -18.4899 | -18.49 | 1000 | 1000 | 18.49 | 42.54
2016-02-29 05:00:00 | 0.63637 | 0.65231 | 0.26928 | 28.23 | -28.2299 | -28.23 | 1000 | 1000 | 28.23 | 47.87
2016-02-29 06:00:00 | 0.62672 | 0.64308 | 0.46874 | 34.72 | -34.7199 | -34.72 | 1000 | 1000 | 34.72 | 58.77
2016-02-29 07:00:00 | 0.6235 | 0.64 | 0.67301 | 32.96 | -32.9599 | -32.96 | 1000 | 1000 | 32.96 | 70.74
2016-02-29 08:00:00 | 0.58811 | 0.60615 | 0.76549 | 27.99 | -27.9899 | -27.99 | 1000 | 1000 | 27.99 | 70.99
2016-02-29 09:00:00 | 0.58489 | 0.60308 | 0.7631 | 24.92 | -24.9199 | -24.92 | 1000 | 1000 | 24.92 | 70.94
2016-02-29 10:00:00 | 0.5688 | 0.58769 | 0.73645 | 23.48 | -23.4799 | -23.48 | 1000 | 1000 | 23.48 | 68.9
2016-02-29 11:00:00 | 0.54949 | 0.56923 | 0.75244 | 22.77 | -22.7699 | -22.77 | 1000 | 1000 | 22.77 | 68.4
2016-02-29 12:00:00 | 0.52375 | 0.54462 | 0.78569 | 22.2 | -22.1999 | -22.2 | 1000 | 1000 | 22.2 | 67.98
2016-02-29 13:00:00 | 0.50444 | 0.52615 | 0.74358 | 22 | -21.9999 | -22 | 1000 | 1000 | 22 | 66.13
2016-02-29 14:00:00 | 0.49157 | 0.51385 | 0.6716 | 22.24 | -22.2399 | -22.24 | 1000 | 1000 | 22.24 | 64.49
2016-02-29 15:00:00 | 0.49479 | 0.51692 | 0.6447 | 22.57 | -22.5699 | -22.57 | 1000 | 1000 | 22.57 | 61.93
2016-02-29 16:00:00 | 0.51087 | 0.53231 | 0.65698 | 26.58 | -26.5799 | -26.58 | 1000 | 1000 | 26.58 | 60.43
2016-02-29 17:00:00 | 0.57202 | 0.59077 | 0.76076 | 34.03 | -34.0299 | -34.03 | 1000 | 1000 | 34.03 | 63.99
2016-02-29 18:00:00 | 0.5688 | 0.58769 | 0.8848 | 31.21 | -31.2099 | -31.21 | 1000 | 1000 | 31.21 | 75.26
2016-02-29 19:00:00 | 0.56558 | 0.58462 | 0.92169 | 27.14 | -27.1399 | -27.14 | 1000 | 1000 | 27.14 | 72.73
2016-02-29 20:00:00 | 0.56558 | 0.58462 | 0.81915 | 23.04 | -23.0399 | -23.04 | 1000 | 1000 | 23.04 | 67.48
2016-02-29 21:00:00 | 0.57202 | 0.59077 | 0.69019 | 22.55 | -22.5499 | -22.55 | 1000 | 1000 | 22.55 | 55.21
2016-02-29 22:00:00 | 0.57845 | 0.59692 | 0.57811 | 19.29 | -19.2899 | -19.29 | 1000 | 1000 | 19.29 | 56.12
2016-02-29 23:00:00 | 0.59132 | 0.60923 | 0.44327 | 22.48 | -22.4799 | -22.48 | 1000 | 1000 | 22.48 | 52.43
2016-03-01 00:00:00 | 0.60419 | 0.62154 | 0.31267 | 22.08 | -22.0799 | -22.08 | 1000 | 1000 | 22.08 | 47.44
2016-03-01 01:00:00 | 0.61385 | 0.63077 | 0.2388 | 19.87 | -19.8699 | -19.87 | 1000 | 1000 | 19.87 | 47.74
2016-03-01 02:00:00 | 0.62672 | 0.64308 | 0.2191 | 19.13 | -19.1299 | -19.13 | 1000 | 1000 | 19.13 | 44.99
2016-03-01 03:00:00 | 0.62994 | 0.64615 | 0.21612 | 19.33 | -19.3299 | -19.33 | 1000 | 1000 | 19.33 | 44.19
2016-03-01 04:00:00 | 0.64281 | 0.65846 | 0.22876 | 20.18 | -20.1799 | -20.18 | 1000 | 1000 | 20.18 | 43.7
2016-03-01 05:00:00 | 0.65568 | 0.67077 | 0.26928 | 25.59 | -25.5899 | -25.59 | 1000 | 1000 | 25.59 | 46.28
2016-03-01 06:00:00 | 0.63316 | 0.64923 | 0.46874 | 32.93 | -32.9299 | -32.93 | 1000 | 1000 | 32.93 | 55.61
2016-03-01 07:00:00 | 0.61707 | 0.63385 | 0.67301 | 37.86 | -37.8599 | -37.86 | 1000 | 1000 | 37.86 | 68.14
2016-03-01 08:00:00 | 0.58167 | 0.6 | 0.76549 | 34.95 | -34.9499 | -34.95 | 1000 | 1000 | 34.95 | 69.53
2016-03-01 09:00:00 | 0.56236 | 0.58154 | 0.7631 | 31.9 | -31.8999 | -31.9 | 1000 | 1000 | 31.9 | 68.64
2016-03-01 10:00:00 | 0.53662 | 0.55692 | 0.73645 | 30.06 | -30.0599 | -30.06 | 1000 | 1000 | 30.06 | 67.67
2016-03-01 11:00:00 | 0.50122 | 0.52308 | 0.75244 | 28.8 | -28.7999 | -28.8 | 1000 | 1000 | 28.8 | 67.05
2016-03-01 12:00:00 | 0.47548 | 0.49846 | 0.78569 | 27.96 | -27.9599 | -27.96 | 1000 | 1000 | 27.96 | 64.04
2016-03-01 13:00:00 | 0.44008 | 0.46462 | 0.74358 | 25.55 | -25.5499 | -25.55 | 1000 | 1000 | 25.55 | 62.3
2016-03-01 14:00:00 | 0.43686 | 0.46154 | 0.6716 | 25.48 | -25.4799 | -25.48 | 1000 | 1000 | 25.48 | 60.33
2016-03-01 15:00:00 | 0.43043 | 0.45538 | 0.6447 | 23.97 | -23.9699 | -23.97 | 1000 | 1000 | 23.97 | 57.95
2016-03-01 16:00:00 | 0.46261 | 0.48615 | 0.65698 | 26.95 | -26.9499 | -26.95 | 1000 | 1000 | 26.95 | 54.42
2016-03-01 17:00:00 | 0.51409 | 0.53538 | 0.76076 | 26 | -25.9999 | -26 | 1000 | 1000 | 26 | 62.05
2016-03-01 18:00:00 | 0.58811 | 0.60615 | 0.8848 | 22.63 | -22.6299 | -22.63 | 1000 | 1000 | 22.63 | 73.28
2016-03-01 19:00:00 | 0.58167 | 0.6 | 0.92169 | 21.26 | -21.2599 | -21.26 | 1000 | 1000 | 21.26 | 71.55
2016-03-01 20:00:00 | 0.59454 | 0.61231 | 0.81915 | 19.52 | -19.5199 | -19.52 | 1000 | 1000 | 19.52 | 65.71
2016-03-01 21:00:00 | 0.59132 | 0.60923 | 0.69019 | 18.39 | -18.3899 | -18.39 | 1000 | 1000 | 18.39 | 53.31
2016-03-01 22:00:00 | 0.58811 | 0.60615 | 0.57811 | 17.06 | -17.0599 | -17.06 | 1000 | 1000 | 17.06 | 52.45
2016-03-01 23:00:00 | 0.57845 | 0.59692 | 0.44327 | 10.58 | -10.5799 | -10.58 | 1000 | 1000 | 10.58 | 49.72
2016-03-02 00:00:00 | 0.58489 | 0.60308 | 0.31267 | 13.56 | -13.5599 | -13.56 | 1000 | 1000 | 13.56 | 47.85
2016-03-02 01:00:00 | 0.56558 | 0.58462 | 0.2388 | 12.69 | -12.6899 | -12.69 | 1000 | 1000 | 12.69 | 46.27
2016-03-02 02:00:00 | 0.57202 | 0.59077 | 0.2191 | 12.62 | -12.6199 | -12.62 | 1000 | 1000 | 12.62 | 45.73
2016-03-02 03:00:00 | 0.57523 | 0.59385 | 0.21612 | 13.27 | -13.2699 | -13.27 | 1000 | 1000 | 13.27 | 44.21
2016-03-02 04:00:00 | 0.5688 | 0.58769 | 0.22876 | 15.85 | -15.8499 | -15.85 | 1000 | 1000 | 15.85 | 44.18
2016-03-02 05:00:00 | 0.55271 | 0.57231 | 0.26928 | 21.45 | -21.4499 | -21.45 | 1000 | 1000 | 21.45 | 45.19
2016-03-02 06:00:00 | 0.54627 | 0.56615 | 0.46874 | 23.08 | -23.0799 | -23.08 | 1000 | 1000 | 23.08 | 52.33
2016-03-02 07:00:00 | 0.53018 | 0.55077 | 0.67301 | 25.96 | -25.9599 | -25.96 | 1000 | 1000 | 25.96 | 67.04
2016-03-02 08:00:00 | 0.50766 | 0.52923 | 0.76549 | 24.68 | -24.6799 | -24.68 | 1000 | 1000 | 24.68 | 67.9
2016-03-02 09:00:00 | 0.49157 | 0.51385 | 0.7631 | 26.7 | -26.6999 | -26.7 | 1000 | 1000 | 26.7 | 66.27
2016-03-02 10:00:00 | 0.47226 | 0.49538 | 0.73645 | 28 | -27.9999 | -28 | 1000 | 1000 | 28 | 63.76
2016-03-02 11:00:00 | 0.4433 | 0.46769 | 0.75244 | 27.43 | -27.4299 | -27.43 | 1000 | 1000 | 27.43 | 62.31
2016-03-02 12:00:00 | 0.40147 | 0.42769 | 0.78569 | 26 | -25.9999 | -26 | 1000 | 1000 | 26 | 61.2
2016-03-02 13:00:00 | 0.34998 | 0.37846 | 0.74358 | 25.92 | -25.9199 | -25.92 | 1000 | 1000 | 25.92 | 56.2
2016-03-02 14:00:00 | 0.32745 | 0.35692 | 0.6716 | 28.06 | -28.0599 | -28.06 | 1000 | 1000 | 28.06 | 53.03
2016-03-02 15:00:00 | 0.33711 | 0.36615 | 0.6447 | 28.56 | -28.5599 | -28.56 | 1000 | 1000 | 28.56 | 50.05
2016-03-02 16:00:00 | 0.34676 | 0.37538 | 0.65698 | 31.99 | -31.9899 | -31.99 | 1000 | 1000 | 31.99 | 49.92
2016-03-02 17:00:00 | 0.36285 | 0.39077 | 0.76076 | 40 | -39.9999 | -40 | 1000 | 1000 | 40 | 58.96
2016-03-02 18:00:00 | 0.42721 | 0.45231 | 0.8848 | 36.87 | -36.8699 | -36.87 | 1000 | 1000 | 36.87 | 68.28
2016-03-02 19:00:00 | 0.45617 | 0.48 | 0.92169 | 30.99 | -30.9899 | -30.99 | 1000 | 1000 | 30.99 | 68.63
2016-03-02 20:00:00 | 0.52375 | 0.54462 | 0.81915 | 27.07 | -27.0699 | -27.07 | 1000 | 1000 | 27.07 | 65.65
2016-03-02 21:00:00 | 0.5334 | 0.55385 | 0.69019 | 24.27 | -24.2699 | -24.27 | 1000 | 1000 | 24.27 | 55.14
2016-03-02 22:00:00 | 0.54305 | 0.56308 | 0.57811 | 21.58 | -21.5799 | -21.58 | 1000 | 1000 | 21.58 | 53.2
2016-03-02 23:00:00 | 0.56558 | 0.58462 | 0.44327 | 20.02 | -20.0199 | -20.02 | 1000 | 1000 | 20.02 | 49.05
2016-03-03 00:00:00 | 0.57845 | 0.59692 | 0.31267 | 19.29 | -19.2899 | -19.29 | 1000 | 1000 | 19.29 | 48.56
2016-03-03 01:00:00 | 0.56558 | 0.58462 | 0.2388 | 18.64 | -18.6399 | -18.64 | 1000 | 1000 | 18.64 | 47.94
2016-03-03 02:00:00 | 0.55914 | 0.57846 | 0.2191 | 17.93 | -17.9299 | -17.93 | 1000 | 1000 | 17.93 | 46.21
2016-03-03 03:00:00 | 0.55271 | 0.57231 | 0.21612 | 18.26 | -18.2599 | -18.26 | 1000 | 1000 | 18.26 | 45.12
2016-03-03 04:00:00 | 0.56236 | 0.58154 | 0.22876 | 19.38 | -19.3799 | -19.38 | 1000 | 1000 | 19.38 | 45.47
2016-03-03 05:00:00 | 0.57845 | 0.59692 | 0.26928 | 24.58 | -24.5799 | -24.58 | 1000 | 1000 | 24.58 | 49.8
2016-03-03 06:00:00 | 0.57202 | 0.59077 | 0.46874 | 30.93 | -30.9299 | -30.93 | 1000 | 1000 | 30.93 | 62.65
2016-03-03 07:00:00 | 0.55914 | 0.57846 | 0.67301 | 31.04 | -31.0399 | -31.04 | 1000 | 1000 | 31.04 | 66.48
2016-03-03 08:00:00 | 0.53018 | 0.55077 | 0.76549 | 30.94 | -30.9399 | -30.94 | 1000 | 1000 | 30.94 | 67.25
2016-03-03 09:00:00 | 0.49479 | 0.51692 | 0.7631 | 30.57 | -30.5699 | -30.57 | 1000 | 1000 | 30.57 | 66.41
2016-03-03 10:00:00 | 0.45617 | 0.48 | 0.73645 | 31.94 | -31.9399 | -31.94 | 1000 | 1000 | 31.94 | 65.74
2016-03-03 11:00:00 | 0.41434 | 0.44 | 0.75244 | 30.07 | -30.0699 | -30.07 | 1000 | 1000 | 30.07 | 65.02
2016-03-03 12:00:00 | 0.38538 | 0.41231 | 0.78569 | 30.53 | -30.5299 | -30.53 | 1000 | 1000 | 30.53 | 64.06
2016-03-03 13:00:00 | 0.36929 | 0.39692 | 0.74358 | 30.06 | -30.0599 | -30.06 | 1000 | 1000 | 30.06 | 61.8
2016-03-03 14:00:00 | 0.3725 | 0.4 | 0.6716 | 30.97 | -30.9699 | -30.97 | 1000 | 1000 | 30.97 | 57.31
2016-03-03 15:00:00 | 0.38216 | 0.40923 | 0.6447 | 30.96 | -30.9599 | -30.96 | 1000 | 1000 | 30.96 | 55.02
2016-03-03 16:00:00 | 0.39503 | 0.42154 | 0.65698 | 32.85 | -32.8499 | -32.85 | 1000 | 1000 | 32.85 | 54.33
2016-03-03 17:00:00 | 0.43686 | 0.46154 | 0.76076 | 42.71 | -42.7099 | -42.71 | 1000 | 1000 | 42.71 | 62.07
2016-03-03 18:00:00 | 0.44973 | 0.47385 | 0.8848 | 42.92 | -42.9199 | -42.92 | 1000 | 1000 | 42.92 | 71.33
2016-03-03 19:00:00 | 0.45939 | 0.48308 | 0.92169 | 33.98 | -33.9799 | -33.98 | 1000 | 1000 | 33.98 | 73.17
2016-03-03 20:00:00 | 0.46904 | 0.49231 | 0.81915 | 28.97 | -28.9699 | -28.97 | 1000 | 1000 | 28.97 | 65.76
2016-03-03 21:00:00 | 0.51087 | 0.53231 | 0.69019 | 25.92 | -25.9199 | -25.92 | 1000 | 1000 | 25.92 | 61.2
2016-03-03 22:00:00 | 0.54305 | 0.56308 | 0.57811 | 23.11 | -23.1099 | -23.11 | 1000 | 1000 | 23.11 | 61.97
2016-03-03 23:00:00 | 0.54627 | 0.56615 | 0.44327 | 22.15 | -22.1499 | -22.15 | 1000 | 1000 | 22.15 | 54.25
2016-03-04 00:00:00 | 0.57523 | 0.59385 | 0.31267 | 20.03 | -20.0299 | -20.03 | 1000 | 1000 | 20.03 | 51.4
2016-03-04 01:00:00 | 0.57202 | 0.59077 | 0.2388 | 19.75 | -19.7499 | -19.75 | 1000 | 1000 | 19.75 | 50
2016-03-04 02:00:00 | 0.57845 | 0.59692 | 0.2191 | 19.19 | -19.1899 | -19.19 | 1000 | 1000 | 19.19 | 49.06
2016-03-04 03:00:00 | 0.60419 | 0.62154 | 0.21612 | 18.99 | -18.9899 | -18.99 | 1000 | 1000 | 18.99 | 47.44
2016-03-04 04:00:00 | 0.6235 | 0.64 | 0.22876 | 20.18 | -20.1799 | -20.18 | 1000 | 1000 | 20.18 | 49.12
2016-03-04 05:00:00 | 0.64281 | 0.65846 | 0.26928 | 26.92 | -26.9199 | -26.92 | 1000 | 1000 | 26.92 | 49.91
2016-03-04 06:00:00 | 0.64281 | 0.65846 | 0.46874 | 31.73 | -31.7299 | -31.73 | 1000 | 1000 | 31.73 | 62.94
2016-03-04 07:00:00 | 0.61707 | 0.63385 | 0.67301 | 33.97 | -33.9699 | -33.97 | 1000 | 1000 | 33.97 | 70.89
2016-03-04 08:00:00 | 0.54627 | 0.56615 | 0.76549 | 30.04 | -30.0399 | -30.04 | 1000 | 1000 | 30.04 | 71.84
2016-03-04 09:00:00 | 0.49479 | 0.51692 | 0.7631 | 26.69 | -26.6899 | -26.69 | 1000 | 1000 | 26.69 | 69.93
2016-03-04 10:00:00 | 0.44652 | 0.47077 | 0.73645 | 23.78 | -23.7799 | -23.78 | 1000 | 1000 | 23.78 | 67.82
2016-03-04 11:00:00 | 0.38538 | 0.41231 | 0.75244 | 22.48 | -22.4799 | -22.48 | 1000 | 1000 | 22.48 | 65.65
2016-03-04 12:00:00 | 0.34998 | 0.37846 | 0.78569 | 21.78 | -21.7799 | -21.78 | 1000 | 1000 | 21.78 | 64.57
2016-03-04 13:00:00 | 0.3178 | 0.34769 | 0.74358 | 21.86 | -21.8599 | -21.86 | 1000 | 1000 | 21.86 | 62.34
2016-03-04 14:00:00 | 0.33067 | 0.36 | 0.6716 | 22.48 | -22.4799 | -22.48 | 1000 | 1000 | 22.48 | 56.83
2016-03-04 15:00:00 | 0.34676 | 0.37538 | 0.6447 | 24.17 | -24.1699 | -24.17 | 1000 | 1000 | 24.17 | 53.05
2016-03-04 16:00:00 | 0.36607 | 0.39385 | 0.65698 | 29.2 | -29.1999 | -29.2 | 1000 | 1000 | 29.2 | 52.2
2016-03-04 17:00:00 | 0.41755 | 0.44308 | 0.76076 | 33.99 | -33.9899 | -33.99 | 1000 | 1000 | 33.99 | 61.19
2016-03-04 18:00:00 | 0.45617 | 0.48 | 0.8848 | 31.06 | -31.0599 | -31.06 | 1000 | 1000 | 31.06 | 70.06
2016-03-04 19:00:00 | 0.44652 | 0.47077 | 0.92169 | 27.9 | -27.8999 | -27.9 | 1000 | 1000 | 27.9 | 73.97
2016-03-04 20:00:00 | 0.49479 | 0.51692 | 0.81915 | 23.52 | -23.5199 | -23.52 | 1000 | 1000 | 23.52 | 66.01
2016-03-04 21:00:00 | 0.48191 | 0.50462 | 0.69019 | 23.8 | -23.7999 | -23.8 | 1000 | 1000 | 23.8 | 57.92
2016-03-04 22:00:00 | 0.498 | 0.52 | 0.57811 | 21.55 | -21.5499 | -21.55 | 1000 | 1000 | 21.55 | 57.66
2016-03-04 23:00:00 | 0.51409 | 0.53538 | 0.44327 | 19.15 | -19.1499 | -19.15 | 1000 | 1000 | 19.15 | 53.63
2016-03-05 00:00:00 | 0.50766 | 0.52923 | 0.36334 | 19.17 | -19.1699 | -19.17 | 1000 | 1000 | 19.17 | 49.37
2016-03-05 01:00:00 | 0.52375 | 0.54462 | 0.30185 | 19.04 | -19.0399 | -19.04 | 1000 | 1000 | 19.04 | 43.98
2016-03-05 02:00:00 | 0.49479 | 0.51692 | 0.247 | 18.96 | -18.9599 | -18.96 | 1000 | 1000 | 18.96 | 44.96
2016-03-05 03:00:00 | 0.48835 | 0.51077 | 0.23565 | 18.88 | -18.8799 | -18.88 | 1000 | 1000 | 18.88 | 45.24
2016-03-05 04:00:00 | 0.498 | 0.52 | 0.23258 | 19.01 | -19.0099 | -19.01 | 1000 | 1000 | 19.01 | 44.94
2016-03-05 05:00:00 | 0.50766 | 0.52923 | 0.24426 | 19.16 | -19.1599 | -19.16 | 1000 | 1000 | 19.16 | 46.32
2016-03-05 06:00:00 | 0.51409 | 0.53538 | 0.30966 | 20.75 | -20.7499 | -20.75 | 1000 | 1000 | 20.75 | 44.93
2016-03-05 07:00:00 | 0.50766 | 0.52923 | 0.47243 | 24.55 | -24.5499 | -24.55 | 1000 | 1000 | 24.55 | 46.73
2016-03-05 08:00:00 | 0.47226 | 0.49538 | 0.68704 | 26.9 | -26.8999 | -26.9 | 1000 | 1000 | 26.9 | 52.98
2016-03-05 09:00:00 | 0.45939 | 0.48308 | 0.80606 | 24.78 | -24.7799 | -24.78 | 1000 | 1000 | 24.78 | 56.49
2016-03-05 10:00:00 | 0.42721 | 0.45231 | 0.84283 | 24.63 | -24.6299 | -24.63 | 1000 | 1000 | 24.63 | 57.62
2016-03-05 11:00:00 | 0.39181 | 0.41846 | 0.87704 | 24.25 | -24.2499 | -24.25 | 1000 | 1000 | 24.25 | 55.02
2016-03-05 12:00:00 | 0.38859 | 0.41538 | 0.91636 | 21.14 | -21.1399 | -21.14 | 1000 | 1000 | 21.14 | 45.15
2016-03-05 13:00:00 | 0.42399 | 0.44923 | 0.88755 | 20.42 | -20.4199 | -20.42 | 1000 | 1000 | 20.42 | 41.69
2016-03-05 14:00:00 | 0.44008 | 0.46462 | 0.79022 | 20.57 | -20.5699 | -20.57 | 1000 | 1000 | 20.57 | 39.55
2016-03-05 15:00:00 | 0.44008 | 0.46462 | 0.71445 | 21.25 | -21.2499 | -21.25 | 1000 | 1000 | 21.25 | 41.63
2016-03-05 16:00:00 | 0.44652 | 0.47077 | 0.70607 | 25.92 | -25.9199 | -25.92 | 1000 | 1000 | 25.92 | 42.83
2016-03-05 17:00:00 | 0.45617 | 0.48 | 0.8672 | 34.02 | -34.0199 | -34.02 | 1000 | 1000 | 34.02 | 47.73
2016-03-05 18:00:00 | 0.45295 | 0.47692 | 0.99703 | 35 | -34.9999 | -35 | 1000 | 1000 | 35 | 63.85
2016-03-05 19:00:00 | 0.45617 | 0.48 | 1 | 27.86 | -27.8599 | -27.86 | 1000 | 1000 | 27.86 | 64.28
2016-03-05 20:00:00 | 0.46582 | 0.48923 | 0.83309 | 24.44 | -24.4399 | -24.44 | 1000 | 1000 | 24.44 | 53.78
2016-03-05 21:00:00 | 0.47548 | 0.49846 | 0.66229 | 25.18 | -25.1799 | -25.18 | 1000 | 1000 | 25.18 | 46.68
2016-03-05 22:00:00 | 0.47548 | 0.49846 | 0.60399 | 20 | -19.9999 | -20 | 1000 | 1000 | 20 | 45.16
2016-03-05 23:00:00 | 0.47548 | 0.49846 | 0.51572 | 20.69 | -20.6899 | -20.69 | 1000 | 1000 | 20.69 | 40.98
2016-03-06 00:00:00 | 0.47226 | 0.49538 | 0.39659 | 19.94 | -19.9399 | -19.94 | 1000 | 1000 | 19.94 | 43.08
2016-03-06 01:00:00 | 0.47226 | 0.49538 | 0.29555 | 19.13 | -19.1299 | -19.13 | 1000 | 1000 | 19.13 | 41.95
2016-03-06 02:00:00 | 0.46904 | 0.49231 | 0.24054 | 18.69 | -18.6899 | -18.69 | 1000 | 1000 | 18.69 | 41.98
2016-03-06 03:00:00 | 0.46582 | 0.48923 | 0.21979 | 18.58 | -18.5799 | -18.58 | 1000 | 1000 | 18.58 | 41.7
2016-03-06 04:00:00 | 0.47548 | 0.49846 | 0.20895 | 18.83 | -18.8299 | -18.83 | 1000 | 1000 | 18.83 | 42.85
2016-03-06 05:00:00 | 0.47548 | 0.49846 | 0.2107 | 18.65 | -18.6499 | -18.65 | 1000 | 1000 | 18.65 | 42.9
2016-03-06 06:00:00 | 0.4787 | 0.50154 | 0.22636 | 18.78 | -18.7799 | -18.78 | 1000 | 1000 | 18.78 | 42.67
2016-03-06 07:00:00 | 0.48191 | 0.50462 | 0.26686 | 19.28 | -19.2799 | -19.28 | 1000 | 1000 | 19.28 | 42.73
2016-03-06 08:00:00 | 0.47548 | 0.49846 | 0.42994 | 19.99 | -19.9899 | -19.99 | 1000 | 1000 | 19.99 | 43.24
2016-03-06 09:00:00 | 0.46582 | 0.48923 | 0.65048 | 20.26 | -20.2599 | -20.26 | 1000 | 1000 | 20.26 | 46.28
2016-03-06 10:00:00 | 0.45295 | 0.47692 | 0.81425 | 20.51 | -20.5099 | -20.51 | 1000 | 1000 | 20.51 | 49.17
2016-03-06 11:00:00 | 0.4433 | 0.46769 | 0.94383 | 20.02 | -20.0199 | -20.02 | 1000 | 1000 | 20.02 | 48.27
2016-03-06 12:00:00 | 0.45939 | 0.48308 | 0.96576 | 19.14 | -19.1399 | -19.14 | 1000 | 1000 | 19.14 | 43.66
2016-03-06 13:00:00 | 0.47548 | 0.49846 | 0.82374 | 18.24 | -18.2399 | -18.24 | 1000 | 1000 | 18.24 | 38.04
2016-03-06 14:00:00 | 0.48191 | 0.50462 | 0.65983 | 18.23 | -18.2299 | -18.23 | 1000 | 1000 | 18.23 | 36.79
2016-03-06 15:00:00 | 0.4787 | 0.50154 | 0.56761 | 18.73 | -18.7299 | -18.73 | 1000 | 1000 | 18.73 | 39.47
2016-03-06 16:00:00 | 0.46904 | 0.49231 | 0.52133 | 20.57 | -20.5699 | -20.57 | 1000 | 1000 | 20.57 | 41.38
2016-03-06 17:00:00 | 0.46904 | 0.49231 | 0.61979 | 28.93 | -28.9299 | -28.93 | 1000 | 1000 | 28.93 | 45.31
2016-03-06 18:00:00 | 0.47226 | 0.49538 | 0.76472 | 31.62 | -31.6199 | -31.62 | 1000 | 1000 | 31.62 | 61.85
2016-03-06 19:00:00 | 0.48513 | 0.50769 | 0.85205 | 29.17 | -29.1699 | -29.17 | 1000 | 1000 | 29.17 | 65.84
2016-03-06 20:00:00 | 0.52053 | 0.54154 | 0.77783 | 25.44 | -25.4399 | -25.44 | 1000 | 1000 | 25.44 | 62.3
2016-03-06 21:00:00 | 0.51409 | 0.53538 | 0.66127 | 27.44 | -27.4399 | -27.44 | 1000 | 1000 | 27.44 | 56.18
2016-03-06 22:00:00 | 0.50766 | 0.52923 | 0.5638 | 21.15 | -21.1499 | -21.15 | 1000 | 1000 | 21.15 | 56.16
2016-03-06 23:00:00 | 0.50766 | 0.52923 | 0.42608 | 22.04 | -22.0399 | -22.04 | 1000 | 1000 | 22.04 | 46.39
2016-03-07 00:00:00 | 0.54627 | 0.56615 | 0.31267 | 22.05 | -22.0499 | -22.05 | 1000 | 1000 | 22.05 | 49.4
2016-03-07 01:00:00 | 0.55914 | 0.57846 | 0.2388 | 20.34 | -20.3399 | -20.34 | 1000 | 1000 | 20.34 | 47.58
2016-03-07 02:00:00 | 0.56558 | 0.58462 | 0.2191 | 20.02 | -20.0199 | -20.02 | 1000 | 1000 | 20.02 | 45.95
2016-03-07 03:00:00 | 0.59132 | 0.60923 | 0.21612 | 20.09 | -20.0899 | -20.09 | 1000 | 1000 | 20.09 | 43.93
2016-03-07 04:00:00 | 0.59776 | 0.61538 | 0.22876 | 21.87 | -21.8699 | -21.87 | 1000 | 1000 | 21.87 | 43.93
2016-03-07 05:00:00 | 0.58811 | 0.60615 | 0.26928 | 32.34 | -32.3399 | -32.34 | 1000 | 1000 | 32.34 | 47.14
2016-03-07 06:00:00 | 0.58167 | 0.6 | 0.46874 | 35.97 | -35.9699 | -35.97 | 1000 | 1000 | 35.97 | 63
2016-03-07 07:00:00 | 0.5688 | 0.58769 | 0.67301 | 37.79 | -37.7899 | -37.79 | 1000 | 1000 | 37.79 | 65.92
2016-03-07 08:00:00 | 0.54305 | 0.56308 | 0.76549 | 33.07 | -33.0699 | -33.07 | 1000 | 1000 | 33.07 | 67.04
2016-03-07 09:00:00 | 0.51731 | 0.53846 | 0.7631 | 31.98 | -31.9799 | -31.98 | 1000 | 1000 | 31.98 | 65.34
2016-03-07 10:00:00 | 0.51087 | 0.53231 | 0.73645 | 29.96 | -29.9599 | -29.96 | 1000 | 1000 | 29.96 | 64.28
2016-03-07 11:00:00 | 0.45939 | 0.48308 | 0.75244 | 27.98 | -27.9799 | -27.98 | 1000 | 1000 | 27.98 | 61.26
2016-03-07 12:00:00 | 0.4433 | 0.46769 | 0.78569 | 27.44 | -27.4399 | -27.44 | 1000 | 1000 | 27.44 | 55.23
2016-03-07 13:00:00 | 0.40468 | 0.43077 | 0.74358 | 27.72 | -27.7199 | -27.72 | 1000 | 1000 | 27.72 | 55.24
2016-03-07 14:00:00 | 0.39181 | 0.41846 | 0.6716 | 27.1 | -27.0999 | -27.1 | 1000 | 1000 | 27.1 | 51.55
2016-03-07 15:00:00 | 0.39503 | 0.42154 | 0.6447 | 30.07 | -30.0699 | -30.07 | 1000 | 1000 | 30.07 | 49.5
2016-03-07 16:00:00 | 0.43043 | 0.45538 | 0.65698 | 33.97 | -33.9699 | -33.97 | 1000 | 1000 | 33.97 | 50.14
2016-03-07 17:00:00 | 0.45939 | 0.48308 | 0.76076 | 48.29 | -48.2899 | -48.29 | 1000 | 1000 | 48.29 | 59.63
2016-03-07 18:00:00 | 0.498 | 0.52 | 0.8848 | 46.65 | -46.6499 | -46.65 | 1000 | 1000 | 46.65 | 71.09
2016-03-07 19:00:00 | 0.49479 | 0.51692 | 0.92169 | 30.03 | -30.0299 | -30.03 | 1000 | 1000 | 30.03 | 82.12
2016-03-07 20:00:00 | 0.53018 | 0.55077 | 0.81915 | 27.95 | -27.9499 | -27.95 | 1000 | 1000 | 27.95 | 66.04
2016-03-07 21:00:00 | 0.5334 | 0.55385 | 0.69019 | 26.96 | -26.9599 | -26.96 | 1000 | 1000 | 26.96 | 54.93
2016-03-07 22:00:00 | 0.56558 | 0.58462 | 0.57811 | 24.47 | -24.4699 | -24.47 | 1000 | 1000 | 24.47 | 51.77
2016-03-07 23:00:00 | 0.59132 | 0.60923 | 0.44327 | 22.39 | -22.3899 | -22.39 | 1000 | 1000 | 22.39 | 45.87
2016-03-08 00:00:00 | 0.58489 | 0.60308 | 0.31267 | 22.91 | -22.9099 | -22.91 | 1000 | 1000 | 22.91 | 45.94
2016-03-08 01:00:00 | 0.59776 | 0.61538 | 0.2388 | 22.81 | -22.8099 | -22.81 | 1000 | 1000 | 22.81 | 43.96
2016-03-08 02:00:00 | 0.6589 | 0.67385 | 0.2191 | 22 | -21.9999 | -22 | 1000 | 1000 | 22 | 44.94
2016-03-08 03:00:00 | 0.63637 | 0.65231 | 0.21612 | 21.67 | -21.6699 | -21.67 | 1000 | 1000 | 21.67 | 43.99
2016-03-08 04:00:00 | 0.66212 | 0.67692 | 0.22876 | 22.7 | -22.6999 | -22.7 | 1000 | 1000 | 22.7 | 44.08
2016-03-08 05:00:00 | 0.64281 | 0.65846 | 0.26928 | 27.44 | -27.4399 | -27.44 | 1000 | 1000 | 27.44 | 46.37
2016-03-08 06:00:00 | 0.66534 | 0.68 | 0.46874 | 37.73 | -37.7299 | -37.73 | 1000 | 1000 | 37.73 | 50.28
2016-03-08 07:00:00 | 0.61707 | 0.63385 | 0.67301 | 39.08 | -39.0799 | -39.08 | 1000 | 1000 | 39.08 | 64.02
2016-03-08 08:00:00 | 0.53662 | 0.55692 | 0.76549 | 34.98 | -34.9799 | -34.98 | 1000 | 1000 | 34.98 | 64.14
2016-03-08 09:00:00 | 0.47548 | 0.49846 | 0.7631 | 28.61 | -28.6099 | -28.61 | 1000 | 1000 | 28.61 | 61.45
2016-03-08 10:00:00 | 0.41434 | 0.44 | 0.73645 | 25.42 | -25.4199 | -25.42 | 1000 | 1000 | 25.42 | 57.05
2016-03-08 11:00:00 | 0.38538 | 0.41231 | 0.75244 | 25.1 | -25.0999 | -25.1 | 1000 | 1000 | 25.1 | 55.38
2016-03-08 12:00:00 | 0.39181 | 0.41846 | 0.78569 | 24.64 | -24.6399 | -24.64 | 1000 | 1000 | 24.64 | 53.97
2016-03-08 13:00:00 | 0.36285 | 0.39077 | 0.74358 | 24.81 | -24.8099 | -24.81 | 1000 | 1000 | 24.81 | 53.56
2016-03-08 14:00:00 | 0.36607 | 0.39385 | 0.6716 | 25.09 | -25.0899 | -25.09 | 1000 | 1000 | 25.09 | 53.08
2016-03-08 15:00:00 | 0.35963 | 0.38769 | 0.6447 | 27.92 | -27.9199 | -27.92 | 1000 | 1000 | 27.92 | 50
2016-03-08 16:00:00 | 0.36929 | 0.39692 | 0.65698 | 33.1 | -33.0999 | -33.1 | 1000 | 1000 | 33.1 | 49.8
2016-03-08 17:00:00 | 0.43043 | 0.45538 | 0.76076 | 44.93 | -44.9299 | -44.93 | 1000 | 1000 | 44.93 | 53.74
2016-03-08 18:00:00 | 0.47548 | 0.49846 | 0.8848 | 40.58 | -40.5799 | -40.58 | 1000 | 1000 | 40.58 | 64.99
2016-03-08 19:00:00 | 0.51731 | 0.53846 | 0.92169 | 31.94 | -31.9399 | -31.94 | 1000 | 1000 | 31.94 | 65.9
2016-03-08 20:00:00 | 0.53984 | 0.56 | 0.81915 | 25.07 | -25.0699 | -25.07 | 1000 | 1000 | 25.07 | 59.9
2016-03-08 21:00:00 | 0.54305 | 0.56308 | 0.69019 | 27.2 | -27.1999 | -27.2 | 1000 | 1000 | 27.2 | 51.77
2016-03-08 22:00:00 | 0.56558 | 0.58462 | 0.57811 | 22.61 | -22.6099 | -22.61 | 1000 | 1000 | 22.61 | 49.15
2016-03-08 23:00:00 | 0.56236 | 0.58154 | 0.44327 | 23.8 | -23.7999 | -23.8 | 1000 | 1000 | 23.8 | 45
2016-03-09 00:00:00 | 0.57845 | 0.59692 | 0.31267 | 22.03 | -22.0299 | -22.03 | 1000 | 1000 | 22.03 | 47.44
2016-03-09 01:00:00 | 0.60419 | 0.62154 | 0.2388 | 20.94 | -20.9399 | -20.94 | 1000 | 1000 | 20.94 | 44.93
2016-03-09 02:00:00 | 0.61385 | 0.63077 | 0.2191 | 20.08 | -20.0799 | -20.08 | 1000 | 1000 | 20.08 | 43.87
2016-03-09 03:00:00 | 0.6235 | 0.64 | 0.21612 | 20.01 | -20.0099 | -20.01 | 1000 | 1000 | 20.01 | 43
2016-03-09 04:00:00 | 0.60741 | 0.62462 | 0.22876 | 21.14 | -21.1399 | -21.14 | 1000 | 1000 | 21.14 | 42.62
2016-03-09 05:00:00 | 0.61707 | 0.63385 | 0.26928 | 24.95 | -24.9499 | -24.95 | 1000 | 1000 | 24.95 | 46.87
2016-03-09 06:00:00 | 0.63316 | 0.64923 | 0.46874 | 31.92 | -31.9199 | -31.92 | 1000 | 1000 | 31.92 | 59.51
2016-03-09 07:00:00 | 0.57845 | 0.59692 | 0.67301 | 29.91 | -29.9099 | -29.91 | 1000 | 1000 | 29.91 | 63.82
2016-03-09 08:00:00 | 0.51087 | 0.53231 | 0.76549 | 25.03 | -25.0299 | -25.03 | 1000 | 1000 | 25.03 | 63.09
2016-03-09 09:00:00 | 0.45617 | 0.48 | 0.7631 | 23.43 | -23.4299 | -23.43 | 1000 | 1000 | 23.43 | 57.28
2016-03-09 10:00:00 | 0.41755 | 0.44308 | 0.73645 | 23.85 | -23.8499 | -23.85 | 1000 | 1000 | 23.85 | 53.84
2016-03-09 11:00:00 | 0.36607 | 0.39385 | 0.75244 | 22.28 | -22.2799 | -22.28 | 1000 | 1000 | 22.28 | 48.43
2016-03-09 12:00:00 | 0.34998 | 0.37846 | 0.78569 | 21.96 | -21.9599 | -21.96 | 1000 | 1000 | 21.96 | 45.6
2016-03-09 13:00:00 | 0.34032 | 0.36923 | 0.74358 | 22.48 | -22.4799 | -22.48 | 1000 | 1000 | 22.48 | 44.92
2016-03-09 14:00:00 | 0.31136 | 0.34154 | 0.6716 | 23.05 | -23.0499 | -23.05 | 1000 | 1000 | 23.05 | 46.38
2016-03-09 15:00:00 | 0.34676 | 0.37538 | 0.6447 | 24.83 | -24.8299 | -24.83 | 1000 | 1000 | 24.83 | 48.09
2016-03-09 16:00:00 | 0.37894 | 0.40615 | 0.65698 | 33 | -32.9999 | -33 | 1000 | 1000 | 33 | 51.13
2016-03-09 17:00:00 | 0.42721 | 0.45231 | 0.76076 | 38.77 | -38.7699 | -38.77 | 1000 | 1000 | 38.77 | 56.78
2016-03-09 18:00:00 | 0.45617 | 0.48 | 0.8848 | 37.99 | -37.9899 | -37.99 | 1000 | 1000 | 37.99 | 69.38
2016-03-09 19:00:00 | 0.4787 | 0.50154 | 0.92169 | 29.81 | -29.8099 | -29.81 | 1000 | 1000 | 29.81 | 78
2016-03-09 20:00:00 | 0.498 | 0.52 | 0.81915 | 25.8 | -25.7999 | -25.8 | 1000 | 1000 | 25.8 | 73.33
2016-03-09 21:00:00 | 0.52375 | 0.54462 | 0.69019 | 27.51 | -27.5099 | -27.51 | 1000 | 1000 | 27.51 | 63.05
2016-03-09 22:00:00 | 0.54305 | 0.56308 | 0.57811 | 23.41 | -23.4099 | -23.41 | 1000 | 1000 | 23.41 | 65.07
2016-03-09 23:00:00 | 0.54949 | 0.56923 | 0.44327 | 19.72 | -19.7199 | -19.72 | 1000 | 1000 | 19.72 | 56.29
2016-03-10 00:00:00 | 0.55914 | 0.57846 | 0.31267 | 20.17 | -20.1699 | -20.17 | 1000 | 1000 | 20.17 | 47.59
2016-03-10 01:00:00 | 0.56236 | 0.58154 | 0.2388 | 20.04 | -20.0399 | -20.04 | 1000 | 1000 | 20.04 | 44.6
2016-03-10 02:00:00 | 0.55914 | 0.57846 | 0.2191 | 20.16 | -20.1599 | -20.16 | 1000 | 1000 | 20.16 | 43.81
2016-03-10 03:00:00 | 0.55593 | 0.57538 | 0.21612 | 20.94 | -20.9399 | -20.94 | 1000 | 1000 | 20.94 | 43.09
2016-03-10 04:00:00 | 0.55914 | 0.57846 | 0.22876 | 21.6 | -21.5999 | -21.6 | 1000 | 1000 | 21.6 | 43.03
2016-03-10 05:00:00 | 0.54305 | 0.56308 | 0.26928 | 28.48 | -28.4799 | -28.48 | 1000 | 1000 | 28.48 | 47.58
2016-03-10 06:00:00 | 0.53018 | 0.55077 | 0.46874 | 35.44 | -35.4399 | -35.44 | 1000 | 1000 | 35.44 | 56.19
2016-03-10 07:00:00 | 0.51087 | 0.53231 | 0.67301 | 31.99 | -31.9899 | -31.99 | 1000 | 1000 | 31.99 | 64.39
2016-03-10 08:00:00 | 0.48513 | 0.50769 | 0.76549 | 30.07 | -30.0699 | -30.07 | 1000 | 1000 | 30.07 | 63.54
2016-03-10 09:00:00 | 0.44008 | 0.46462 | 0.7631 | 25.53 | -25.5299 | -25.53 | 1000 | 1000 | 25.53 | 62.01
2016-03-10 10:00:00 | 0.41112 | 0.43692 | 0.73645 | 24.71 | -24.7099 | -24.71 | 1000 | 1000 | 24.71 | 60.17
2016-03-10 11:00:00 | 0.40147 | 0.42769 | 0.75244 | 26.35 | -26.3499 | -26.35 | 1000 | 1000 | 26.35 | 53.9
2016-03-10 12:00:00 | 0.37572 | 0.40308 | 0.78569 | 25 | -24.9999 | -25 | 1000 | 1000 | 25 | 49.38
2016-03-10 13:00:00 | 0.36607 | 0.39385 | 0.74358 | 25 | -24.9999 | -25 | 1000 | 1000 | 25 | 47.61
2016-03-10 14:00:00 | 0.36607 | 0.39385 | 0.6716 | 24.89 | -24.8899 | -24.89 | 1000 | 1000 | 24.89 | 45.96
2016-03-10 15:00:00 | 0.37894 | 0.40615 | 0.6447 | 25.03 | -25.0299 | -25.03 | 1000 | 1000 | 25.03 | 46.5
2016-03-10 16:00:00 | 0.39825 | 0.42462 | 0.65698 | 29.95 | -29.9499 | -29.95 | 1000 | 1000 | 29.95 | 46.46
2016-03-10 17:00:00 | 0.41434 | 0.44 | 0.76076 | 35.49 | -35.4899 | -35.49 | 1000 | 1000 | 35.49 | 47.63
2016-03-10 18:00:00 | 0.43043 | 0.45538 | 0.8848 | 37.79 | -37.7899 | -37.79 | 1000 | 1000 | 37.79 | 57.07
2016-03-10 19:00:00 | 0.4433 | 0.46769 | 0.92169 | 30.02 | -30.0199 | -30.02 | 1000 | 1000 | 30.02 | 56.77
2016-03-10 20:00:00 | 0.46261 | 0.48615 | 0.81915 | 25.31 | -25.3099 | -25.31 | 1000 | 1000 | 25.31 | 48.06
2016-03-10 21:00:00 | 0.47226 | 0.49538 | 0.69019 | 22.72 | -22.7199 | -22.72 | 1000 | 1000 | 22.72 | 47.04
2016-03-10 22:00:00 | 0.4787 | 0.50154 | 0.57811 | 21.32 | -21.3199 | -21.32 | 1000 | 1000 | 21.32 | 45.5
2016-03-10 23:00:00 | 0.48835 | 0.51077 | 0.44327 | 22.03 | -22.0299 | -22.03 | 1000 | 1000 | 22.03 | 38.97
2016-03-11 00:00:00 | 0.49479 | 0.51692 | 0.31267 | 20.85 | -20.8499 | -20.85 | 1000 | 1000 | 20.85 | 26.72
2016-03-11 01:00:00 | 0.49157 | 0.51385 | 0.2388 | 21.03 | -21.0299 | -21.03 | 1000 | 1000 | 21.03 | 27.73
2016-03-11 02:00:00 | 0.49157 | 0.51385 | 0.2191 | 21.06 | -21.0599 | -21.06 | 1000 | 1000 | 21.06 | 28.57
2016-03-11 03:00:00 | 0.52053 | 0.54154 | 0.21612 | 21.75 | -21.7499 | -21.75 | 1000 | 1000 | 21.75 | 41.51
2016-03-11 04:00:00 | 0.51409 | 0.53538 | 0.22876 | 22.39 | -22.3899 | -22.39 | 1000 | 1000 | 22.39 | 43.46
2016-03-11 05:00:00 | 0.50766 | 0.52923 | 0.26928 | 28.34 | -28.3399 | -28.34 | 1000 | 1000 | 28.34 | 49.38
2016-03-11 06:00:00 | 0.51409 | 0.53538 | 0.46874 | 34.47 | -34.4699 | -34.47 | 1000 | 1000 | 34.47 | 58.12
2016-03-11 07:00:00 | 0.50444 | 0.52615 | 0.67301 | 38.34 | -38.3399 | -38.34 | 1000 | 1000 | 38.34 | 63.04
2016-03-11 08:00:00 | 0.49479 | 0.51692 | 0.76549 | 36.69 | -36.6899 | -36.69 | 1000 | 1000 | 36.69 | 64.83
2016-03-11 09:00:00 | 0.47226 | 0.49538 | 0.7631 | 32.91 | -32.9099 | -32.91 | 1000 | 1000 | 32.91 | 63.02
2016-03-11 10:00:00 | 0.46582 | 0.48923 | 0.73645 | 31.98 | -31.9799 | -31.98 | 1000 | 1000 | 31.98 | 61.69
2016-03-11 11:00:00 | 0.44973 | 0.47385 | 0.75244 | 29.81 | -29.8099 | -29.81 | 1000 | 1000 | 29.81 | 60.99
2016-03-11 12:00:00 | 0.44652 | 0.47077 | 0.78569 | 27.03 | -27.0299 | -27.03 | 1000 | 1000 | 27.03 | 56.76
2016-03-11 13:00:00 | 0.44652 | 0.47077 | 0.74358 | 25.01 | -25.0099 | -25.01 | 1000 | 1000 | 25.01 | 56.79
2016-03-11 14:00:00 | 0.45295 | 0.47692 | 0.6716 | 24.92 | -24.9199 | -24.92 | 1000 | 1000 | 24.92 | 54.15
2016-03-11 15:00:00 | 0.46261 | 0.48615 | 0.6447 | 24.88 | -24.8799 | -24.88 | 1000 | 1000 | 24.88 | 53.03
2016-03-11 16:00:00 | 0.45939 | 0.48308 | 0.65698 | 27.9 | -27.8999 | -27.9 | 1000 | 1000 | 27.9 | 49.05
2016-03-11 17:00:00 | 0.46904 | 0.49231 | 0.76076 | 32.55 | -32.5499 | -32.55 | 1000 | 1000 | 32.55 | 56.37
2016-03-11 18:00:00 | 0.4787 | 0.50154 | 0.8848 | 35.69 | -35.6899 | -35.69 | 1000 | 1000 | 35.69 | 67.63
2016-03-11 19:00:00 | 0.48191 | 0.50462 | 0.92169 | 30.33 | -30.3299 | -30.33 | 1000 | 1000 | 30.33 | 74.28
2016-03-11 20:00:00 | 0.49479 | 0.51692 | 0.81915 | 26.77 | -26.7699 | -26.77 | 1000 | 1000 | 26.77 | 67.5
2016-03-11 21:00:00 | 0.50766 | 0.52923 | 0.69019 | 28.2 | -28.1999 | -28.2 | 1000 | 1000 | 28.2 | 60.84
2016-03-11 22:00:00 | 0.51409 | 0.53538 | 0.57811 | 25.21 | -25.2099 | -25.21 | 1000 | 1000 | 25.21 | 62.71
2016-03-11 23:00:00 | 0.51731 | 0.53846 | 0.44327 | 29.01 | -29.0099 | -29.01 | 1000 | 1000 | 29.01 | 57.57
2016-03-12 00:00:00 | 0.52053 | 0.54154 | 0.36334 | 26.1 | -26.0999 | -26.1 | 1000 | 1000 | 26.1 | 56
2016-03-12 01:00:00 | 0.52053 | 0.54154 | 0.30185 | 25.69 | -25.6899 | -25.69 | 1000 | 1000 | 25.69 | 54.03
2016-03-12 02:00:00 | 0.52375 | 0.54462 | 0.247 | 24.5 | -24.4999 | -24.5 | 1000 | 1000 | 24.5 | 49.93
2016-03-12 03:00:00 | 0.52696 | 0.54769 | 0.23565 | 23.26 | -23.2599 | -23.26 | 1000 | 1000 | 23.26 | 46.8
2016-03-12 04:00:00 | 0.53018 | 0.55077 | 0.23258 | 24.5 | -24.4999 | -24.5 | 1000 | 1000 | 24.5 | 46.95
2016-03-12 05:00:00 | 0.52375 | 0.54462 | 0.24426 | 25.45 | -25.4499 | -25.45 | 1000 | 1000 | 25.45 | 47.67
2016-03-12 06:00:00 | 0.52053 | 0.54154 | 0.30966 | 25.51 | -25.5099 | -25.51 | 1000 | 1000 | 25.51 | 48.65
2016-03-12 07:00:00 | 0.51087 | 0.53231 | 0.47243 | 28.91 | -28.9099 | -28.91 | 1000 | 1000 | 28.91 | 50.23
2016-03-12 08:00:00 | 0.49157 | 0.51385 | 0.68704 | 30.09 | -30.0899 | -30.09 | 1000 | 1000 | 30.09 | 54.8
2016-03-12 09:00:00 | 0.48191 | 0.50462 | 0.80606 | 29.26 | -29.2599 | -29.26 | 1000 | 1000 | 29.26 | 56.36
2016-03-12 10:00:00 | 0.46904 | 0.49231 | 0.84283 | 28.44 | -28.4399 | -28.44 | 1000 | 1000 | 28.44 | 55
2016-03-12 11:00:00 | 0.46904 | 0.49231 | 0.87704 | 27.6 | -27.5999 | -27.6 | 1000 | 1000 | 27.6 | 54.39
2016-03-12 12:00:00 | 0.45617 | 0.48 | 0.91636 | 25.01 | -25.0099 | -25.01 | 1000 | 1000 | 25.01 | 54.41
2016-03-12 13:00:00 | 0.44973 | 0.47385 | 0.88755 | 23.38 | -23.3799 | -23.38 | 1000 | 1000 | 23.38 | 50.02
2016-03-12 14:00:00 | 0.45939 | 0.48308 | 0.79022 | 22.96 | -22.9599 | -22.96 | 1000 | 1000 | 22.96 | 48.2
2016-03-12 15:00:00 | 0.44973 | 0.47385 | 0.71445 | 23.67 | -23.6699 | -23.67 | 1000 | 1000 | 23.67 | 47.63
2016-03-12 16:00:00 | 0.45939 | 0.48308 | 0.70607 | 27.07 | -27.0699 | -27.07 | 1000 | 1000 | 27.07 | 48.5
2016-03-12 17:00:00 | 0.50122 | 0.52308 | 0.8672 | 34.09 | -34.0899 | -34.09 | 1000 | 1000 | 34.09 | 58.44
2016-03-12 18:00:00 | 0.56236 | 0.58154 | 0.99703 | 36.97 | -36.9699 | -36.97 | 1000 | 1000 | 36.97 | 63.04
2016-03-12 19:00:00 | 0.56558 | 0.58462 | 1 | 35 | -34.9999 | -35 | 1000 | 1000 | 35 | 64.79
2016-03-12 20:00:00 | 0.55271 | 0.57231 | 0.83309 | 30.17 | -30.1699 | -30.17 | 1000 | 1000 | 30.17 | 59.93
2016-03-12 21:00:00 | 0.54949 | 0.56923 | 0.66229 | 30.91 | -30.9099 | -30.91 | 1000 | 1000 | 30.91 | 54.34
2016-03-12 22:00:00 | 0.52696 | 0.54769 | 0.60399 | 30 | -29.9999 | -30 | 1000 | 1000 | 30 | 56.44
2016-03-12 23:00:00 | 0.52053 | 0.54154 | 0.51572 | 26.51 | -26.5099 | -26.51 | 1000 | 1000 | 26.51 | 52.63
2016-03-13 00:00:00 | 0.52053 | 0.54154 | 0.39659 | 22.65 | -22.6499 | -22.65 | 1000 | 1000 | 22.65 | 48.28
2016-03-13 01:00:00 | 0.51409 | 0.53538 | 0.29555 | 21.67 | -21.6699 | -21.67 | 1000 | 1000 | 21.67 | 47.27
2016-03-13 02:00:00 | 0.53018 | 0.55077 | 0.24054 | 21.05 | -21.0499 | -21.05 | 1000 | 1000 | 21.05 | 44.37
2016-03-13 03:00:00 | 0.53984 | 0.56 | 0.21979 | 21.12 | -21.1199 | -21.12 | 1000 | 1000 | 21.12 | 41.96
2016-03-13 04:00:00 | 0.54627 | 0.56615 | 0.20895 | 21.17 | -21.1699 | -21.17 | 1000 | 1000 | 21.17 | 41.46
2016-03-13 05:00:00 | 0.54949 | 0.56923 | 0.2107 | 21.11 | -21.1099 | -21.11 | 1000 | 1000 | 21.11 | 41.92
2016-03-13 06:00:00 | 0.54949 | 0.56923 | 0.22636 | 21.08 | -21.0799 | -21.08 | 1000 | 1000 | 21.08 | 38.22
2016-03-13 07:00:00 | 0.54305 | 0.56308 | 0.26686 | 21.31 | -21.3099 | -21.31 | 1000 | 1000 | 21.31 | 40.43
2016-03-13 08:00:00 | 0.5334 | 0.55385 | 0.42994 | 21.69 | -21.6899 | -21.69 | 1000 | 1000 | 21.69 | 44.96
2016-03-13 09:00:00 | 0.51087 | 0.53231 | 0.65048 | 21.73 | -21.7299 | -21.73 | 1000 | 1000 | 21.73 | 49.94
2016-03-13 10:00:00 | 0.498 | 0.52 | 0.81425 | 21.69 | -21.6899 | -21.69 | 1000 | 1000 | 21.69 | 52.89
2016-03-13 11:00:00 | 0.48835 | 0.51077 | 0.94383 | 21.07 | -21.0699 | -21.07 | 1000 | 1000 | 21.07 | 54.93
2016-03-13 12:00:00 | 0.47226 | 0.49538 | 0.96576 | 19.4 | -19.3999 | -19.4 | 1000 | 1000 | 19.4 | 55.12
2016-03-13 13:00:00 | 0.45939 | 0.48308 | 0.82374 | 17.78 | -17.7799 | -17.78 | 1000 | 1000 | 17.78 | 52.06
2016-03-13 14:00:00 | 0.43686 | 0.46154 | 0.65983 | 17.46 | -17.4599 | -17.46 | 1000 | 1000 | 17.46 | 47.99
2016-03-13 15:00:00 | 0.42721 | 0.45231 | 0.56761 | 18.08 | -18.0799 | -18.08 | 1000 | 1000 | 18.08 | 46.3
2016-03-13 16:00:00 | 0.4433 | 0.46769 | 0.52133 | 20.19 | -20.1899 | -20.19 | 1000 | 1000 | 20.19 | 46.15
2016-03-13 17:00:00 | 0.50122 | 0.52308 | 0.61979 | 26.08 | -26.0799 | -26.08 | 1000 | 1000 | 26.08 | 51.4
2016-03-13 18:00:00 | 0.56558 | 0.58462 | 0.76472 | 33.55 | -33.5499 | -33.55 | 1000 | 1000 | 33.55 | 61.81
2016-03-13 19:00:00 | 0.58167 | 0.6 | 0.85205 | 31.05 | -31.0499 | -31.05 | 1000 | 1000 | 31.05 | 66.52
2016-03-13 20:00:00 | 0.58489 | 0.60308 | 0.77783 | 27.24 | -27.2399 | -27.24 | 1000 | 1000 | 27.24 | 63.97
2016-03-13 21:00:00 | 0.57202 | 0.59077 | 0.66127 | 28.93 | -28.9299 | -28.93 | 1000 | 1000 | 28.93 | 58.73
2016-03-13 22:00:00 | 0.56558 | 0.58462 | 0.5638 | 26.63 | -26.6299 | -26.63 | 1000 | 1000 | 26.63 | 60.85
2016-03-13 23:00:00 | 0.5688 | 0.58769 | 0.42608 | 22.39 | -22.3899 | -22.39 | 1000 | 1000 | 22.39 | 56.19
2016-03-14 00:00:00 | 0.57202 | 0.59077 | 0.31267 | 20.7 | -20.6999 | -20.7 | 1000 | 1000 | 20.7 | 49.73
2016-03-14 01:00:00 | 0.5688 | 0.58769 | 0.2388 | 20.22 | -20.2199 | -20.22 | 1000 | 1000 | 20.22 | 47.66
2016-03-14 02:00:00 | 0.57523 | 0.59385 | 0.2191 | 19.99 | -19.9899 | -19.99 | 1000 | 1000 | 19.99 | 44.84
2016-03-14 03:00:00 | 0.59132 | 0.60923 | 0.21612 | 20.36 | -20.3599 | -20.36 | 1000 | 1000 | 20.36 | 41.95
2016-03-14 04:00:00 | 0.59132 | 0.60923 | 0.22876 | 21.92 | -21.9199 | -21.92 | 1000 | 1000 | 21.92 | 42.07
2016-03-14 05:00:00 | 0.59132 | 0.60923 | 0.26928 | 29.46 | -29.4599 | -29.46 | 1000 | 1000 | 29.46 | 45.94
2016-03-14 06:00:00 | 0.59454 | 0.61231 | 0.46874 | 35.43 | -35.4299 | -35.43 | 1000 | 1000 | 35.43 | 63.62
2016-03-14 07:00:00 | 0.59776 | 0.61538 | 0.67301 | 35.81 | -35.8099 | -35.81 | 1000 | 1000 | 35.81 | 64.91
2016-03-14 08:00:00 | 0.57845 | 0.59692 | 0.76549 | 31.75 | -31.7499 | -31.75 | 1000 | 1000 | 31.75 | 69.72
2016-03-14 09:00:00 | 0.56558 | 0.58462 | 0.7631 | 28.82 | -28.8199 | -28.82 | 1000 | 1000 | 28.82 | 70.33
2016-03-14 10:00:00 | 0.53662 | 0.55692 | 0.73645 | 24.33 | -24.3299 | -24.33 | 1000 | 1000 | 24.33 | 67.17
2016-03-14 11:00:00 | 0.49157 | 0.51385 | 0.75244 | 23.31 | -23.3099 | -23.31 | 1000 | 1000 | 23.31 | 66.42
2016-03-14 12:00:00 | 0.46582 | 0.48923 | 0.78569 | 22.84 | -22.8399 | -22.84 | 1000 | 1000 | 22.84 | 65.61
2016-03-14 13:00:00 | 0.41434 | 0.44 | 0.74358 | 22.55 | -22.5499 | -22.55 | 1000 | 1000 | 22.55 | 65.15
2016-03-14 14:00:00 | 0.3725 | 0.4 | 0.6716 | 23.04 | -23.0399 | -23.04 | 1000 | 1000 | 23.04 | 63.67
2016-03-14 15:00:00 | 0.3725 | 0.4 | 0.6447 | 24.8 | -24.7999 | -24.8 | 1000 | 1000 | 24.8 | 62.91
2016-03-14 16:00:00 | 0.37572 | 0.40308 | 0.65698 | 30.71 | -30.7099 | -30.71 | 1000 | 1000 | 30.71 | 61.19
2016-03-14 17:00:00 | 0.40147 | 0.42769 | 0.76076 | 39.48 | -39.4799 | -39.48 | 1000 | 1000 | 39.48 | 61.99
2016-03-14 18:00:00 | 0.43364 | 0.45846 | 0.8848 | 47.92 | -47.9199 | -47.92 | 1000 | 1000 | 47.92 | 67.66
2016-03-14 19:00:00 | 0.43043 | 0.45538 | 0.92169 | 34.32 | -34.3199 | -34.32 | 1000 | 1000 | 34.32 | 77.08
2016-03-14 20:00:00 | 0.4433 | 0.46769 | 0.81915 | 29.48 | -29.4799 | -29.48 | 1000 | 1000 | 29.48 | 63.99
2016-03-14 21:00:00 | 0.46904 | 0.49231 | 0.69019 | 26.37 | -26.3699 | -26.37 | 1000 | 1000 | 26.37 | 55.02
2016-03-14 22:00:00 | 0.4787 | 0.50154 | 0.57811 | 22.91 | -22.9099 | -22.91 | 1000 | 1000 | 22.91 | 54.31
2016-03-14 23:00:00 | 0.48191 | 0.50462 | 0.44327 | 21.1 | -21.0999 | -21.1 | 1000 | 1000 | 21.1 | 48.18
2016-03-15 00:00:00 | 0.4787 | 0.50154 | 0.31267 | 20.76 | -20.7599 | -20.76 | 1000 | 1000 | 20.76 | 49.02
2016-03-15 01:00:00 | 0.47226 | 0.49538 | 0.2388 | 21.17 | -21.1699 | -21.17 | 1000 | 1000 | 21.17 | 46.2
2016-03-15 02:00:00 | 0.46261 | 0.48615 | 0.2191 | 20.74 | -20.7399 | -20.74 | 1000 | 1000 | 20.74 | 43.95
2016-03-15 03:00:00 | 0.45617 | 0.48 | 0.21612 | 20.91 | -20.9099 | -20.91 | 1000 | 1000 | 20.91 | 42.83
2016-03-15 04:00:00 | 0.45939 | 0.48308 | 0.22876 | 22.86 | -22.8599 | -22.86 | 1000 | 1000 | 22.86 | 43.9
2016-03-15 05:00:00 | 0.46261 | 0.48615 | 0.26928 | 27.1 | -27.0999 | -27.1 | 1000 | 1000 | 27.1 | 46.06
2016-03-15 06:00:00 | 0.45617 | 0.48 | 0.46874 | 33.69 | -33.6899 | -33.69 | 1000 | 1000 | 33.69 | 54.48
2016-03-15 07:00:00 | 0.44008 | 0.46462 | 0.67301 | 38.47 | -38.4699 | -38.47 | 1000 | 1000 | 38.47 | 64.76
2016-03-15 08:00:00 | 0.42399 | 0.44923 | 0.76549 | 35.96 | -35.9599 | -35.96 | 1000 | 1000 | 35.96 | 65.99
2016-03-15 09:00:00 | 0.43686 | 0.46154 | 0.7631 | 36.09 | -36.0899 | -36.09 | 1000 | 1000 | 36.09 | 64.56
2016-03-15 10:00:00 | 0.43043 | 0.45538 | 0.73645 | 34.31 | -34.3099 | -34.31 | 1000 | 1000 | 34.31 | 62.54
2016-03-15 11:00:00 | 0.42077 | 0.44615 | 0.75244 | 30.93 | -30.9299 | -30.93 | 1000 | 1000 | 30.93 | 61.2
2016-03-15 12:00:00 | 0.38859 | 0.41538 | 0.78569 | 27.44 | -27.4399 | -27.44 | 1000 | 1000 | 27.44 | 57.04
2016-03-15 13:00:00 | 0.36929 | 0.39692 | 0.74358 | 24.78 | -24.7799 | -24.78 | 1000 | 1000 | 24.78 | 53.34
2016-03-15 14:00:00 | 0.38859 | 0.41538 | 0.6716 | 23.71 | -23.7099 | -23.71 | 1000 | 1000 | 23.71 | 49.74
2016-03-15 15:00:00 | 0.41112 | 0.43692 | 0.6447 | 23.3 | -23.2999 | -23.3 | 1000 | 1000 | 23.3 | 48.28
2016-03-15 16:00:00 | 0.42721 | 0.45231 | 0.65698 | 25.45 | -25.4499 | -25.45 | 1000 | 1000 | 25.45 | 47.16
2016-03-15 17:00:00 | 0.43686 | 0.46154 | 0.76076 | 31.91 | -31.9099 | -31.91 | 1000 | 1000 | 31.91 | 51.55
2016-03-15 18:00:00 | 0.44652 | 0.47077 | 0.8848 | 34.13 | -34.1299 | -34.13 | 1000 | 1000 | 34.13 | 64.23
2016-03-15 19:00:00 | 0.4433 | 0.46769 | 0.92169 | 29.06 | -29.0599 | -29.06 | 1000 | 1000 | 29.06 | 66.95
2016-03-15 20:00:00 | 0.45295 | 0.47692 | 0.81915 | 24.15 | -24.1499 | -24.15 | 1000 | 1000 | 24.15 | 61.53
2016-03-15 21:00:00 | 0.45939 | 0.48308 | 0.69019 | 22.52 | -22.5199 | -22.52 | 1000 | 1000 | 22.52 | 48.8
2016-03-15 22:00:00 | 0.47548 | 0.49846 | 0.57811 | 20.95 | -20.9499 | -20.95 | 1000 | 1000 | 20.95 | 49.93
2016-03-15 23:00:00 | 0.4787 | 0.50154 | 0.44327 | 21.22 | -21.2199 | -21.22 | 1000 | 1000 | 21.22 | 47.86
2016-03-16 00:00:00 | 0.4787 | 0.50154 | 0.31267 | 20.92 | -20.9199 | -20.92 | 1000 | 1000 | 20.92 | 43.96
2016-03-16 01:00:00 | 0.47226 | 0.49538 | 0.2388 | 20.45 | -20.4499 | -20.45 | 1000 | 1000 | 20.45 | 41.08
2016-03-16 02:00:00 | 0.50122 | 0.52308 | 0.2191 | 20.06 | -20.0599 | -20.06 | 1000 | 1000 | 20.06 | 33.65
2016-03-16 03:00:00 | 0.51731 | 0.53846 | 0.21612 | 20.49 | -20.4899 | -20.49 | 1000 | 1000 | 20.49 | 23.39
2016-03-16 04:00:00 | 0.54627 | 0.56615 | 0.22876 | 21.59 | -21.5899 | -21.59 | 1000 | 1000 | 21.59 | 34.93
2016-03-16 05:00:00 | 0.56558 | 0.58462 | 0.26928 | 26.24 | -26.2399 | -26.24 | 1000 | 1000 | 26.24 | 45
2016-03-16 06:00:00 | 0.55914 | 0.57846 | 0.46874 | 33.94 | -33.9399 | -33.94 | 1000 | 1000 | 33.94 | 50.55
2016-03-16 07:00:00 | 0.5334 | 0.55385 | 0.67301 | 32.99 | -32.9899 | -32.99 | 1000 | 1000 | 32.99 | 62.21
2016-03-16 08:00:00 | 0.4787 | 0.50154 | 0.76549 | 24.71 | -24.7099 | -24.71 | 1000 | 1000 | 24.71 | 66.39
2016-03-16 09:00:00 | 0.43364 | 0.45846 | 0.7631 | 22.48 | -22.4799 | -22.48 | 1000 | 1000 | 22.48 | 66.08
2016-03-16 10:00:00 | 0.39503 | 0.42154 | 0.73645 | 22.43 | -22.4299 | -22.43 | 1000 | 1000 | 22.43 | 65
2016-03-16 11:00:00 | 0.35963 | 0.38769 | 0.75244 | 22.16 | -22.1599 | -22.16 | 1000 | 1000 | 22.16 | 64.38
2016-03-16 12:00:00 | 0.33389 | 0.36308 | 0.78569 | 21.85 | -21.8499 | -21.85 | 1000 | 1000 | 21.85 | 61.94
2016-03-16 13:00:00 | 0.3178 | 0.34769 | 0.74358 | 21.9 | -21.8999 | -21.9 | 1000 | 1000 | 21.9 | 58.87
2016-03-16 14:00:00 | 0.30815 | 0.33846 | 0.6716 | 22.28 | -22.2799 | -22.28 | 1000 | 1000 | 22.28 | 54.91
2016-03-16 15:00:00 | 0.30493 | 0.33538 | 0.6447 | 23.67 | -23.6699 | -23.67 | 1000 | 1000 | 23.67 | 51.81
2016-03-16 16:00:00 | 0.31458 | 0.34462 | 0.65698 | 29.92 | -29.9199 | -29.92 | 1000 | 1000 | 29.92 | 51.08
2016-03-16 17:00:00 | 0.34032 | 0.36923 | 0.76076 | 35.6 | -35.5999 | -35.6 | 1000 | 1000 | 35.6 | 52.57
2016-03-16 18:00:00 | 0.43043 | 0.45538 | 0.8848 | 39.2 | -39.1999 | -39.2 | 1000 | 1000 | 39.2 | 63.28
2016-03-16 19:00:00 | 0.46904 | 0.49231 | 0.92169 | 32.02 | -32.0199 | -32.02 | 1000 | 1000 | 32.02 | 67.09
2016-03-16 20:00:00 | 0.49479 | 0.51692 | 0.81915 | 27.04 | -27.0399 | -27.04 | 1000 | 1000 | 27.04 | 63.46
2016-03-16 21:00:00 | 0.57523 | 0.59385 | 0.69019 | 23.7 | -23.6999 | -23.7 | 1000 | 1000 | 23.7 | 52.6
2016-03-16 22:00:00 | 0.59132 | 0.60923 | 0.57811 | 22.97 | -22.9699 | -22.97 | 1000 | 1000 | 22.97 | 51.69
2016-03-16 23:00:00 | 0.62028 | 0.63692 | 0.44327 | 23.08 | -23.0799 | -23.08 | 1000 | 1000 | 23.08 | 45.82
2016-03-17 00:00:00 | 0.60741 | 0.62462 | 0.31267 | 22.3 | -22.2999 | -22.3 | 1000 | 1000 | 22.3 | 42.94
2016-03-17 01:00:00 | 0.62994 | 0.64615 | 0.2388 | 22.13 | -22.1299 | -22.13 | 1000 | 1000 | 22.13 | 37.04
2016-03-17 02:00:00 | 0.64281 | 0.65846 | 0.2191 | 22.27 | -22.2699 | -22.27 | 1000 | 1000 | 22.27 | 33.33
2016-03-17 03:00:00 | 0.63316 | 0.64923 | 0.21612 | 22.24 | -22.2399 | -22.24 | 1000 | 1000 | 22.24 | 29.41
2016-03-17 04:00:00 | 0.64281 | 0.65846 | 0.22876 | 23.55 | -23.5499 | -23.55 | 1000 | 1000 | 23.55 | 33.41
2016-03-17 05:00:00 | 0.65568 | 0.67077 | 0.26928 | 33.9 | -33.8999 | -33.9 | 1000 | 1000 | 33.9 | 43.04
2016-03-17 06:00:00 | 0.63637 | 0.65231 | 0.46874 | 38.16 | -38.1599 | -38.16 | 1000 | 1000 | 38.16 | 49.93
2016-03-17 07:00:00 | 0.57523 | 0.59385 | 0.67301 | 34.97 | -34.9699 | -34.97 | 1000 | 1000 | 34.97 | 57.81
2016-03-17 08:00:00 | 0.50122 | 0.52308 | 0.76549 | 25.98 | -25.9799 | -25.98 | 1000 | 1000 | 25.98 | 63.62
2016-03-17 09:00:00 | 0.41434 | 0.44 | 0.7631 | 23.11 | -23.1099 | -23.11 | 1000 | 1000 | 23.11 | 64.01
2016-03-17 10:00:00 | 0.34032 | 0.36923 | 0.73645 | 22.96 | -22.9599 | -22.96 | 1000 | 1000 | 22.96 | 65.99
2016-03-17 11:00:00 | 0.30171 | 0.33231 | 0.75244 | 22.38 | -22.3799 | -22.38 | 1000 | 1000 | 22.38 | 68.12
2016-03-17 12:00:00 | 0.25022 | 0.28308 | 0.78569 | 22.2 | -22.1999 | -22.2 | 1000 | 1000 | 22.2 | 67.5
2016-03-17 13:00:00 | 0.24379 | 0.27692 | 0.74358 | 22.15 | -22.1499 | -22.15 | 1000 | 1000 | 22.15 | 68.02
2016-03-17 14:00:00 | 0.23092 | 0.26462 | 0.6716 | 22.43 | -22.4299 | -22.43 | 1000 | 1000 | 22.43 | 65.39
2016-03-17 15:00:00 | 0.22126 | 0.25538 | 0.6447 | 25.85 | -25.8499 | -25.85 | 1000 | 1000 | 25.85 | 60.58
2016-03-17 16:00:00 | 0.23092 | 0.26462 | 0.65698 | 31.92 | -31.9199 | -31.92 | 1000 | 1000 | 31.92 | 58.14
2016-03-17 17:00:00 | 0.28884 | 0.32 | 0.76076 | 38.81 | -38.8099 | -38.81 | 1000 | 1000 | 38.81 | 61.91
2016-03-17 18:00:00 | 0.34032 | 0.36923 | 0.8848 | 46.69 | -46.6899 | -46.69 | 1000 | 1000 | 46.69 | 69.6
2016-03-17 19:00:00 | 0.38216 | 0.40923 | 0.92169 | 37.76 | -37.7599 | -37.76 | 1000 | 1000 | 37.76 | 74.28
2016-03-17 20:00:00 | 0.42721 | 0.45231 | 0.81915 | 30.98 | -30.9799 | -30.98 | 1000 | 1000 | 30.98 | 68.58
2016-03-17 21:00:00 | 0.45617 | 0.48 | 0.69019 | 25.48 | -25.4799 | -25.48 | 1000 | 1000 | 25.48 | 57.55
2016-03-17 22:00:00 | 0.4787 | 0.50154 | 0.57811 | 21.84 | -21.8399 | -21.84 | 1000 | 1000 | 21.84 | 54.81
2016-03-17 23:00:00 | 0.48835 | 0.51077 | 0.44327 | 20.34 | -20.3399 | -20.34 | 1000 | 1000 | 20.34 | 49.93
2016-03-18 00:00:00 | 0.50122 | 0.52308 | 0.31267 | 19.47 | -19.4699 | -19.47 | 1000 | 1000 | 19.47 | 51.86
2016-03-18 01:00:00 | 0.49479 | 0.51692 | 0.2388 | 19.49 | -19.4899 | -19.49 | 1000 | 1000 | 19.49 | 50.5
2016-03-18 02:00:00 | 0.52696 | 0.54769 | 0.2191 | 19.67 | -19.6699 | -19.67 | 1000 | 1000 | 19.67 | 47.53
2016-03-18 03:00:00 | 0.4787 | 0.50154 | 0.21612 | 20.14 | -20.1399 | -20.14 | 1000 | 1000 | 20.14 | 44.48
2016-03-18 04:00:00 | 0.47226 | 0.49538 | 0.22876 | 21.58 | -21.5799 | -21.58 | 1000 | 1000 | 21.58 | 45.12
2016-03-18 05:00:00 | 0.47548 | 0.49846 | 0.26928 | 24.86 | -24.8599 | -24.86 | 1000 | 1000 | 24.86 | 49.9
2016-03-18 06:00:00 | 0.4787 | 0.50154 | 0.46874 | 32.69 | -32.6899 | -32.69 | 1000 | 1000 | 32.69 | 65.99
2016-03-18 07:00:00 | 0.47226 | 0.49538 | 0.67301 | 29.94 | -29.9399 | -29.94 | 1000 | 1000 | 29.94 | 72.08
2016-03-18 08:00:00 | 0.46261 | 0.48615 | 0.76549 | 23.88 | -23.8799 | -23.88 | 1000 | 1000 | 23.88 | 72.35
2016-03-18 09:00:00 | 0.44652 | 0.47077 | 0.7631 | 22.43 | -22.4299 | -22.43 | 1000 | 1000 | 22.43 | 72.1
2016-03-18 10:00:00 | 0.43364 | 0.45846 | 0.73645 | 22.92 | -22.9199 | -22.92 | 1000 | 1000 | 22.92 | 71.93
2016-03-18 11:00:00 | 0.41434 | 0.44 | 0.75244 | 22.59 | -22.5899 | -22.59 | 1000 | 1000 | 22.59 | 71.73
2016-03-18 12:00:00 | 0.41112 | 0.43692 | 0.78569 | 22.53 | -22.5299 | -22.53 | 1000 | 1000 | 22.53 | 70.17
2016-03-18 13:00:00 | 0.40468 | 0.43077 | 0.74358 | 22.56 | -22.5599 | -22.56 | 1000 | 1000 | 22.56 | 68
2016-03-18 14:00:00 | 0.40468 | 0.43077 | 0.6716 | 23.46 | -23.4599 | -23.46 | 1000 | 1000 | 23.46 | 60.98
2016-03-18 15:00:00 | 0.41112 | 0.43692 | 0.6447 | 24.42 | -24.4199 | -24.42 | 1000 | 1000 | 24.42 | 57.54
2016-03-18 16:00:00 | 0.41755 | 0.44308 | 0.65698 | 27.82 | -27.8199 | -27.82 | 1000 | 1000 | 27.82 | 53.86
2016-03-18 17:00:00 | 0.42399 | 0.44923 | 0.76076 | 33.99 | -33.9899 | -33.99 | 1000 | 1000 | 33.99 | 57.6
2016-03-18 18:00:00 | 0.42721 | 0.45231 | 0.8848 | 39.3 | -39.2999 | -39.3 | 1000 | 1000 | 39.3 | 68.02
2016-03-18 19:00:00 | 0.43043 | 0.45538 | 0.92169 | 33.91 | -33.9099 | -33.91 | 1000 | 1000 | 33.91 | 70.35
2016-03-18 20:00:00 | 0.43364 | 0.45846 | 0.81915 | 27.09 | -27.0899 | -27.09 | 1000 | 1000 | 27.09 | 64.1
2016-03-18 21:00:00 | 0.4433 | 0.46769 | 0.69019 | 26.92 | -26.9199 | -26.92 | 1000 | 1000 | 26.92 | 54.09
2016-03-18 22:00:00 | 0.44008 | 0.46462 | 0.57811 | 23.78 | -23.7799 | -23.78 | 1000 | 1000 | 23.78 | 55.12
2016-03-18 23:00:00 | 0.44652 | 0.47077 | 0.44327 | 23.37 | -23.3699 | -23.37 | 1000 | 1000 | 23.37 | 51.37
2016-03-19 00:00:00 | 0.45295 | 0.47692 | 0.36334 | 21.68 | -21.6799 | -21.68 | 1000 | 1000 | 21.68 | 48.04
2016-03-19 01:00:00 | 0.45939 | 0.48308 | 0.30185 | 21.66 | -21.6599 | -21.66 | 1000 | 1000 | 21.66 | 45.99
2016-03-19 02:00:00 | 0.46261 | 0.48615 | 0.247 | 22.6 | -22.5999 | -22.6 | 1000 | 1000 | 22.6 | 44.02
2016-03-19 03:00:00 | 0.46261 | 0.48615 | 0.23565 | 22.71 | -22.7099 | -22.71 | 1000 | 1000 | 22.71 | 43
2016-03-19 04:00:00 | 0.46582 | 0.48923 | 0.23258 | 22.2 | -22.1999 | -22.2 | 1000 | 1000 | 22.2 | 39.95
2016-03-19 05:00:00 | 0.46582 | 0.48923 | 0.24426 | 22.4 | -22.3999 | -22.4 | 1000 | 1000 | 22.4 | 39.93
2016-03-19 06:00:00 | 0.46582 | 0.48923 | 0.30966 | 28.93 | -28.9299 | -28.93 | 1000 | 1000 | 28.93 | 38.22
2016-03-19 07:00:00 | 0.44973 | 0.47385 | 0.47243 | 29.38 | -29.3799 | -29.38 | 1000 | 1000 | 29.38 | 42.05
2016-03-19 08:00:00 | 0.44652 | 0.47077 | 0.68704 | 28.58 | -28.5799 | -28.58 | 1000 | 1000 | 28.58 | 47.89
2016-03-19 09:00:00 | 0.43043 | 0.45538 | 0.80606 | 26.96 | -26.9599 | -26.96 | 1000 | 1000 | 26.96 | 52.73
2016-03-19 10:00:00 | 0.37894 | 0.40615 | 0.84283 | 24.79 | -24.7899 | -24.79 | 1000 | 1000 | 24.79 | 52.79
2016-03-19 11:00:00 | 0.33711 | 0.36615 | 0.87704 | 23.04 | -23.0399 | -23.04 | 1000 | 1000 | 23.04 | 53.03
2016-03-19 12:00:00 | 0.2824 | 0.31385 | 0.91636 | 22.04 | -22.0399 | -22.04 | 1000 | 1000 | 22.04 | 52.54
2016-03-19 13:00:00 | 0.25666 | 0.28923 | 0.88755 | 21.12 | -21.1199 | -21.12 | 1000 | 1000 | 21.12 | 49.84
2016-03-19 14:00:00 | 0.25022 | 0.28308 | 0.79022 | 20.93 | -20.9299 | -20.93 | 1000 | 1000 | 20.93 | 46.95
2016-03-19 15:00:00 | 0.24379 | 0.27692 | 0.71445 | 21.3 | -21.2999 | -21.3 | 1000 | 1000 | 21.3 | 44.76
2016-03-19 16:00:00 | 0.26309 | 0.29538 | 0.70607 | 24 | -23.9999 | -24 | 1000 | 1000 | 24 | 45.31
2016-03-19 17:00:00 | 0.30815 | 0.33846 | 0.8672 | 31.21 | -31.2099 | -31.21 | 1000 | 1000 | 31.21 | 49.81
2016-03-19 18:00:00 | 0.38538 | 0.41231 | 0.99703 | 35.42 | -35.4199 | -35.42 | 1000 | 1000 | 35.42 | 66.03
2016-03-19 19:00:00 | 0.44008 | 0.46462 | 1 | 26.18 | -26.1799 | -26.18 | 1000 | 1000 | 26.18 | 71.99
2016-03-19 20:00:00 | 0.48513 | 0.50769 | 0.83309 | 22.78 | -22.7799 | -22.78 | 1000 | 1000 | 22.78 | 60.89
2016-03-19 21:00:00 | 0.45939 | 0.48308 | 0.66229 | 24.69 | -24.6899 | -24.69 | 1000 | 1000 | 24.69 | 52.06
2016-03-19 22:00:00 | 0.4433 | 0.46769 | 0.60399 | 21.21 | -21.2099 | -21.21 | 1000 | 1000 | 21.21 | 52.79
2016-03-19 23:00:00 | 0.47226 | 0.49538 | 0.51572 | 17.73 | -17.7299 | -17.73 | 1000 | 1000 | 17.73 | 50.46
2016-03-20 00:00:00 | 0.43043 | 0.45538 | 0.39659 | 17.04 | -17.0399 | -17.04 | 1000 | 1000 | 17.04 | 53.2
2016-03-20 01:00:00 | 0.43686 | 0.46154 | 0.29555 | 18.63 | -18.6299 | -18.63 | 1000 | 1000 | 18.63 | 50.15
2016-03-20 02:00:00 | 0.45295 | 0.47692 | 0.24054 | 18.59 | -18.5899 | -18.59 | 1000 | 1000 | 18.59 | 44.37
2016-03-20 03:00:00 | 0.43686 | 0.46154 | 0.21979 | 18.71 | -18.7099 | -18.71 | 1000 | 1000 | 18.71 | 42.85
2016-03-20 04:00:00 | 0.43043 | 0.45538 | 0.20895 | 18.73 | -18.7299 | -18.73 | 1000 | 1000 | 18.73 | 39.93
2016-03-20 05:00:00 | 0.41755 | 0.44308 | 0.2107 | 18.51 | -18.5099 | -18.51 | 1000 | 1000 | 18.51 | 41.65
2016-03-20 06:00:00 | 0.43043 | 0.45538 | 0.22636 | 17.05 | -17.0499 | -17.05 | 1000 | 1000 | 17.05 | 35.09
2016-03-20 07:00:00 | 0.42399 | 0.44923 | 0.26686 | 16.04 | -16.0399 | -16.04 | 1000 | 1000 | 16.04 | 33.55
2016-03-20 08:00:00 | 0.43364 | 0.45846 | 0.42994 | 16.09 | -16.0899 | -16.09 | 1000 | 1000 | 16.09 | 43.18
2016-03-20 09:00:00 | 0.43043 | 0.45538 | 0.65048 | 14.33 | -14.3299 | -14.33 | 1000 | 1000 | 14.33 | 48.5
2016-03-20 10:00:00 | 0.41755 | 0.44308 | 0.81425 | 16.07 | -16.0699 | -16.07 | 1000 | 1000 | 16.07 | 51.1
2016-03-20 11:00:00 | 0.41755 | 0.44308 | 0.94383 | 13.19 | -13.1899 | -13.19 | 1000 | 1000 | 13.19 | 52.1
2016-03-20 12:00:00 | 0.40468 | 0.43077 | 0.96576 | 12.44 | -12.4399 | -12.44 | 1000 | 1000 | 12.44 | 51.12
2016-03-20 13:00:00 | 0.39181 | 0.41846 | 0.82374 | 12 | -11.9999 | -12 | 1000 | 1000 | 12 | 43.02
2016-03-20 14:00:00 | 0.35963 | 0.38769 | 0.65983 | 12.69 | -12.6899 | -12.69 | 1000 | 1000 | 12.69 | 37.23
2016-03-20 15:00:00 | 0.34676 | 0.37538 | 0.56761 | 13.59 | -13.5899 | -13.59 | 1000 | 1000 | 13.59 | 33.71
2016-03-20 16:00:00 | 0.3725 | 0.4 | 0.52133 | 19.02 | -19.0199 | -19.02 | 1000 | 1000 | 19.02 | 42.59
2016-03-20 17:00:00 | 0.38216 | 0.40923 | 0.61979 | 23.54 | -23.5399 | -23.54 | 1000 | 1000 | 23.54 | 44.87
2016-03-20 18:00:00 | 0.41755 | 0.44308 | 0.76472 | 25.86 | -25.8599 | -25.86 | 1000 | 1000 | 25.86 | 59.39
2016-03-20 19:00:00 | 0.43364 | 0.45846 | 0.85205 | 22.66 | -22.6599 | -22.66 | 1000 | 1000 | 22.66 | 69
2016-03-20 20:00:00 | 0.46261 | 0.48615 | 0.77783 | 22.32 | -22.3199 | -22.32 | 1000 | 1000 | 22.32 | 62.98
2016-03-20 21:00:00 | 0.4787 | 0.50154 | 0.66127 | 24.03 | -24.0299 | -24.03 | 1000 | 1000 | 24.03 | 54.1
2016-03-20 22:00:00 | 0.49157 | 0.51385 | 0.5638 | 20.33 | -20.3299 | -20.33 | 1000 | 1000 | 20.33 | 55.9
2016-03-20 23:00:00 | 0.52696 | 0.54769 | 0.42608 | 20.82 | -20.8199 | -20.82 | 1000 | 1000 | 20.82 | 49.96
2016-03-21 00:00:00 | 0.54305 | 0.56308 | 0.35579 | 19.9 | -19.8999 | -19.9 | 1000 | 1000 | 19.9 | 49.17
2016-03-21 01:00:00 | 0.54305 | 0.56308 | 0.2723 | 19.79 | -19.7899 | -19.79 | 1000 | 1000 | 19.79 | 45.54
2016-03-21 02:00:00 | 0.52375 | 0.54462 | 0.24656 | 19.9 | -19.8999 | -19.9 | 1000 | 1000 | 19.9 | 41.98
2016-03-21 03:00:00 | 0.51087 | 0.53231 | 0.24182 | 20.4 | -20.3999 | -20.4 | 1000 | 1000 | 20.4 | 36.68
2016-03-21 04:00:00 | 0.47548 | 0.49846 | 0.25666 | 23.18 | -23.1799 | -23.18 | 1000 | 1000 | 23.18 | 39.18
2016-03-21 05:00:00 | 0.48191 | 0.50462 | 0.30259 | 32.01 | -32.0099 | -32.01 | 1000 | 1000 | 32.01 | 42.97
2016-03-21 06:00:00 | 0.46904 | 0.49231 | 0.48151 | 31.72 | -31.7199 | -31.72 | 1000 | 1000 | 31.72 | 53.83
2016-03-21 07:00:00 | 0.45939 | 0.48308 | 0.66658 | 30.94 | -30.9399 | -30.94 | 1000 | 1000 | 30.94 | 67.38
2016-03-21 08:00:00 | 0.41434 | 0.44 | 0.76801 | 30.04 | -30.0399 | -30.04 | 1000 | 1000 | 30.04 | 68.47
2016-03-21 09:00:00 | 0.36607 | 0.39385 | 0.79951 | 24.9 | -24.8999 | -24.9 | 1000 | 1000 | 24.9 | 68.3
2016-03-21 10:00:00 | 0.36929 | 0.39692 | 0.78557 | 24.73 | -24.7299 | -24.73 | 1000 | 1000 | 24.73 | 65.42
2016-03-21 11:00:00 | 0.33711 | 0.36615 | 0.79764 | 26.03 | -26.0299 | -26.03 | 1000 | 1000 | 26.03 | 64.93
2016-03-21 12:00:00 | 0.33711 | 0.36615 | 0.85187 | 24.53 | -24.5299 | -24.53 | 1000 | 1000 | 24.53 | 59.07
2016-03-21 13:00:00 | 0.34998 | 0.37846 | 0.80371 | 23.75 | -23.7499 | -23.75 | 1000 | 1000 | 23.75 | 56.82
2016-03-21 14:00:00 | 0.37894 | 0.40615 | 0.71281 | 24.28 | -24.2799 | -24.28 | 1000 | 1000 | 24.28 | 54.09
2016-03-21 15:00:00 | 0.37894 | 0.40615 | 0.66962 | 23.91 | -23.9099 | -23.91 | 1000 | 1000 | 23.91 | 53.03
2016-03-21 16:00:00 | 0.35641 | 0.38462 | 0.64249 | 26.87 | -26.8699 | -26.87 | 1000 | 1000 | 26.87 | 52.22
2016-03-21 17:00:00 | 0.35641 | 0.38462 | 0.6827 | 30.1 | -30.0999 | -30.1 | 1000 | 1000 | 30.1 | 56.76
2016-03-21 18:00:00 | 0.36607 | 0.39385 | 0.76871 | 33.49 | -33.4899 | -33.49 | 1000 | 1000 | 33.49 | 67.42
2016-03-21 19:00:00 | 0.38538 | 0.41231 | 0.84092 | 29.9 | -29.8999 | -29.9 | 1000 | 1000 | 29.9 | 77.1
2016-03-21 20:00:00 | 0.41112 | 0.43692 | 0.81374 | 23.02 | -23.0199 | -23.02 | 1000 | 1000 | 23.02 | 65.41
2016-03-21 21:00:00 | 0.41434 | 0.44 | 0.75678 | 22.11 | -22.1099 | -22.11 | 1000 | 1000 | 22.11 | 56.2
2016-03-21 22:00:00 | 0.40468 | 0.43077 | 0.66533 | 20.9 | -20.8999 | -20.9 | 1000 | 1000 | 20.9 | 53.02
2016-03-21 23:00:00 | 0.41755 | 0.44308 | 0.5102 | 20.28 | -20.2799 | -20.28 | 1000 | 1000 | 20.28 | 50.07
2016-03-22 00:00:00 | 0.41112 | 0.43692 | 0.35579 | 20.08 | -20.0799 | -20.08 | 1000 | 1000 | 20.08 | 47.45
2016-03-22 01:00:00 | 0.42077 | 0.44615 | 0.2723 | 20.05 | -20.0499 | -20.05 | 1000 | 1000 | 20.05 | 47.16
2016-03-22 02:00:00 | 0.42399 | 0.44923 | 0.24656 | 20.47 | -20.4699 | -20.47 | 1000 | 1000 | 20.47 | 44.76
2016-03-22 03:00:00 | 0.41755 | 0.44308 | 0.24182 | 21 | -20.9999 | -21 | 1000 | 1000 | 21 | 42.96
2016-03-22 04:00:00 | 0.42721 | 0.45231 | 0.25666 | 22.01 | -22.0099 | -22.01 | 1000 | 1000 | 22.01 | 44.92
2016-03-22 05:00:00 | 0.42077 | 0.44615 | 0.30259 | 24.07 | -24.0699 | -24.07 | 1000 | 1000 | 24.07 | 49.94
2016-03-22 06:00:00 | 0.42077 | 0.44615 | 0.48151 | 29.99 | -29.9899 | -29.99 | 1000 | 1000 | 29.99 | 57.06
2016-03-22 07:00:00 | 0.42399 | 0.44923 | 0.66658 | 31.46 | -31.4599 | -31.46 | 1000 | 1000 | 31.46 | 67.49
2016-03-22 08:00:00 | 0.41434 | 0.44 | 0.76801 | 31.41 | -31.4099 | -31.41 | 1000 | 1000 | 31.41 | 68.53
2016-03-22 09:00:00 | 0.39503 | 0.42154 | 0.79951 | 28.9 | -28.8999 | -28.9 | 1000 | 1000 | 28.9 | 66.89
2016-03-22 10:00:00 | 0.35963 | 0.38769 | 0.78557 | 30 | -29.9999 | -30 | 1000 | 1000 | 30 | 62.16
2016-03-22 11:00:00 | 0.34032 | 0.36923 | 0.79764 | 28.94 | -28.9399 | -28.94 | 1000 | 1000 | 28.94 | 59.96
2016-03-22 12:00:00 | 0.33711 | 0.36615 | 0.85187 | 28.99 | -28.9899 | -28.99 | 1000 | 1000 | 28.99 | 56.81
2016-03-22 13:00:00 | 0.32745 | 0.35692 | 0.80371 | 29 | -28.9999 | -29 | 1000 | 1000 | 29 | 53.21
2016-03-22 14:00:00 | 0.34676 | 0.37538 | 0.71281 | 29.29 | -29.2899 | -29.29 | 1000 | 1000 | 29.29 | 50.92
2016-03-22 15:00:00 | 0.35641 | 0.38462 | 0.66962 | 30.08 | -30.0799 | -30.08 | 1000 | 1000 | 30.08 | 50.25
2016-03-22 16:00:00 | 0.35641 | 0.38462 | 0.64249 | 34.01 | -34.0099 | -34.01 | 1000 | 1000 | 34.01 | 49.85
2016-03-22 17:00:00 | 0.35641 | 0.38462 | 0.6827 | 36.73 | -36.7299 | -36.73 | 1000 | 1000 | 36.73 | 54.07
2016-03-22 18:00:00 | 0.37894 | 0.40615 | 0.76871 | 40.64 | -40.6399 | -40.64 | 1000 | 1000 | 40.64 | 64
2016-03-22 19:00:00 | 0.4079 | 0.43385 | 0.84092 | 38.1 | -38.0999 | -38.1 | 1000 | 1000 | 38.1 | 72.18
2016-03-22 20:00:00 | 0.41755 | 0.44308 | 0.81374 | 33.05 | -33.0499 | -33.05 | 1000 | 1000 | 33.05 | 67.03
2016-03-22 21:00:00 | 0.42721 | 0.45231 | 0.75678 | 29.86 | -29.8599 | -29.86 | 1000 | 1000 | 29.86 | 55.04
2016-03-22 22:00:00 | 0.45939 | 0.48308 | 0.66533 | 23.73 | -23.7299 | -23.73 | 1000 | 1000 | 23.73 | 53.41
2016-03-22 23:00:00 | 0.45295 | 0.47692 | 0.5102 | 21.3 | -21.2999 | -21.3 | 1000 | 1000 | 21.3 | 50.4
2016-03-23 00:00:00 | 0.45939 | 0.48308 | 0.35579 | 20.51 | -20.5099 | -20.51 | 1000 | 1000 | 20.51 | 48.73
2016-03-23 01:00:00 | 0.45617 | 0.48 | 0.2723 | 20.26 | -20.2599 | -20.26 | 1000 | 1000 | 20.26 | 47.08
2016-03-23 02:00:00 | 0.45617 | 0.48 | 0.24656 | 21.06 | -21.0599 | -21.06 | 1000 | 1000 | 21.06 | 45.05
2016-03-23 03:00:00 | 0.45939 | 0.48308 | 0.24182 | 21.38 | -21.3799 | -21.38 | 1000 | 1000 | 21.38 | 44.8
2016-03-23 04:00:00 | 0.46261 | 0.48615 | 0.25666 | 21.38 | -21.3799 | -21.38 | 1000 | 1000 | 21.38 | 47.18
2016-03-23 05:00:00 | 0.45617 | 0.48 | 0.30259 | 25.88 | -25.8799 | -25.88 | 1000 | 1000 | 25.88 | 48.51
2016-03-23 06:00:00 | 0.45295 | 0.47692 | 0.48151 | 32.9 | -32.8999 | -32.9 | 1000 | 1000 | 32.9 | 53.28
2016-03-23 07:00:00 | 0.43364 | 0.45846 | 0.66658 | 32.46 | -32.4599 | -32.46 | 1000 | 1000 | 32.46 | 66.12
2016-03-23 08:00:00 | 0.43043 | 0.45538 | 0.76801 | 30.03 | -30.0299 | -30.03 | 1000 | 1000 | 30.03 | 66.88
2016-03-23 09:00:00 | 0.40468 | 0.43077 | 0.79951 | 26.53 | -26.5299 | -26.53 | 1000 | 1000 | 26.53 | 66.12
2016-03-23 10:00:00 | 0.36607 | 0.39385 | 0.78557 | 26.73 | -26.7299 | -26.73 | 1000 | 1000 | 26.73 | 63.31
2016-03-23 11:00:00 | 0.34354 | 0.37231 | 0.79764 | 25.23 | -25.2299 | -25.23 | 1000 | 1000 | 25.23 | 62.06
2016-03-23 12:00:00 | 0.35641 | 0.38462 | 0.85187 | 25 | -24.9999 | -25 | 1000 | 1000 | 25 | 60.59
2016-03-23 13:00:00 | 0.3532 | 0.38154 | 0.80371 | 24.03 | -24.0299 | -24.03 | 1000 | 1000 | 24.03 | 54.27
2016-03-23 14:00:00 | 0.3725 | 0.4 | 0.71281 | 24.13 | -24.1299 | -24.13 | 1000 | 1000 | 24.13 | 52.18
2016-03-23 15:00:00 | 0.36285 | 0.39077 | 0.66962 | 24.18 | -24.1799 | -24.18 | 1000 | 1000 | 24.18 | 52.18
2016-03-23 16:00:00 | 0.35963 | 0.38769 | 0.64249 | 28 | -27.9999 | -28 | 1000 | 1000 | 28 | 52.61
2016-03-23 17:00:00 | 0.37572 | 0.40308 | 0.6827 | 32.44 | -32.4399 | -32.44 | 1000 | 1000 | 32.44 | 61.91
2016-03-23 18:00:00 | 0.38859 | 0.41538 | 0.76871 | 37.16 | -37.1599 | -37.16 | 1000 | 1000 | 37.16 | 66.2
2016-03-23 19:00:00 | 0.43043 | 0.45538 | 0.84092 | 34.98 | -34.9799 | -34.98 | 1000 | 1000 | 34.98 | 69.83
2016-03-23 20:00:00 | 0.45939 | 0.48308 | 0.81374 | 31.43 | -31.4299 | -31.43 | 1000 | 1000 | 31.43 | 63.92
2016-03-23 21:00:00 | 0.44973 | 0.47385 | 0.75678 | 25.02 | -25.0199 | -25.02 | 1000 | 1000 | 25.02 | 52.34
2016-03-23 22:00:00 | 0.45617 | 0.48 | 0.66533 | 22.59 | -22.5899 | -22.59 | 1000 | 1000 | 22.59 | 51.3
2016-03-23 23:00:00 | 0.4787 | 0.50154 | 0.5102 | 22.08 | -22.0799 | -22.08 | 1000 | 1000 | 22.08 | 48.03
2016-03-24 00:00:00 | 0.498 | 0.52 | 0.35579 | 21.5 | -21.4999 | -21.5 | 1000 | 1000 | 21.5 | 46.91
2016-03-24 01:00:00 | 0.52696 | 0.54769 | 0.2723 | 21.11 | -21.1099 | -21.11 | 1000 | 1000 | 21.11 | 44.98
2016-03-24 02:00:00 | 0.5334 | 0.55385 | 0.24656 | 21.38 | -21.3799 | -21.38 | 1000 | 1000 | 21.38 | 43
2016-03-24 03:00:00 | 0.51731 | 0.53846 | 0.24182 | 21.75 | -21.7499 | -21.75 | 1000 | 1000 | 21.75 | 41.98
2016-03-24 04:00:00 | 0.49157 | 0.51385 | 0.25666 | 22.97 | -22.9699 | -22.97 | 1000 | 1000 | 22.97 | 43.37
2016-03-24 05:00:00 | 0.50122 | 0.52308 | 0.30259 | 31.49 | -31.4899 | -31.49 | 1000 | 1000 | 31.49 | 47.01
2016-03-24 06:00:00 | 0.52053 | 0.54154 | 0.48151 | 35 | -34.9999 | -35 | 1000 | 1000 | 35 | 53.52
2016-03-24 07:00:00 | 0.49479 | 0.51692 | 0.66658 | 34.94 | -34.9399 | -34.94 | 1000 | 1000 | 34.94 | 63.93
2016-03-24 08:00:00 | 0.51409 | 0.53538 | 0.76801 | 32.4 | -32.3999 | -32.4 | 1000 | 1000 | 32.4 | 65.6
2016-03-24 09:00:00 | 0.47226 | 0.49538 | 0.79951 | 31.69 | -31.6899 | -31.69 | 1000 | 1000 | 31.69 | 63.62
2016-03-24 10:00:00 | 0.43686 | 0.46154 | 0.78557 | 31 | -30.9999 | -31 | 1000 | 1000 | 31 | 60.01
2016-03-24 11:00:00 | 0.41755 | 0.44308 | 0.79764 | 28.62 | -28.6199 | -28.62 | 1000 | 1000 | 28.62 | 59.19
2016-03-24 12:00:00 | 0.39181 | 0.41846 | 0.85187 | 27.27 | -27.2699 | -27.27 | 1000 | 1000 | 27.27 | 54.09
2016-03-24 13:00:00 | 0.37572 | 0.40308 | 0.80371 | 26.5 | -26.4999 | -26.5 | 1000 | 1000 | 26.5 | 51.85
2016-03-24 14:00:00 | 0.37894 | 0.40615 | 0.71281 | 25.35 | -25.3499 | -25.35 | 1000 | 1000 | 25.35 | 50.09
2016-03-24 15:00:00 | 0.36929 | 0.39692 | 0.66962 | 26.6 | -26.5999 | -26.6 | 1000 | 1000 | 26.6 | 50.01
2016-03-24 16:00:00 | 0.36929 | 0.39692 | 0.64249 | 30 | -29.9999 | -30 | 1000 | 1000 | 30 | 49.47
2016-03-24 17:00:00 | 0.38859 | 0.41538 | 0.6827 | 32.47 | -32.4699 | -32.47 | 1000 | 1000 | 32.47 | 55.44
2016-03-24 18:00:00 | 0.45295 | 0.47692 | 0.76871 | 35.18 | -35.1799 | -35.18 | 1000 | 1000 | 35.18 | 65.61
2016-03-24 19:00:00 | 0.48191 | 0.50462 | 0.84092 | 33.97 | -33.9699 | -33.97 | 1000 | 1000 | 33.97 | 71.97
2016-03-24 20:00:00 | 0.48191 | 0.50462 | 0.81374 | 25.96 | -25.9599 | -25.96 | 1000 | 1000 | 25.96 | 65.34
2016-03-24 21:00:00 | 0.49157 | 0.51385 | 0.75678 | 25.06 | -25.0599 | -25.06 | 1000 | 1000 | 25.06 | 60.73
2016-03-24 22:00:00 | 0.48835 | 0.51077 | 0.66533 | 22.52 | -22.5199 | -22.52 | 1000 | 1000 | 22.52 | 59.92
2016-03-24 23:00:00 | 0.46904 | 0.49231 | 0.5102 | 23.92 | -23.9199 | -23.92 | 1000 | 1000 | 23.92 | 53.12
2016-03-25 00:00:00 | 0.45617 | 0.48 | 0.42848 | 21.07 | -21.0699 | -21.07 | 1000 | 1000 | 21.07 | 49.18
2016-03-25 01:00:00 | 0.44652 | 0.47077 | 0.3248 | 21 | -20.9999 | -21 | 1000 | 1000 | 21 | 49.05
2016-03-25 02:00:00 | 0.44008 | 0.46462 | 0.2597 | 20 | -19.9999 | -20 | 1000 | 1000 | 20 | 45
2016-03-25 03:00:00 | 0.44652 | 0.47077 | 0.23571 | 20.01 | -20.0099 | -20.01 | 1000 | 1000 | 20.01 | 44.28
2016-03-25 04:00:00 | 0.46261 | 0.48615 | 0.22974 | 20.3 | -20.2999 | -20.3 | 1000 | 1000 | 20.3 | 45
2016-03-25 05:00:00 | 0.46261 | 0.48615 | 0.23181 | 20.26 | -20.2599 | -20.26 | 1000 | 1000 | 20.26 | 49.5
2016-03-25 06:00:00 | 0.45295 | 0.47692 | 0.24273 | 20.39 | -20.3899 | -20.39 | 1000 | 1000 | 20.39 | 57.7
2016-03-25 07:00:00 | 0.43686 | 0.46154 | 0.33217 | 21.85 | -21.8499 | -21.85 | 1000 | 1000 | 21.85 | 65.99
2016-03-25 08:00:00 | 0.41434 | 0.44 | 0.53135 | 23.85 | -23.8499 | -23.85 | 1000 | 1000 | 23.85 | 66.71
2016-03-25 09:00:00 | 0.38538 | 0.41231 | 0.74639 | 27.26 | -27.2599 | -27.26 | 1000 | 1000 | 27.26 | 65.09
2016-03-25 10:00:00 | 0.33711 | 0.36615 | 0.8642 | 28.91 | -28.9099 | -28.91 | 1000 | 1000 | 28.91 | 63.08
2016-03-25 11:00:00 | 0.33067 | 0.36 | 0.95828 | 27.87 | -27.8699 | -27.87 | 1000 | 1000 | 27.87 | 59.35
2016-03-25 12:00:00 | 0.33711 | 0.36615 | 0.97557 | 27.06 | -27.0599 | -27.06 | 1000 | 1000 | 27.06 | 56.19
2016-03-25 13:00:00 | 0.33711 | 0.36615 | 0.80626 | 26.01 | -26.0099 | -26.01 | 1000 | 1000 | 26.01 | 52.6
2016-03-25 14:00:00 | 0.33389 | 0.36308 | 0.66004 | 24.44 | -24.4399 | -24.44 | 1000 | 1000 | 24.44 | 50.05
2016-03-25 15:00:00 | 0.33067 | 0.36 | 0.58723 | 23.5 | -23.4999 | -23.5 | 1000 | 1000 | 23.5 | 48.9
2016-03-25 16:00:00 | 0.34354 | 0.37231 | 0.52352 | 26.1 | -26.0999 | -26.1 | 1000 | 1000 | 26.1 | 48.85
2016-03-25 17:00:00 | 0.35641 | 0.38462 | 0.55331 | 29.44 | -29.4399 | -29.44 | 1000 | 1000 | 29.44 | 52.03
2016-03-25 18:00:00 | 0.3725 | 0.4 | 0.67192 | 33.08 | -33.0799 | -33.08 | 1000 | 1000 | 33.08 | 64.38
2016-03-25 19:00:00 | 0.38216 | 0.40923 | 0.77603 | 32.95 | -32.9499 | -32.95 | 1000 | 1000 | 32.95 | 65.83
2016-03-25 20:00:00 | 0.37894 | 0.40615 | 0.75374 | 31.48 | -31.4799 | -31.48 | 1000 | 1000 | 31.48 | 59.77
2016-03-25 21:00:00 | 0.37572 | 0.40308 | 0.70206 | 30.12 | -30.1199 | -30.12 | 1000 | 1000 | 30.12 | 52.18
2016-03-25 22:00:00 | 0.37572 | 0.40308 | 0.62189 | 30 | -29.9999 | -30 | 1000 | 1000 | 30 | 54.85
2016-03-25 23:00:00 | 0.36607 | 0.39385 | 0.46945 | 28.07 | -28.0699 | -28.07 | 1000 | 1000 | 28.07 | 53.29
2016-03-26 00:00:00 | 0.35641 | 0.38462 | 0.39269 | 24.08 | -24.0799 | -24.08 | 1000 | 1000 | 24.08 | 54.47
2016-03-26 01:00:00 | 0.34354 | 0.37231 | 0.32007 | 21.11 | -21.1099 | -21.11 | 1000 | 1000 | 21.11 | 50.34
2016-03-26 02:00:00 | 0.34676 | 0.37538 | 0.27054 | 20 | -19.9999 | -20 | 1000 | 1000 | 20 | 47.07
2016-03-26 03:00:00 | 0.37572 | 0.40308 | 0.2573 | 20 | -19.9999 | -20 | 1000 | 1000 | 20 | 46.39
2016-03-26 04:00:00 | 0.41755 | 0.44308 | 0.25708 | 20.01 | -20.0099 | -20.01 | 1000 | 1000 | 20.01 | 46.75
2016-03-26 05:00:00 | 0.46582 | 0.48923 | 0.2679 | 20.01 | -20.0099 | -20.01 | 1000 | 1000 | 20.01 | 47.68
2016-03-26 06:00:00 | 0.45617 | 0.48 | 0.32786 | 21.69 | -21.6899 | -21.69 | 1000 | 1000 | 21.69 | 48.73
2016-03-26 07:00:00 | 0.44008 | 0.46462 | 0.51632 | 22.49 | -22.4899 | -22.49 | 1000 | 1000 | 22.49 | 50.89
2016-03-26 08:00:00 | 0.38216 | 0.40923 | 0.72881 | 24 | -23.9999 | -24 | 1000 | 1000 | 24 | 53.34
2016-03-26 09:00:00 | 0.33711 | 0.36615 | 0.83671 | 21.6 | -21.5999 | -21.6 | 1000 | 1000 | 21.6 | 56.01
2016-03-26 10:00:00 | 0.30815 | 0.33846 | 0.89575 | 19.97 | -19.9699 | -19.97 | 1000 | 1000 | 19.97 | 59.04
2016-03-26 11:00:00 | 0.26953 | 0.30154 | 0.93645 | 19.06 | -19.0599 | -19.06 | 1000 | 1000 | 19.06 | 60.08
2016-03-26 12:00:00 | 0.2277 | 0.26154 | 0.97446 | 18.07 | -18.0699 | -18.07 | 1000 | 1000 | 18.07 | 61.27
2016-03-26 13:00:00 | 0.20839 | 0.24308 | 0.93367 | 16.28 | -16.2799 | -16.28 | 1000 | 1000 | 16.28 | 57.61
2016-03-26 14:00:00 | 0.18586 | 0.22154 | 0.82041 | 15.75 | -15.7499 | -15.75 | 1000 | 1000 | 15.75 | 51.98
2016-03-26 15:00:00 | 0.16977 | 0.20615 | 0.73445 | 15.85 | -15.8499 | -15.85 | 1000 | 1000 | 15.85 | 51.05
2016-03-26 16:00:00 | 0.18908 | 0.22462 | 0.70905 | 19.39 | -19.3899 | -19.39 | 1000 | 1000 | 19.39 | 50.96
2016-03-26 17:00:00 | 0.21804 | 0.25231 | 0.76491 | 21.32 | -21.3199 | -21.32 | 1000 | 1000 | 21.32 | 57.75
2016-03-26 18:00:00 | 0.30171 | 0.33231 | 0.87191 | 22.12 | -22.1199 | -22.12 | 1000 | 1000 | 22.12 | 64.65
2016-03-26 19:00:00 | 0.34354 | 0.37231 | 0.93772 | 20.75 | -20.7499 | -20.75 | 1000 | 1000 | 20.75 | 65.19
2016-03-26 20:00:00 | 0.35641 | 0.38462 | 0.86663 | 17.99 | -17.9899 | -17.99 | 1000 | 1000 | 17.99 | 63.13
2016-03-26 21:00:00 | 0.35963 | 0.38769 | 0.72173 | 17.91 | -17.9099 | -17.91 | 1000 | 1000 | 17.91 | 57.43
2016-03-26 22:00:00 | 0.39181 | 0.41846 | 0.6763 | 14.66 | -14.6599 | -14.66 | 1000 | 1000 | 14.66 | 61.19
2016-03-26 23:00:00 | 0.41434 | 0.44 | 0.57413 | 7.33 | -7.3299 | -7.33 | 1000 | 1000 | 7.33 | 55
2016-03-27 00:00:00 | 0.4079 | 0.43385 | 0.42848 | 3.04 | -3.0399 | -3.04 | 1000 | 1000 | 3.04 | 48.08
2016-03-27 01:00:00 | 0.43043 | 0.45538 | 0.3248 | 6.1 | -6.0999 | -6.1 | 1000 | 1000 | 6.1 | 42.5
2016-03-27 02:00:00 | 0.45617 | 0.48 | 0.2597 | 4.02 | -4.0199 | -4.02 | 1000 | 1000 | 4.02 | 41.295
2016-03-27 03:00:00 | 0.45617 | 0.48 | 0.23571 | 4.02 | -4.0199 | -4.02 | 1000 | 1000 | 4.02 | 40.09
2016-03-27 04:00:00 | 0.43364 | 0.45846 | 0.22974 | 0.91 | -0.9099 | -0.91 | 1000 | 1000 | 0.91 | 43.1
2016-03-27 05:00:00 | 0.44008 | 0.46462 | 0.23181 | 4.63 | -4.6299 | -4.63 | 1000 | 1000 | 4.63 | 43.61
2016-03-27 06:00:00 | 0.42077 | 0.44615 | 0.24273 | 7.5 | -7.4999 | -7.5 | 1000 | 1000 | 7.5 | 37.94
2016-03-27 07:00:00 | 0.35641 | 0.38462 | 0.33217 | 8.91 | -8.9099 | -8.91 | 1000 | 1000 | 8.91 | 42.44
2016-03-27 08:00:00 | 0.30493 | 0.33538 | 0.53135 | 10.99 | -10.9899 | -10.99 | 1000 | 1000 | 10.99 | 48.05
2016-03-27 09:00:00 | 0.25988 | 0.29231 | 0.74639 | 11.16 | -11.1599 | -11.16 | 1000 | 1000 | 11.16 | 49.75
2016-03-27 10:00:00 | 0.20195 | 0.23692 | 0.8642 | 11.49 | -11.4899 | -11.49 | 1000 | 1000 | 11.49 | 50
2016-03-27 11:00:00 | 0.15047 | 0.18769 | 0.95828 | 9.19 | -9.1899 | -9.19 | 1000 | 1000 | 9.19 | 57.94
2016-03-27 12:00:00 | 0.12151 | 0.16 | 0.97557 | 6.49 | -6.4899 | -6.49 | 1000 | 1000 | 6.49 | 55.65
2016-03-27 13:00:00 | 0.089326 | 0.12923 | 0.80626 | 6.92 | -6.9199 | -6.92 | 1000 | 1000 | 6.92 | 49.3
2016-03-27 14:00:00 | 0.089326 | 0.12923 | 0.66004 | 7.47 | -7.4699 | -7.47 | 1000 | 1000 | 7.47 | 47.03
2016-03-27 15:00:00 | 0.12794 | 0.16615 | 0.58723 | 13.06 | -13.0599 | -13.06 | 1000 | 1000 | 13.06 | 46.28
2016-03-27 16:00:00 | 0.1569 | 0.19385 | 0.52352 | 14.94 | -14.9399 | -14.94 | 1000 | 1000 | 14.94 | 45.81
2016-03-27 17:00:00 | 0.20195 | 0.23692 | 0.55331 | 19.6 | -19.5999 | -19.6 | 1000 | 1000 | 19.6 | 44.8
2016-03-27 18:00:00 | 0.25988 | 0.29231 | 0.67192 | 22.86 | -22.8599 | -22.86 | 1000 | 1000 | 22.86 | 51.16
2016-03-27 19:00:00 | 0.29527 | 0.32615 | 0.77603 | 20.36 | -20.3599 | -20.36 | 1000 | 1000 | 20.36 | 61.36
2016-03-27 20:00:00 | 0.31458 | 0.34462 | 0.75374 | 19.98 | -19.9799 | -19.98 | 1000 | 1000 | 19.98 | 63.91
2016-03-27 21:00:00 | 0.33711 | 0.36615 | 0.70206 | 18.5 | -18.4999 | -18.5 | 1000 | 1000 | 18.5 | 58.02
2016-03-27 22:00:00 | 0.36285 | 0.39077 | 0.62189 | 12.88 | -12.8799 | -12.88 | 1000 | 1000 | 12.88 | 58.98
2016-03-27 23:00:00 | 0.38216 | 0.40923 | 0.46945 | 8.28 | -8.2799 | -8.28 | 1000 | 1000 | 8.28 | 48.94
2016-03-28 00:00:00 | 0.4079 | 0.43385 | 0.42848 | 7.43 | -7.4299 | -7.43 | 1000 | 1000 | 7.43 | 43.98
2016-03-28 01:00:00 | 0.41755 | 0.44308 | 0.3248 | 6.5 | -6.4999 | -6.5 | 1000 | 1000 | 6.5 | 40.22
2016-03-28 02:00:00 | 0.42399 | 0.44923 | 0.2597 | 5.27 | -5.2699 | -5.27 | 1000 | 1000 | 5.27 | 38.96
2016-03-28 03:00:00 | 0.43043 | 0.45538 | 0.23571 | 6.28 | -6.2799 | -6.28 | 1000 | 1000 | 6.28 | 42.45
2016-03-28 04:00:00 | 0.43043 | 0.45538 | 0.22974 | 5.86 | -5.8599 | -5.86 | 1000 | 1000 | 5.86 | 44.74
2016-03-28 05:00:00 | 0.45617 | 0.48 | 0.23181 | 5.96 | -5.9599 | -5.96 | 1000 | 1000 | 5.96 | 48.74
2016-03-28 06:00:00 | 0.42721 | 0.45231 | 0.24273 | 3.99 | -3.9899 | -3.99 | 1000 | 1000 | 3.99 | 62.95
2016-03-28 07:00:00 | 0.35963 | 0.38769 | 0.33217 | 3.41 | -3.4099 | -3.41 | 1000 | 1000 | 3.41 | 69.05
2016-03-28 08:00:00 | 0.29206 | 0.32308 | 0.53135 | 2.68 | -2.6799 | -2.68 | 1000 | 1000 | 2.68 | 69.81
2016-03-28 09:00:00 | 0.21483 | 0.24923 | 0.74639 | 0.07 | -0.0699 | -0.07 | 1000 | 1000 | 0.07 | 66.03
2016-03-28 10:00:00 | 0.16977 | 0.20615 | 0.8642 | -4.01 | 4.0101 | 4.01 | -4.01 | -4.01 | -4.01 | 65.9
2016-03-28 11:00:00 | 0.14081 | 0.17846 | 0.95828 | -28.68 | 28.6801 | 28.68 | -28.68 | -28.68 | -28.68 | 65.74
2016-03-28 12:00:00 | 0.11507 | 0.15385 | 0.97557 | -38.45 | 38.4501 | 38.45 | -38.45 | -38.45 | -38.45 | 60.91
2016-03-28 13:00:00 | 0.089326 | 0.12923 | 0.80626 | -19.92 | 19.9201 | 19.92 | -19.92 | -19.92 | -19.92 | 56.67
2016-03-28 14:00:00 | 0.11829 | 0.15692 | 0.66004 | -13.82 | 13.8201 | 13.82 | -13.82 | -13.82 | -13.82 | 53.23
2016-03-28 15:00:00 | 0.11185 | 0.15077 | 0.58723 | -4.2 | 4.2001 | 4.2 | -4.2 | -4.2 | -4.2 | 50.23
2016-03-28 16:00:00 | 0.1376 | 0.17538 | 0.52352 | 7.45 | -7.4499 | -7.45 | 1000 | 1000 | 7.45 | 50.57
2016-03-28 17:00:00 | 0.21804 | 0.25231 | 0.55331 | 11.79 | -11.7899 | -11.79 | 1000 | 1000 | 11.79 | 56.76
2016-03-28 18:00:00 | 0.22126 | 0.25538 | 0.67192 | 17.02 | -17.0199 | -17.02 | 1000 | 1000 | 17.02 | 64.36
2016-03-28 19:00:00 | 0.23735 | 0.27077 | 0.77603 | 11.47 | -11.4699 | -11.47 | 1000 | 1000 | 11.47 | 71.98
2016-03-28 20:00:00 | 0.23735 | 0.27077 | 0.75374 | 16.29 | -16.2899 | -16.29 | 1000 | 1000 | 16.29 | 73.85
2016-03-28 21:00:00 | 0.25666 | 0.28923 | 0.70206 | 12.98 | -12.9799 | -12.98 | 1000 | 1000 | 12.98 | 69.65
2016-03-28 22:00:00 | 0.27597 | 0.30769 | 0.62189 | 11.51 | -11.5099 | -11.51 | 1000 | 1000 | 11.51 | 64.1
2016-03-28 23:00:00 | 0.27597 | 0.30769 | 0.46945 | 9.14 | -9.1399 | -9.14 | 1000 | 1000 | 9.14 | 49.66
2016-03-29 00:00:00 | 0.30493 | 0.33538 | 0.35579 | 11.95 | -11.9499 | -11.95 | 1000 | 1000 | 11.95 | 47.8
2016-03-29 01:00:00 | 0.36607 | 0.39385 | 0.2723 | 9.23 | -9.2299 | -9.23 | 1000 | 1000 | 9.23 | 48.42
2016-03-29 02:00:00 | 0.37894 | 0.40615 | 0.24656 | 8.3 | -8.2999 | -8.3 | 1000 | 1000 | 8.3 | 45.54
2016-03-29 03:00:00 | 0.39825 | 0.42462 | 0.24182 | 13.49 | -13.4899 | -13.49 | 1000 | 1000 | 13.49 | 43.44
2016-03-29 04:00:00 | 0.38538 | 0.41231 | 0.25666 | 25.35 | -25.3499 | -25.35 | 1000 | 1000 | 25.35 | 46
2016-03-29 05:00:00 | 0.41434 | 0.44 | 0.30259 | 31.52 | -31.5199 | -31.52 | 1000 | 1000 | 31.52 | 48.07
2016-03-29 06:00:00 | 0.39181 | 0.41846 | 0.48151 | 31.43 | -31.4299 | -31.43 | 1000 | 1000 | 31.43 | 57.64
2016-03-29 07:00:00 | 0.38216 | 0.40923 | 0.66658 | 26.37 | -26.3699 | -26.37 | 1000 | 1000 | 26.37 | 65.9
2016-03-29 08:00:00 | 0.43043 | 0.45538 | 0.76801 | 21.76 | -21.7599 | -21.76 | 1000 | 1000 | 21.76 | 67.92
2016-03-29 09:00:00 | 0.44008 | 0.46462 | 0.79951 | 21.06 | -21.0599 | -21.06 | 1000 | 1000 | 21.06 | 66.75
2016-03-29 10:00:00 | 0.41755 | 0.44308 | 0.78557 | 20.43 | -20.4299 | -20.43 | 1000 | 1000 | 20.43 | 64.96
2016-03-29 11:00:00 | 0.38538 | 0.41231 | 0.79764 | 19.99 | -19.9899 | -19.99 | 1000 | 1000 | 19.99 | 64.55
2016-03-29 12:00:00 | 0.33711 | 0.36615 | 0.85187 | 19.08 | -19.0799 | -19.08 | 1000 | 1000 | 19.08 | 60.12
2016-03-29 13:00:00 | 0.27275 | 0.30462 | 0.80371 | 19.05 | -19.0499 | -19.05 | 1000 | 1000 | 19.05 | 56.19
2016-03-29 14:00:00 | 0.30171 | 0.33231 | 0.71281 | 19.14 | -19.1399 | -19.14 | 1000 | 1000 | 19.14 | 53.7
2016-03-29 15:00:00 | 0.30493 | 0.33538 | 0.66962 | 21.48 | -21.4799 | -21.48 | 1000 | 1000 | 21.48 | 52.49
2016-03-29 16:00:00 | 0.3178 | 0.34769 | 0.64249 | 30.07 | -30.0699 | -30.07 | 1000 | 1000 | 30.07 | 51.73
2016-03-29 17:00:00 | 0.33389 | 0.36308 | 0.6827 | 35.79 | -35.7899 | -35.79 | 1000 | 1000 | 35.79 | 55.25
2016-03-29 18:00:00 | 0.38859 | 0.41538 | 0.76871 | 39.54 | -39.5399 | -39.54 | 1000 | 1000 | 39.54 | 63.55
2016-03-29 19:00:00 | 0.40468 | 0.43077 | 0.84092 | 32.64 | -32.6399 | -32.64 | 1000 | 1000 | 32.64 | 64.67
2016-03-29 20:00:00 | 0.42721 | 0.45231 | 0.81374 | 28.56 | -28.5599 | -28.56 | 1000 | 1000 | 28.56 | 64.93
2016-03-29 21:00:00 | 0.41112 | 0.43692 | 0.75678 | 22.72 | -22.7199 | -22.72 | 1000 | 1000 | 22.72 | 61.95
2016-03-29 22:00:00 | 0.42399 | 0.44923 | 0.66533 | 24.9 | -24.8999 | -24.9 | 1000 | 1000 | 24.9 | 56.19
2016-03-29 23:00:00 | 0.45295 | 0.47692 | 0.5102 | 22 | -21.9999 | -22 | 1000 | 1000 | 22 | 52.07
2016-03-30 00:00:00 | 0.46904 | 0.49231 | 0.35579 | 20.87 | -20.8699 | -20.87 | 1000 | 1000 | 20.87 | 49.72
2016-03-30 01:00:00 | 0.50122 | 0.52308 | 0.2723 | 19.92 | -19.9199 | -19.92 | 1000 | 1000 | 19.92 | 46.17
2016-03-30 02:00:00 | 0.49157 | 0.51385 | 0.24656 | 20.18 | -20.1799 | -20.18 | 1000 | 1000 | 20.18 | 44.89
2016-03-30 03:00:00 | 0.48191 | 0.50462 | 0.24182 | 21.65 | -21.6499 | -21.65 | 1000 | 1000 | 21.65 | 45.01
2016-03-30 04:00:00 | 0.50444 | 0.52615 | 0.25666 | 29.6 | -29.5999 | -29.6 | 1000 | 1000 | 29.6 | 46.41
2016-03-30 05:00:00 | 0.48191 | 0.50462 | 0.30259 | 29.89 | -29.8899 | -29.89 | 1000 | 1000 | 29.89 | 49.66
2016-03-30 06:00:00 | 0.46261 | 0.48615 | 0.48151 | 27.95 | -27.9499 | -27.95 | 1000 | 1000 | 27.95 | 60
2016-03-30 07:00:00 | 0.4433 | 0.46769 | 0.66658 | 31.93 | -31.9299 | -31.93 | 1000 | 1000 | 31.93 | 66.88
2016-03-30 08:00:00 | 0.41755 | 0.44308 | 0.76801 | 29.65 | -29.6499 | -29.65 | 1000 | 1000 | 29.65 | 69.14
2016-03-30 09:00:00 | 0.41755 | 0.44308 | 0.79951 | 27.16 | -27.1599 | -27.16 | 1000 | 1000 | 27.16 | 66.92
2016-03-30 10:00:00 | 0.37572 | 0.40308 | 0.78557 | 26.89 | -26.8899 | -26.89 | 1000 | 1000 | 26.89 | 66.07
2016-03-30 11:00:00 | 0.30171 | 0.33231 | 0.79764 | 22.25 | -22.2499 | -22.25 | 1000 | 1000 | 22.25 | 65.86
2016-03-30 12:00:00 | 0.25344 | 0.28615 | 0.85187 | 22.3 | -22.2999 | -22.3 | 1000 | 1000 | 22.3 | 64.98
2016-03-30 13:00:00 | 0.3532 | 0.38154 | 0.80371 | 22.23 | -22.2299 | -22.23 | 1000 | 1000 | 22.23 | 64.44
2016-03-30 14:00:00 | 0.25988 | 0.29231 | 0.71281 | 25.64 | -25.6399 | -25.64 | 1000 | 1000 | 25.64 | 62.71
2016-03-30 15:00:00 | 0.2277 | 0.26154 | 0.66962 | 29.04 | -29.0399 | -29.04 | 1000 | 1000 | 29.04 | 58.97
2016-03-30 16:00:00 | 0.22448 | 0.25846 | 0.64249 | 31.9 | -31.8999 | -31.9 | 1000 | 1000 | 31.9 | 53.43
2016-03-30 17:00:00 | 0.26953 | 0.30154 | 0.6827 | 37.42 | -37.4199 | -37.42 | 1000 | 1000 | 37.42 | 63.99
2016-03-30 18:00:00 | 0.32745 | 0.35692 | 0.76871 | 37 | -36.9999 | -37 | 1000 | 1000 | 37 | 64.51
2016-03-30 19:00:00 | 0.3725 | 0.4 | 0.84092 | 34.65 | -34.6499 | -34.65 | 1000 | 1000 | 34.65 | 65.06
2016-03-30 20:00:00 | 0.40147 | 0.42769 | 0.81374 | 30.38 | -30.3799 | -30.38 | 1000 | 1000 | 30.38 | 64.98
2016-03-30 21:00:00 | 0.40147 | 0.42769 | 0.75678 | 27.25 | -27.2499 | -27.25 | 1000 | 1000 | 27.25 | 56.08
2016-03-30 22:00:00 | 0.42721 | 0.45231 | 0.66533 | 23.34 | -23.3399 | -23.34 | 1000 | 1000 | 23.34 | 52.53
2016-03-30 23:00:00 | 0.45295 | 0.47692 | 0.5102 | 22.27 | -22.2699 | -22.27 | 1000 | 1000 | 22.27 | 50.15
2016-03-31 00:00:00 | 0.46582 | 0.48923 | 0.35579 | 21.5 | -21.4999 | -21.5 | 1000 | 1000 | 21.5 | 45.91
2016-03-31 01:00:00 | 0.4787 | 0.50154 | 0.2723 | 21.11 | -21.1099 | -21.11 | 1000 | 1000 | 21.11 | 44.41
2016-03-31 02:00:00 | 0.48513 | 0.50769 | 0.24656 | 21.29 | -21.2899 | -21.29 | 1000 | 1000 | 21.29 | 41
2016-03-31 03:00:00 | 0.46582 | 0.48923 | 0.24182 | 22.86 | -22.8599 | -22.86 | 1000 | 1000 | 22.86 | 36.44
2016-03-31 04:00:00 | 0.45939 | 0.48308 | 0.25666 | 29.08 | -29.0799 | -29.08 | 1000 | 1000 | 29.08 | 39.9
2016-03-31 05:00:00 | 0.48191 | 0.50462 | 0.30259 | 36.09 | -36.0899 | -36.09 | 1000 | 1000 | 36.09 | 45.82
2016-03-31 06:00:00 | 0.46582 | 0.48923 | 0.48151 | 40.96 | -40.9599 | -40.96 | 1000 | 1000 | 40.96 | 55.45
2016-03-31 07:00:00 | 0.41755 | 0.44308 | 0.66658 | 36.46 | -36.4599 | -36.46 | 1000 | 1000 | 36.46 | 64.59
2016-03-31 08:00:00 | 0.37894 | 0.40615 | 0.76801 | 34.64 | -34.6399 | -34.64 | 1000 | 1000 | 34.64 | 65.5
2016-03-31 09:00:00 | 0.34998 | 0.37846 | 0.79951 | 33.95 | -33.9499 | -33.95 | 1000 | 1000 | 33.95 | 65
2016-03-31 10:00:00 | 0.33389 | 0.36308 | 0.78557 | 30.03 | -30.0299 | -30.03 | 1000 | 1000 | 30.03 | 64.1
2016-03-31 11:00:00 | 0.32745 | 0.35692 | 0.79764 | 30.03 | -30.0299 | -30.03 | 1000 | 1000 | 30.03 | 63.68
2016-03-31 12:00:00 | 0.27597 | 0.30769 | 0.85187 | 27.92 | -27.9199 | -27.92 | 1000 | 1000 | 27.92 | 63.18
2016-03-31 13:00:00 | 0.27597 | 0.30769 | 0.80371 | 25.12 | -25.1199 | -25.12 | 1000 | 1000 | 25.12 | 59.92
2016-03-31 14:00:00 | 0.29206 | 0.32308 | 0.71281 | 24.73 | -24.7299 | -24.73 | 1000 | 1000 | 24.73 | 56.87
2016-03-31 15:00:00 | 0.29206 | 0.32308 | 0.66962 | 24.93 | -24.9299 | -24.93 | 1000 | 1000 | 24.93 | 53.56
2016-03-31 16:00:00 | 0.30171 | 0.33231 | 0.64249 | 27.44 | -27.4399 | -27.44 | 1000 | 1000 | 27.44 | 49.8
2016-03-31 17:00:00 | 0.32424 | 0.35385 | 0.6827 | 31.07 | -31.0699 | -31.07 | 1000 | 1000 | 31.07 | 47.4
2016-03-31 18:00:00 | 0.36285 | 0.39077 | 0.76871 | 31.99 | -31.9899 | -31.99 | 1000 | 1000 | 31.99 | 50
2016-03-31 19:00:00 | 0.36285 | 0.39077 | 0.84092 | 25.35 | -25.3499 | -25.35 | 1000 | 1000 | 25.35 | 57.36
2016-03-31 20:00:00 | 0.37572 | 0.40308 | 0.81374 | 25.23 | -25.2299 | -25.23 | 1000 | 1000 | 25.23 | 63.09
2016-03-31 21:00:00 | 0.38538 | 0.41231 | 0.75678 | 23.22 | -23.2199 | -23.22 | 1000 | 1000 | 23.22 | 53.98
2016-03-31 22:00:00 | 0.40147 | 0.42769 | 0.66533 | 21.35 | -21.3499 | -21.35 | 1000 | 1000 | 21.35 | 52.46
2016-03-31 23:00:00 | 0.40468 | 0.43077 | 0.5102 | 20.98 | -20.9799 | -20.98 | 1000 | 1000 | 20.98 | 46.67
2016-04-01 00:00:00 | 0.41755 | 0.44308 | 0.35579 | 21.19 | -21.1899 | -21.19 | 1000 | 1000 | 21.19 | 41.86
2016-04-01 01:00:00 | 0.42399 | 0.44923 | 0.2723 | 20.64 | -20.6399 | -20.64 | 1000 | 1000 | 20.64 | 34.95
2016-04-01 02:00:00 | 0.43686 | 0.46154 | 0.24656 | 21.13 | -21.1299 | -21.13 | 1000 | 1000 | 21.13 | 34.02
2016-04-01 03:00:00 | 0.45617 | 0.48 | 0.24182 | 21.78 | -21.7799 | -21.78 | 1000 | 1000 | 21.78 | 32.68
2016-04-01 04:00:00 | 0.4787 | 0.50154 | 0.25666 | 29.73 | -29.7299 | -29.73 | 1000 | 1000 | 29.73 | 37.01
2016-04-01 05:00:00 | 0.48513 | 0.50769 | 0.30259 | 36.5 | -36.4999 | -36.5 | 1000 | 1000 | 36.5 | 44.85
2016-04-01 06:00:00 | 0.48191 | 0.50462 | 0.48151 | 40.44 | -40.4399 | -40.44 | 1000 | 1000 | 40.44 | 59.55
2016-04-01 07:00:00 | 0.46261 | 0.48615 | 0.66658 | 38.39 | -38.3899 | -38.39 | 1000 | 1000 | 38.39 | 63.05
2016-04-01 08:00:00 | 0.39503 | 0.42154 | 0.76801 | 34.57 | -34.5699 | -34.57 | 1000 | 1000 | 34.57 | 65.91
2016-04-01 09:00:00 | 0.36285 | 0.39077 | 0.79951 | 30.55 | -30.5499 | -30.55 | 1000 | 1000 | 30.55 | 66.07
2016-04-01 10:00:00 | 0.3178 | 0.34769 | 0.78557 | 25.79 | -25.7899 | -25.79 | 1000 | 1000 | 25.79 | 65.28
2016-04-01 11:00:00 | 0.29206 | 0.32308 | 0.79764 | 23.09 | -23.0899 | -23.09 | 1000 | 1000 | 23.09 | 64.36
2016-04-01 12:00:00 | 0.27918 | 0.31077 | 0.85187 | 23.13 | -23.1299 | -23.13 | 1000 | 1000 | 23.13 | 63.35
2016-04-01 13:00:00 | 0.25666 | 0.28923 | 0.80371 | 23 | -22.9999 | -23 | 1000 | 1000 | 23 | 62.38
2016-04-01 14:00:00 | 0.23735 | 0.27077 | 0.71281 | 22.45 | -22.4499 | -22.45 | 1000 | 1000 | 22.45 | 58
2016-04-01 15:00:00 | 0.23413 | 0.26769 | 0.66962 | 24.28 | -24.2799 | -24.28 | 1000 | 1000 | 24.28 | 53.28
2016-04-01 16:00:00 | 0.23735 | 0.27077 | 0.64249 | 31.91 | -31.9099 | -31.91 | 1000 | 1000 | 31.91 | 50.47
2016-04-01 17:00:00 | 0.26631 | 0.29846 | 0.6827 | 33.9 | -33.8999 | -33.9 | 1000 | 1000 | 33.9 | 54.81
2016-04-01 18:00:00 | 0.34032 | 0.36923 | 0.76871 | 35.85 | -35.8499 | -35.85 | 1000 | 1000 | 35.85 | 61.61
2016-04-01 19:00:00 | 0.35963 | 0.38769 | 0.84092 | 31.3 | -31.2999 | -31.3 | 1000 | 1000 | 31.3 | 62.65
2016-04-01 20:00:00 | 0.44973 | 0.47385 | 0.81374 | 24.33 | -24.3299 | -24.33 | 1000 | 1000 | 24.33 | 62.9
2016-04-01 21:00:00 | 0.39503 | 0.42154 | 0.75678 | 26.03 | -26.0299 | -26.03 | 1000 | 1000 | 26.03 | 60.69
2016-04-01 22:00:00 | 0.42077 | 0.44615 | 0.66533 | 21.82 | -21.8199 | -21.82 | 1000 | 1000 | 21.82 | 57.34
2016-04-01 23:00:00 | 0.51731 | 0.53846 | 0.5102 | 21.31 | -21.3099 | -21.31 | 1000 | 1000 | 21.31 | 55.37
2016-04-02 00:00:00 | 0.52053 | 0.54154 | 0.39269 | 21.1 | -21.0999 | -21.1 | 1000 | 1000 | 21.1 | 53.87
2016-04-02 01:00:00 | 0.53662 | 0.55692 | 0.32007 | 19.84 | -19.8399 | -19.84 | 1000 | 1000 | 19.84 | 52.29
2016-04-02 02:00:00 | 0.55271 | 0.57231 | 0.27054 | 19.91 | -19.9099 | -19.91 | 1000 | 1000 | 19.91 | 48
2016-04-02 03:00:00 | 0.4787 | 0.50154 | 0.2573 | 20.09 | -20.0899 | -20.09 | 1000 | 1000 | 20.09 | 45.24
2016-04-02 04:00:00 | 0.49157 | 0.51385 | 0.25708 | 20.19 | -20.1899 | -20.19 | 1000 | 1000 | 20.19 | 45.74
2016-04-02 05:00:00 | 0.50444 | 0.52615 | 0.2679 | 22.29 | -22.2899 | -22.29 | 1000 | 1000 | 22.29 | 45.06
2016-04-02 06:00:00 | 0.44973 | 0.47385 | 0.32786 | 22.51 | -22.5099 | -22.51 | 1000 | 1000 | 22.51 | 48.04
2016-04-02 07:00:00 | 0.39181 | 0.41846 | 0.51632 | 22.04 | -22.0399 | -22.04 | 1000 | 1000 | 22.04 | 52.26
2016-04-02 08:00:00 | 0.34676 | 0.37538 | 0.72881 | 20.81 | -20.8099 | -20.81 | 1000 | 1000 | 20.81 | 59.62
2016-04-02 09:00:00 | 0.26953 | 0.30154 | 0.83671 | 19.55 | -19.5499 | -19.55 | 1000 | 1000 | 19.55 | 62.72
2016-04-02 10:00:00 | 0.20839 | 0.24308 | 0.89575 | 18.12 | -18.1199 | -18.12 | 1000 | 1000 | 18.12 | 60.59
2016-04-02 11:00:00 | 0.16656 | 0.20308 | 0.93645 | 17.06 | -17.0599 | -17.06 | 1000 | 1000 | 17.06 | 56.28
2016-04-02 12:00:00 | 0.12472 | 0.16308 | 0.97446 | 14.06 | -14.0599 | -14.06 | 1000 | 1000 | 14.06 | 52.43
2016-04-02 13:00:00 | 0.11185 | 0.15077 | 0.93367 | 16.05 | -16.0499 | -16.05 | 1000 | 1000 | 16.05 | 46.35
2016-04-02 14:00:00 | 0.089326 | 0.12923 | 0.82041 | 18.73 | -18.7299 | -18.73 | 1000 | 1000 | 18.73 | 44.99
2016-04-02 15:00:00 | 0.09898 | 0.13846 | 0.73445 | 20.12 | -20.1199 | -20.12 | 1000 | 1000 | 20.12 | 42.44
2016-04-02 16:00:00 | 0.10542 | 0.14462 | 0.70905 | 23.41 | -23.4099 | -23.41 | 1000 | 1000 | 23.41 | 43.16
2016-04-02 17:00:00 | 0.14403 | 0.18154 | 0.76491 | 28.2 | -28.1999 | -28.2 | 1000 | 1000 | 28.2 | 47.1
2016-04-02 18:00:00 | 0.20195 | 0.23692 | 0.87191 | 30.43 | -30.4299 | -30.43 | 1000 | 1000 | 30.43 | 53.37
2016-04-02 19:00:00 | 0.23092 | 0.26462 | 0.93772 | 30.1 | -30.0999 | -30.1 | 1000 | 1000 | 30.1 | 59.86
2016-04-02 20:00:00 | 0.29206 | 0.32308 | 0.86663 | 26.79 | -26.7899 | -26.79 | 1000 | 1000 | 26.79 | 61.26
2016-04-02 21:00:00 | 0.30493 | 0.33538 | 0.72173 | 21.43 | -21.4299 | -21.43 | 1000 | 1000 | 21.43 | 56.4
2016-04-02 22:00:00 | 0.32745 | 0.35692 | 0.6763 | 19.59 | -19.5899 | -19.59 | 1000 | 1000 | 19.59 | 56.35
2016-04-02 23:00:00 | 0.34998 | 0.37846 | 0.57413 | 18.07 | -18.0699 | -18.07 | 1000 | 1000 | 18.07 | 54.93
2016-04-03 00:00:00 | 0.34998 | 0.37846 | 0.42848 | 17.5 | -17.4999 | -17.5 | 1000 | 1000 | 17.5 | 43.92
2016-04-03 01:00:00 | 0.37572 | 0.40308 | 0.3248 | 15.29 | -15.2899 | -15.29 | 1000 | 1000 | 15.29 | 40.63
2016-04-03 02:00:00 | 0.37894 | 0.40615 | 0.2597 | 15.68 | -15.6799 | -15.68 | 1000 | 1000 | 15.68 | 30.88
2016-04-03 03:00:00 | 0.4079 | 0.43385 | 0.23571 | 15.59 | -15.5899 | -15.59 | 1000 | 1000 | 15.59 | 22.71
2016-04-03 04:00:00 | 0.42077 | 0.44615 | 0.22974 | 13.32 | -13.3199 | -13.32 | 1000 | 1000 | 13.32 | 25
2016-04-03 05:00:00 | 0.42077 | 0.44615 | 0.23181 | 14.6 | -14.5999 | -14.6 | 1000 | 1000 | 14.6 | 39.32
2016-04-03 06:00:00 | 0.40468 | 0.43077 | 0.24273 | 17.48 | -17.4799 | -17.48 | 1000 | 1000 | 17.48 | 38.06
2016-04-03 07:00:00 | 0.32745 | 0.35692 | 0.33217 | 18.55 | -18.5499 | -18.55 | 1000 | 1000 | 18.55 | 39.5
2016-04-03 08:00:00 | 0.26953 | 0.30154 | 0.53135 | 17.36 | -17.3599 | -17.36 | 1000 | 1000 | 17.36 | 43.92
2016-04-03 09:00:00 | 0.18265 | 0.21846 | 0.74639 | 17.67 | -17.6699 | -17.67 | 1000 | 1000 | 17.67 | 47.95
2016-04-03 10:00:00 | 0.15368 | 0.19077 | 0.8642 | 15.48 | -15.4799 | -15.48 | 1000 | 1000 | 15.48 | 52.5
2016-04-03 11:00:00 | 0.089326 | 0.12923 | 0.95828 | 14.8 | -14.7999 | -14.8 | 1000 | 1000 | 14.8 | 57.66
2016-04-03 12:00:00 | 0.089326 | 0.12923 | 0.97557 | 12.75 | -12.7499 | -12.75 | 1000 | 1000 | 12.75 | 57.33
2016-04-03 13:00:00 | 0.089326 | 0.12923 | 0.80626 | 12.18 | -12.1799 | -12.18 | 1000 | 1000 | 12.18 | 46.13
2016-04-03 14:00:00 | 0.089326 | 0.12923 | 0.66004 | 13.02 | -13.0199 | -13.02 | 1000 | 1000 | 13.02 | 42.68
2016-04-03 15:00:00 | 0.089326 | 0.12923 | 0.58723 | 15.77 | -15.7699 | -15.77 | 1000 | 1000 | 15.77 | 37.02
2016-04-03 16:00:00 | 0.089326 | 0.12923 | 0.52352 | 21.19 | -21.1899 | -21.19 | 1000 | 1000 | 21.19 | 41.1
2016-04-03 17:00:00 | 0.089326 | 0.12923 | 0.55331 | 23.15 | -23.1499 | -23.15 | 1000 | 1000 | 23.15 | 49.23
2016-04-03 18:00:00 | 0.09898 | 0.13846 | 0.67192 | 25.28 | -25.2799 | -25.28 | 1000 | 1000 | 25.28 | 52.44
2016-04-03 19:00:00 | 0.095762 | 0.13538 | 0.77603 | 25.01 | -25.0099 | -25.01 | 1000 | 1000 | 25.01 | 61.04
2016-04-03 20:00:00 | 0.11829 | 0.15692 | 0.75374 | 24.32 | -24.3199 | -24.32 | 1000 | 1000 | 24.32 | 63.94
2016-04-03 21:00:00 | 0.13116 | 0.16923 | 0.70206 | 20.9 | -20.8999 | -20.9 | 1000 | 1000 | 20.9 | 63.42
2016-04-03 22:00:00 | 0.21161 | 0.24615 | 0.62189 | 21 | -20.9999 | -21 | 1000 | 1000 | 21 | 61.64
2016-04-03 23:00:00 | 0.1923 | 0.22769 | 0.46945 | 19.59 | -19.5899 | -19.59 | 1000 | 1000 | 19.59 | 55
2016-04-04 00:00:00 | 0.19874 | 0.23385 | 0.35579 | 19.15 | -19.1499 | -19.15 | 1000 | 1000 | 19.15 | 49.94
2016-04-04 01:00:00 | 0.20517 | 0.24 | 0.2723 | 18.75 | -18.7499 | -18.75 | 1000 | 1000 | 18.75 | 46.73
2016-04-04 02:00:00 | 0.24379 | 0.27692 | 0.24656 | 18.72 | -18.7199 | -18.72 | 1000 | 1000 | 18.72 | 40.97
2016-04-04 03:00:00 | 0.25988 | 0.29231 | 0.24182 | 20.39 | -20.3899 | -20.39 | 1000 | 1000 | 20.39 | 39.71
2016-04-04 04:00:00 | 0.247 | 0.28 | 0.25666 | 29.1 | -29.0999 | -29.1 | 1000 | 1000 | 29.1 | 37.54
2016-04-04 05:00:00 | 0.23092 | 0.26462 | 0.30259 | 34.19 | -34.1899 | -34.19 | 1000 | 1000 | 34.19 | 42.98
2016-04-04 06:00:00 | 0.22448 | 0.25846 | 0.48151 | 35.42 | -35.4199 | -35.42 | 1000 | 1000 | 35.42 | 57.08
2016-04-04 07:00:00 | 0.22448 | 0.25846 | 0.66658 | 33.5 | -33.4999 | -33.5 | 1000 | 1000 | 33.5 | 67.13
2016-04-04 08:00:00 | 0.16334 | 0.2 | 0.76801 | 29.62 | -29.6199 | -29.62 | 1000 | 1000 | 29.62 | 74.93
2016-04-04 09:00:00 | 0.09898 | 0.13846 | 0.79951 | 25.1 | -25.0999 | -25.1 | 1000 | 1000 | 25.1 | 72.65
2016-04-04 10:00:00 | 0.089326 | 0.12923 | 0.78557 | 23.37 | -23.3699 | -23.37 | 1000 | 1000 | 23.37 | 71.14
2016-04-04 11:00:00 | 0.089326 | 0.12923 | 0.79764 | 23.83 | -23.8299 | -23.83 | 1000 | 1000 | 23.83 | 70.18
2016-04-04 12:00:00 | 0.089326 | 0.12923 | 0.85187 | 23.93 | -23.9299 | -23.93 | 1000 | 1000 | 23.93 | 67.59
2016-04-04 13:00:00 | 0.089326 | 0.12923 | 0.80371 | 23.04 | -23.0399 | -23.04 | 1000 | 1000 | 23.04 | 65.97
2016-04-04 14:00:00 | 0.089326 | 0.12923 | 0.71281 | 27.42 | -27.4199 | -27.42 | 1000 | 1000 | 27.42 | 63.11
2016-04-04 15:00:00 | 0.089326 | 0.12923 | 0.66962 | 29.25 | -29.2499 | -29.25 | 1000 | 1000 | 29.25 | 61.76
2016-04-04 16:00:00 | 0.089326 | 0.12923 | 0.64249 | 32.96 | -32.9599 | -32.96 | 1000 | 1000 | 32.96 | 54.6
2016-04-04 17:00:00 | 0.089326 | 0.12923 | 0.6827 | 35.05 | -35.0499 | -35.05 | 1000 | 1000 | 35.05 | 54.4
2016-04-04 18:00:00 | 0.089326 | 0.12923 | 0.76871 | 36.1 | -36.0999 | -36.1 | 1000 | 1000 | 36.1 | 61.21
2016-04-04 19:00:00 | 0.089326 | 0.12923 | 0.84092 | 35.6 | -35.5999 | -35.6 | 1000 | 1000 | 35.6 | 62.53
2016-04-04 20:00:00 | 0.16012 | 0.19692 | 0.81374 | 30.3 | -30.2999 | -30.3 | 1000 | 1000 | 30.3 | 64.73
2016-04-04 21:00:00 | 0.16977 | 0.20615 | 0.75678 | 25.96 | -25.9599 | -25.96 | 1000 | 1000 | 25.96 | 62.5
2016-04-04 22:00:00 | 0.10863 | 0.14769 | 0.66533 | 21.39 | -21.3899 | -21.39 | 1000 | 1000 | 21.39 | 59.51
2016-04-04 23:00:00 | 0.21161 | 0.24615 | 0.5102 | 20.8 | -20.7999 | -20.8 | 1000 | 1000 | 20.8 | 54.94
2016-04-05 00:00:00 | 0.21161 | 0.24615 | 0.35579 | 20.76 | -20.7599 | -20.76 | 1000 | 1000 | 20.76 | 48.03
2016-04-05 01:00:00 | 0.25022 | 0.28308 | 0.2723 | 20.31 | -20.3099 | -20.31 | 1000 | 1000 | 20.31 | 46.37
2016-04-05 02:00:00 | 0.2277 | 0.26154 | 0.24656 | 20.34 | -20.3399 | -20.34 | 1000 | 1000 | 20.34 | 45.27
2016-04-05 03:00:00 | 0.27275 | 0.30462 | 0.24182 | 21.79 | -21.7899 | -21.79 | 1000 | 1000 | 21.79 | 43.04
2016-04-05 04:00:00 | 0.29849 | 0.32923 | 0.25666 | 27.84 | -27.8399 | -27.84 | 1000 | 1000 | 27.84 | 45.16
2016-04-05 05:00:00 | 0.31136 | 0.34154 | 0.30259 | 32.76 | -32.7599 | -32.76 | 1000 | 1000 | 32.76 | 48.41
2016-04-05 06:00:00 | 0.26953 | 0.30154 | 0.48151 | 35.18 | -35.1799 | -35.18 | 1000 | 1000 | 35.18 | 56.78
2016-04-05 07:00:00 | 0.22126 | 0.25538 | 0.66658 | 34.92 | -34.9199 | -34.92 | 1000 | 1000 | 34.92 | 63.97
2016-04-05 08:00:00 | 0.17299 | 0.20923 | 0.76801 | 34.1 | -34.0999 | -34.1 | 1000 | 1000 | 34.1 | 67.73
2016-04-05 09:00:00 | 0.10863 | 0.14769 | 0.79951 | 32.93 | -32.9299 | -32.93 | 1000 | 1000 | 32.93 | 65.38
2016-04-05 10:00:00 | 0.089326 | 0.12923 | 0.78557 | 29.52 | -29.5199 | -29.52 | 1000 | 1000 | 29.52 | 63.1
2016-04-05 11:00:00 | 0.089326 | 0.12923 | 0.79764 | 26.58 | -26.5799 | -26.58 | 1000 | 1000 | 26.58 | 62.09
2016-04-05 12:00:00 | 0.089326 | 0.12923 | 0.85187 | 24.74 | -24.7399 | -24.74 | 1000 | 1000 | 24.74 | 60.4
2016-04-05 13:00:00 | 0.089326 | 0.12923 | 0.80371 | 24.19 | -24.1899 | -24.19 | 1000 | 1000 | 24.19 | 56.18
2016-04-05 14:00:00 | 0.089326 | 0.12923 | 0.71281 | 23.96 | -23.9599 | -23.96 | 1000 | 1000 | 23.96 | 53.18
2016-04-05 15:00:00 | 0.089326 | 0.12923 | 0.66962 | 27.05 | -27.0499 | -27.05 | 1000 | 1000 | 27.05 | 50.42
2016-04-05 16:00:00 | 0.089326 | 0.12923 | 0.64249 | 29.79 | -29.7899 | -29.79 | 1000 | 1000 | 29.79 | 49.01
2016-04-05 17:00:00 | 0.089326 | 0.12923 | 0.6827 | 30.66 | -30.6599 | -30.66 | 1000 | 1000 | 30.66 | 50
2016-04-05 18:00:00 | 0.089326 | 0.12923 | 0.76871 | 30.04 | -30.0399 | -30.04 | 1000 | 1000 | 30.04 | 56.04
2016-04-05 19:00:00 | 0.089326 | 0.12923 | 0.84092 | 28 | -27.9999 | -28 | 1000 | 1000 | 28 | 61.18
2016-04-05 20:00:00 | 0.089326 | 0.12923 | 0.81374 | 25.32 | -25.3199 | -25.32 | 1000 | 1000 | 25.32 | 63.38
2016-04-05 21:00:00 | 0.11185 | 0.15077 | 0.75678 | 21.97 | -21.9699 | -21.97 | 1000 | 1000 | 21.97 | 59.69
2016-04-05 22:00:00 | 0.12794 | 0.16615 | 0.66533 | 20 | -19.9999 | -20 | 1000 | 1000 | 20 | 58.57
2016-04-05 23:00:00 | 0.22126 | 0.25538 | 0.5102 | 19.2 | -19.1999 | -19.2 | 1000 | 1000 | 19.2 | 51.72
2016-04-06 00:00:00 | 0.26309 | 0.29538 | 0.35579 | 19.06 | -19.0599 | -19.06 | 1000 | 1000 | 19.06 | 48.35
2016-04-06 01:00:00 | 0.2824 | 0.31385 | 0.2723 | 18.95 | -18.9499 | -18.95 | 1000 | 1000 | 18.95 | 45.39
2016-04-06 02:00:00 | 0.27275 | 0.30462 | 0.24656 | 19.02 | -19.0199 | -19.02 | 1000 | 1000 | 19.02 | 44.39
2016-04-06 03:00:00 | 0.27918 | 0.31077 | 0.24182 | 20 | -19.9999 | -20 | 1000 | 1000 | 20 | 39.19
2016-04-06 04:00:00 | 0.29527 | 0.32615 | 0.25666 | 24.33 | -24.3299 | -24.33 | 1000 | 1000 | 24.33 | 42.99
2016-04-06 05:00:00 | 0.30815 | 0.33846 | 0.30259 | 32.97 | -32.9699 | -32.97 | 1000 | 1000 | 32.97 | 49.33
2016-04-06 06:00:00 | 0.3178 | 0.34769 | 0.48151 | 34.24 | -34.2399 | -34.24 | 1000 | 1000 | 34.24 | 59.37
2016-04-06 07:00:00 | 0.26631 | 0.29846 | 0.66658 | 25.98 | -25.9799 | -25.98 | 1000 | 1000 | 25.98 | 62.42
2016-04-06 08:00:00 | 0.247 | 0.28 | 0.76801 | 23.24 | -23.2399 | -23.24 | 1000 | 1000 | 23.24 | 66.07
2016-04-06 09:00:00 | 0.21161 | 0.24615 | 0.79951 | 21.97 | -21.9699 | -21.97 | 1000 | 1000 | 21.97 | 63.5
2016-04-06 10:00:00 | 0.18265 | 0.21846 | 0.78557 | 21.25 | -21.2499 | -21.25 | 1000 | 1000 | 21.25 | 62.36
2016-04-06 11:00:00 | 0.20839 | 0.24308 | 0.79764 | 20.02 | -20.0199 | -20.02 | 1000 | 1000 | 20.02 | 61.39
2016-04-06 12:00:00 | 0.17299 | 0.20923 | 0.85187 | 19.75 | -19.7499 | -19.75 | 1000 | 1000 | 19.75 | 60.17
2016-04-06 13:00:00 | 0.1569 | 0.19385 | 0.80371 | 19.85 | -19.8499 | -19.85 | 1000 | 1000 | 19.85 | 58.97
2016-04-06 14:00:00 | 0.1569 | 0.19385 | 0.71281 | 20.09 | -20.0899 | -20.09 | 1000 | 1000 | 20.09 | 55.43
2016-04-06 15:00:00 | 0.13116 | 0.16923 | 0.66962 | 21.59 | -21.5899 | -21.59 | 1000 | 1000 | 21.59 | 53.56
2016-04-06 16:00:00 | 0.13116 | 0.16923 | 0.64249 | 23.1 | -23.0999 | -23.1 | 1000 | 1000 | 23.1 | 52.75
2016-04-06 17:00:00 | 0.16656 | 0.20308 | 0.6827 | 26.71 | -26.7099 | -26.71 | 1000 | 1000 | 26.71 | 53.08
2016-04-06 18:00:00 | 0.25344 | 0.28615 | 0.76871 | 28.26 | -28.2599 | -28.26 | 1000 | 1000 | 28.26 | 57.71
2016-04-06 19:00:00 | 0.29849 | 0.32923 | 0.84092 | 23.23 | -23.2299 | -23.23 | 1000 | 1000 | 23.23 | 59.63
2016-04-06 20:00:00 | 0.30171 | 0.33231 | 0.81374 | 21.06 | -21.0599 | -21.06 | 1000 | 1000 | 21.06 | 61.68
2016-04-06 21:00:00 | 0.31458 | 0.34462 | 0.75678 | 19.01 | -19.0099 | -19.01 | 1000 | 1000 | 19.01 | 61.83
2016-04-06 22:00:00 | 0.27918 | 0.31077 | 0.66533 | 16.42 | -16.4199 | -16.42 | 1000 | 1000 | 16.42 | 58.11
2016-04-06 23:00:00 | 0.26309 | 0.29538 | 0.5102 | 16 | -15.9999 | -16 | 1000 | 1000 | 16 | 50.18
2016-04-07 00:00:00 | 0.23413 | 0.26769 | 0.35579 | 13.46 | -13.4599 | -13.46 | 1000 | 1000 | 13.46 | 49.69
2016-04-07 01:00:00 | 0.25022 | 0.28308 | 0.2723 | 12.57 | -12.5699 | -12.57 | 1000 | 1000 | 12.57 | 44.93
2016-04-07 02:00:00 | 0.25022 | 0.28308 | 0.24656 | 13.49 | -13.4899 | -13.49 | 1000 | 1000 | 13.49 | 43.15
2016-04-07 03:00:00 | 0.28884 | 0.32 | 0.24182 | 17.37 | -17.3699 | -17.37 | 1000 | 1000 | 17.37 | 42.92
2016-04-07 04:00:00 | 0.32424 | 0.35385 | 0.25666 | 22.62 | -22.6199 | -22.62 | 1000 | 1000 | 22.62 | 43.99
2016-04-07 05:00:00 | 0.33067 | 0.36 | 0.30259 | 28.4 | -28.3999 | -28.4 | 1000 | 1000 | 28.4 | 49.2
2016-04-07 06:00:00 | 0.31458 | 0.34462 | 0.48151 | 31.31 | -31.3099 | -31.31 | 1000 | 1000 | 31.31 | 55.69
2016-04-07 07:00:00 | 0.30815 | 0.33846 | 0.66658 | 26.33 | -26.3299 | -26.33 | 1000 | 1000 | 26.33 | 61.19
2016-04-07 08:00:00 | 0.25988 | 0.29231 | 0.76801 | 21.55 | -21.5499 | -21.55 | 1000 | 1000 | 21.55 | 66.97
2016-04-07 09:00:00 | 0.23092 | 0.26462 | 0.79951 | 21.56 | -21.5599 | -21.56 | 1000 | 1000 | 21.56 | 62.58
2016-04-07 10:00:00 | 0.1923 | 0.22769 | 0.78557 | 22.32 | -22.3199 | -22.32 | 1000 | 1000 | 22.32 | 60.01
2016-04-07 11:00:00 | 0.19874 | 0.23385 | 0.79764 | 21.6 | -21.5999 | -21.6 | 1000 | 1000 | 21.6 | 59.53
2016-04-07 12:00:00 | 0.21483 | 0.24923 | 0.85187 | 22.57 | -22.5699 | -22.57 | 1000 | 1000 | 22.57 | 56.99
2016-04-07 13:00:00 | 0.22126 | 0.25538 | 0.80371 | 21.86 | -21.8599 | -21.86 | 1000 | 1000 | 21.86 | 55.53
2016-04-07 14:00:00 | 0.25344 | 0.28615 | 0.71281 | 21.94 | -21.9399 | -21.94 | 1000 | 1000 | 21.94 | 51.77
2016-04-07 15:00:00 | 0.29849 | 0.32923 | 0.66962 | 22.73 | -22.7299 | -22.73 | 1000 | 1000 | 22.73 | 50.24
2016-04-07 16:00:00 | 0.25022 | 0.28308 | 0.64249 | 28.59 | -28.5899 | -28.59 | 1000 | 1000 | 28.59 | 52.97
2016-04-07 17:00:00 | 0.25666 | 0.28923 | 0.6827 | 31.11 | -31.1099 | -31.11 | 1000 | 1000 | 31.11 | 56.88
2016-04-07 18:00:00 | 0.32102 | 0.35077 | 0.76871 | 32.68 | -32.6799 | -32.68 | 1000 | 1000 | 32.68 | 61.36
2016-04-07 19:00:00 | 0.36285 | 0.39077 | 0.84092 | 29.41 | -29.4099 | -29.41 | 1000 | 1000 | 29.41 | 68.07
2016-04-07 20:00:00 | 0.38538 | 0.41231 | 0.81374 | 28.27 | -28.2699 | -28.27 | 1000 | 1000 | 28.27 | 68.97
2016-04-07 21:00:00 | 0.41112 | 0.43692 | 0.75678 | 23.54 | -23.5399 | -23.54 | 1000 | 1000 | 23.54 | 60
2016-04-07 22:00:00 | 0.4433 | 0.46769 | 0.66533 | 23.39 | -23.3899 | -23.39 | 1000 | 1000 | 23.39 | 53.09
2016-04-07 23:00:00 | 0.46582 | 0.48923 | 0.5102 | 21.69 | -21.6899 | -21.69 | 1000 | 1000 | 21.69 | 49.63
2016-04-08 00:00:00 | 0.48191 | 0.50462 | 0.35579 | 21.18 | -21.1799 | -21.18 | 1000 | 1000 | 21.18 | 45.63
2016-04-08 01:00:00 | 0.47548 | 0.49846 | 0.2723 | 20.52 | -20.5199 | -20.52 | 1000 | 1000 | 20.52 | 43.24
2016-04-08 02:00:00 | 0.48513 | 0.50769 | 0.24656 | 21.04 | -21.0399 | -21.04 | 1000 | 1000 | 21.04 | 34.18
2016-04-08 03:00:00 | 0.4787 | 0.50154 | 0.24182 | 21.72 | -21.7199 | -21.72 | 1000 | 1000 | 21.72 | 29.91
2016-04-08 04:00:00 | 0.47548 | 0.49846 | 0.25666 | 29.12 | -29.1199 | -29.12 | 1000 | 1000 | 29.12 | 39.86
2016-04-08 05:00:00 | 0.49479 | 0.51692 | 0.30259 | 35 | -34.9999 | -35 | 1000 | 1000 | 35 | 47.52
2016-04-08 06:00:00 | 0.4433 | 0.46769 | 0.48151 | 38.2 | -38.1999 | -38.2 | 1000 | 1000 | 38.2 | 56.51
2016-04-08 07:00:00 | 0.37894 | 0.40615 | 0.66658 | 37.55 | -37.5499 | -37.55 | 1000 | 1000 | 37.55 | 65.96
2016-04-08 08:00:00 | 0.32102 | 0.35077 | 0.76801 | 34.22 | -34.2199 | -34.22 | 1000 | 1000 | 34.22 | 68.03
2016-04-08 09:00:00 | 0.26953 | 0.30154 | 0.79951 | 32.96 | -32.9599 | -32.96 | 1000 | 1000 | 32.96 | 65.97
2016-04-08 10:00:00 | 0.21804 | 0.25231 | 0.78557 | 29.74 | -29.7399 | -29.74 | 1000 | 1000 | 29.74 | 60.37
2016-04-08 11:00:00 | 0.19552 | 0.23077 | 0.79764 | 27.9 | -27.8999 | -27.9 | 1000 | 1000 | 27.9 | 60.16
2016-04-08 12:00:00 | 0.18265 | 0.21846 | 0.85187 | 26.36 | -26.3599 | -26.36 | 1000 | 1000 | 26.36 | 57.02
2016-04-08 13:00:00 | 0.19552 | 0.23077 | 0.80371 | 24.66 | -24.6599 | -24.66 | 1000 | 1000 | 24.66 | 53.02
2016-04-08 14:00:00 | 0.16334 | 0.2 | 0.71281 | 23.95 | -23.9499 | -23.95 | 1000 | 1000 | 23.95 | 52.82
2016-04-08 15:00:00 | 0.19874 | 0.23385 | 0.66962 | 27.03 | -27.0299 | -27.03 | 1000 | 1000 | 27.03 | 49
2016-04-08 16:00:00 | 0.20839 | 0.24308 | 0.64249 | 29.58 | -29.5799 | -29.58 | 1000 | 1000 | 29.58 | 47.29
2016-04-08 17:00:00 | 0.23092 | 0.26462 | 0.6827 | 32.22 | -32.2199 | -32.22 | 1000 | 1000 | 32.22 | 48.7
2016-04-08 18:00:00 | 0.2824 | 0.31385 | 0.76871 | 31.96 | -31.9599 | -31.96 | 1000 | 1000 | 31.96 | 51.39
2016-04-08 19:00:00 | 0.34676 | 0.37538 | 0.84092 | 30.66 | -30.6599 | -30.66 | 1000 | 1000 | 30.66 | 54.6
2016-04-08 20:00:00 | 0.34676 | 0.37538 | 0.81374 | 30.68 | -30.6799 | -30.68 | 1000 | 1000 | 30.68 | 55.31
2016-04-08 21:00:00 | 0.40147 | 0.42769 | 0.75678 | 29 | -28.9999 | -29 | 1000 | 1000 | 29 | 54.02
2016-04-08 22:00:00 | 0.44008 | 0.46462 | 0.66533 | 28.45 | -28.4499 | -28.45 | 1000 | 1000 | 28.45 | 55
2016-04-08 23:00:00 | 0.45295 | 0.47692 | 0.5102 | 24.18 | -24.1799 | -24.18 | 1000 | 1000 | 24.18 | 48.21
2016-04-09 00:00:00 | 0.46904 | 0.49231 | 0.39269 | 23.28 | -23.2799 | -23.28 | 1000 | 1000 | 23.28 | 39.33
2016-04-09 01:00:00 | 0.48835 | 0.51077 | 0.32007 | 21.84 | -21.8399 | -21.84 | 1000 | 1000 | 21.84 | 22.67
2016-04-09 02:00:00 | 0.48513 | 0.50769 | 0.27054 | 21.46 | -21.4599 | -21.46 | 1000 | 1000 | 21.46 | 19.99
2016-04-09 03:00:00 | 0.50766 | 0.52923 | 0.2573 | 21.72 | -21.7199 | -21.72 | 1000 | 1000 | 21.72 | 18.04
2016-04-09 04:00:00 | 0.53662 | 0.55692 | 0.25708 | 22.42 | -22.4199 | -22.42 | 1000 | 1000 | 22.42 | 18.35
2016-04-09 05:00:00 | 0.54949 | 0.56923 | 0.2679 | 23.42 | -23.4199 | -23.42 | 1000 | 1000 | 23.42 | 25.1
2016-04-09 06:00:00 | 0.41434 | 0.44 | 0.32786 | 27.21 | -27.2099 | -27.21 | 1000 | 1000 | 27.21 | 39.26
2016-04-09 07:00:00 | 0.34354 | 0.37231 | 0.51632 | 25.12 | -25.1199 | -25.12 | 1000 | 1000 | 25.12 | 44.98
2016-04-09 08:00:00 | 0.29849 | 0.32923 | 0.72881 | 22.76 | -22.7599 | -22.76 | 1000 | 1000 | 22.76 | 47.9
2016-04-09 09:00:00 | 0.25988 | 0.29231 | 0.83671 | 22.58 | -22.5799 | -22.58 | 1000 | 1000 | 22.58 | 53.48
2016-04-09 10:00:00 | 0.22448 | 0.25846 | 0.89575 | 21.83 | -21.8299 | -21.83 | 1000 | 1000 | 21.83 | 54.2
2016-04-09 11:00:00 | 0.1923 | 0.22769 | 0.93645 | 20.81 | -20.8099 | -20.81 | 1000 | 1000 | 20.81 | 55.46
2016-04-09 12:00:00 | 0.19552 | 0.23077 | 0.97446 | 19.94 | -19.9399 | -19.94 | 1000 | 1000 | 19.94 | 54.06
2016-04-09 13:00:00 | 0.16977 | 0.20615 | 0.93367 | 20.35 | -20.3499 | -20.35 | 1000 | 1000 | 20.35 | 48.07
2016-04-09 14:00:00 | 0.16334 | 0.2 | 0.82041 | 20.3 | -20.2999 | -20.3 | 1000 | 1000 | 20.3 | 44.98
2016-04-09 15:00:00 | 0.18586 | 0.22154 | 0.73445 | 22.27 | -22.2699 | -22.27 | 1000 | 1000 | 22.27 | 41.95
2016-04-09 16:00:00 | 0.19874 | 0.23385 | 0.70905 | 26.91 | -26.9099 | -26.91 | 1000 | 1000 | 26.91 | 39.71
2016-04-09 17:00:00 | 0.23413 | 0.26769 | 0.76491 | 29.62 | -29.6199 | -29.62 | 1000 | 1000 | 29.62 | 46.88
2016-04-09 18:00:00 | 0.28884 | 0.32 | 0.87191 | 31.81 | -31.8099 | -31.81 | 1000 | 1000 | 31.81 | 54.39
2016-04-09 19:00:00 | 0.32745 | 0.35692 | 0.93772 | 29.56 | -29.5599 | -29.56 | 1000 | 1000 | 29.56 | 57.08
2016-04-09 20:00:00 | 0.35963 | 0.38769 | 0.86663 | 27.44 | -27.4399 | -27.44 | 1000 | 1000 | 27.44 | 58.06
2016-04-09 21:00:00 | 0.38538 | 0.41231 | 0.72173 | 24 | -23.9999 | -24 | 1000 | 1000 | 24 | 58.55
2016-04-09 22:00:00 | 0.39503 | 0.42154 | 0.6763 | 21.13 | -21.1299 | -21.13 | 1000 | 1000 | 21.13 | 56.85
2016-04-09 23:00:00 | 0.40468 | 0.43077 | 0.57413 | 20.03 | -20.0299 | -20.03 | 1000 | 1000 | 20.03 | 52.93
2016-04-10 00:00:00 | 0.42721 | 0.45231 | 0.42848 | 19.25 | -19.2499 | -19.25 | 1000 | 1000 | 19.25 | 47.04
2016-04-10 01:00:00 | 0.44008 | 0.46462 | 0.3248 | 18.96 | -18.9599 | -18.96 | 1000 | 1000 | 18.96 | 37.92
2016-04-10 02:00:00 | 0.44973 | 0.47385 | 0.2597 | 19.02 | -19.0199 | -19.02 | 1000 | 1000 | 19.02 | 25.09
2016-04-10 03:00:00 | 0.45617 | 0.48 | 0.23571 | 18.88 | -18.8799 | -18.88 | 1000 | 1000 | 18.88 | 22.51
2016-04-10 04:00:00 | 0.43686 | 0.46154 | 0.22974 | 19.15 | -19.1499 | -19.15 | 1000 | 1000 | 19.15 | 25.02
2016-04-10 05:00:00 | 0.42721 | 0.45231 | 0.23181 | 19.19 | -19.1899 | -19.19 | 1000 | 1000 | 19.19 | 29.93
2016-04-10 06:00:00 | 0.4079 | 0.43385 | 0.24273 | 20.22 | -20.2199 | -20.22 | 1000 | 1000 | 20.22 | 18.05
2016-04-10 07:00:00 | 0.3725 | 0.4 | 0.33217 | 20.97 | -20.9699 | -20.97 | 1000 | 1000 | 20.97 | 10.43
2016-04-10 08:00:00 | 0.3532 | 0.38154 | 0.53135 | 21 | -20.9999 | -21 | 1000 | 1000 | 21 | 33.7
2016-04-10 09:00:00 | 0.34032 | 0.36923 | 0.74639 | 20.59 | -20.5899 | -20.59 | 1000 | 1000 | 20.59 | 33.3
2016-04-10 10:00:00 | 0.32424 | 0.35385 | 0.8642 | 19.29 | -19.2899 | -19.29 | 1000 | 1000 | 19.29 | 33.92
2016-04-10 11:00:00 | 0.30493 | 0.33538 | 0.95828 | 16.89 | -16.8899 | -16.89 | 1000 | 1000 | 16.89 | 35.03
2016-04-10 12:00:00 | 0.29527 | 0.32615 | 0.97557 | 14.25 | -14.2499 | -14.25 | 1000 | 1000 | 14.25 | 33.99
2016-04-10 13:00:00 | 0.29527 | 0.32615 | 0.80626 | 13.61 | -13.6099 | -13.61 | 1000 | 1000 | 13.61 | 19
2016-04-10 14:00:00 | 0.30171 | 0.33231 | 0.66004 | 12.06 | -12.0599 | -12.06 | 1000 | 1000 | 12.06 | 13.61
2016-04-10 15:00:00 | 0.29849 | 0.32923 | 0.58723 | 16.67 | -16.6699 | -16.67 | 1000 | 1000 | 16.67 | 10.75
2016-04-10 16:00:00 | 0.28884 | 0.32 | 0.52352 | 20.78 | -20.7799 | -20.78 | 1000 | 1000 | 20.78 | 10.32
2016-04-10 17:00:00 | 0.28884 | 0.32 | 0.55331 | 22.47 | -22.4699 | -22.47 | 1000 | 1000 | 22.47 | 27.85
2016-04-10 18:00:00 | 0.33711 | 0.36615 | 0.67192 | 24.55 | -24.5499 | -24.55 | 1000 | 1000 | 24.55 | 50.82
2016-04-10 19:00:00 | 0.40468 | 0.43077 | 0.77603 | 23 | -22.9999 | -23 | 1000 | 1000 | 23 | 56.7
2016-04-10 20:00:00 | 0.43364 | 0.45846 | 0.75374 | 21.84 | -21.8399 | -21.84 | 1000 | 1000 | 21.84 | 58.65
2016-04-10 21:00:00 | 0.45295 | 0.47692 | 0.70206 | 19.57 | -19.5699 | -19.57 | 1000 | 1000 | 19.57 | 57.76
2016-04-10 22:00:00 | 0.46582 | 0.48923 | 0.62189 | 16.35 | -16.3499 | -16.35 | 1000 | 1000 | 16.35 | 57.76
2016-04-10 23:00:00 | 0.41112 | 0.43692 | 0.46945 | 13.7 | -13.6999 | -13.7 | 1000 | 1000 | 13.7 | 54.1
2016-04-11 00:00:00 | 0.4079 | 0.43385 | 0.35579 | 12.81 | -12.8099 | -12.81 | 1000 | 1000 | 12.81 | 48.13
2016-04-11 01:00:00 | 0.40147 | 0.42769 | 0.2723 | 10.66 | -10.6599 | -10.66 | 1000 | 1000 | 10.66 | 45.43
2016-04-11 02:00:00 | 0.4079 | 0.43385 | 0.24656 | 13.09 | -13.0899 | -13.09 | 1000 | 1000 | 13.09 | 44.95
2016-04-11 03:00:00 | 0.43364 | 0.45846 | 0.24182 | 18.55 | -18.5499 | -18.55 | 1000 | 1000 | 18.55 | 45.1
2016-04-11 04:00:00 | 0.42399 | 0.44923 | 0.25666 | 25.49 | -25.4899 | -25.49 | 1000 | 1000 | 25.49 | 44.97
2016-04-11 05:00:00 | 0.4079 | 0.43385 | 0.30259 | 32 | -31.9999 | -32 | 1000 | 1000 | 32 | 50.01
2016-04-11 06:00:00 | 0.38216 | 0.40923 | 0.48151 | 34.61 | -34.6099 | -34.61 | 1000 | 1000 | 34.61 | 58.79
2016-04-11 07:00:00 | 0.34998 | 0.37846 | 0.66658 | 28.98 | -28.9799 | -28.98 | 1000 | 1000 | 28.98 | 64.03
2016-04-11 08:00:00 | 0.32745 | 0.35692 | 0.76801 | 25.63 | -25.6299 | -25.63 | 1000 | 1000 | 25.63 | 66.96
2016-04-11 09:00:00 | 0.2824 | 0.31385 | 0.79951 | 23.1 | -23.0999 | -23.1 | 1000 | 1000 | 23.1 | 66.01
2016-04-11 10:00:00 | 0.23735 | 0.27077 | 0.78557 | 22.59 | -22.5899 | -22.59 | 1000 | 1000 | 22.59 | 63.19
2016-04-11 11:00:00 | 0.18265 | 0.21846 | 0.79764 | 22.51 | -22.5099 | -22.51 | 1000 | 1000 | 22.51 | 62.95
2016-04-11 12:00:00 | 0.15047 | 0.18769 | 0.85187 | 22.12 | -22.1199 | -22.12 | 1000 | 1000 | 22.12 | 59.84
2016-04-11 13:00:00 | 0.12151 | 0.16 | 0.80371 | 21.83 | -21.8299 | -21.83 | 1000 | 1000 | 21.83 | 59.26
2016-04-11 14:00:00 | 0.12794 | 0.16615 | 0.71281 | 22.11 | -22.1099 | -22.11 | 1000 | 1000 | 22.11 | 58.87
2016-04-11 15:00:00 | 0.13438 | 0.17231 | 0.66962 | 23.68 | -23.6799 | -23.68 | 1000 | 1000 | 23.68 | 58.15
2016-04-11 16:00:00 | 0.20195 | 0.23692 | 0.64249 | 28.47 | -28.4699 | -28.47 | 1000 | 1000 | 28.47 | 57.07
2016-04-11 17:00:00 | 0.23735 | 0.27077 | 0.6827 | 31.27 | -31.2699 | -31.27 | 1000 | 1000 | 31.27 | 57.1
2016-04-11 18:00:00 | 0.25666 | 0.28923 | 0.76871 | 32.56 | -32.5599 | -32.56 | 1000 | 1000 | 32.56 | 58.56
2016-04-11 19:00:00 | 0.28562 | 0.31692 | 0.84092 | 31.49 | -31.4899 | -31.49 | 1000 | 1000 | 31.49 | 58.95
2016-04-11 20:00:00 | 0.30493 | 0.33538 | 0.81374 | 27.86 | -27.8599 | -27.86 | 1000 | 1000 | 27.86 | 60.37
2016-04-11 21:00:00 | 0.32102 | 0.35077 | 0.75678 | 24.8 | -24.7999 | -24.8 | 1000 | 1000 | 24.8 | 58.61
2016-04-11 22:00:00 | 0.33389 | 0.36308 | 0.66533 | 22.8 | -22.7999 | -22.8 | 1000 | 1000 | 22.8 | 57.26
2016-04-11 23:00:00 | 0.34354 | 0.37231 | 0.5102 | 22.2 | -22.1999 | -22.2 | 1000 | 1000 | 22.2 | 53.01
2016-04-12 00:00:00 | 0.34998 | 0.37846 | 0.35579 | 21.69 | -21.6899 | -21.69 | 1000 | 1000 | 21.69 | 49.7
2016-04-12 01:00:00 | 0.34998 | 0.37846 | 0.2723 | 21.05 | -21.0499 | -21.05 | 1000 | 1000 | 21.05 | 46.59
2016-04-12 02:00:00 | 0.35641 | 0.38462 | 0.24656 | 21.32 | -21.3199 | -21.32 | 1000 | 1000 | 21.32 | 44.44
2016-04-12 03:00:00 | 0.35641 | 0.38462 | 0.24182 | 22.15 | -22.1499 | -22.15 | 1000 | 1000 | 22.15 | 42.96
2016-04-12 04:00:00 | 0.36285 | 0.39077 | 0.25666 | 28.98 | -28.9799 | -28.98 | 1000 | 1000 | 28.98 | 42.14
2016-04-12 05:00:00 | 0.36607 | 0.39385 | 0.30259 | 36 | -35.9999 | -36 | 1000 | 1000 | 36 | 45.56
2016-04-12 06:00:00 | 0.35963 | 0.38769 | 0.48151 | 38.94 | -38.9399 | -38.94 | 1000 | 1000 | 38.94 | 53.12
2016-04-12 07:00:00 | 0.33389 | 0.36308 | 0.66658 | 37.6 | -37.5999 | -37.6 | 1000 | 1000 | 37.6 | 58.53
2016-04-12 08:00:00 | 0.30171 | 0.33231 | 0.76801 | 34 | -33.9999 | -34 | 1000 | 1000 | 34 | 61.55
2016-04-12 09:00:00 | 0.25344 | 0.28615 | 0.79951 | 31.02 | -31.0199 | -31.02 | 1000 | 1000 | 31.02 | 59.81
2016-04-12 10:00:00 | 0.23413 | 0.26769 | 0.78557 | 27.97 | -27.9699 | -27.97 | 1000 | 1000 | 27.97 | 60.9
2016-04-12 11:00:00 | 0.23413 | 0.26769 | 0.79764 | 26.41 | -26.4099 | -26.41 | 1000 | 1000 | 26.41 | 59.69
2016-04-12 12:00:00 | 0.24057 | 0.27385 | 0.85187 | 24.59 | -24.5899 | -24.59 | 1000 | 1000 | 24.59 | 58.45
2016-04-12 13:00:00 | 0.27275 | 0.30462 | 0.80371 | 24.18 | -24.1799 | -24.18 | 1000 | 1000 | 24.18 | 56.33
2016-04-12 14:00:00 | 0.26309 | 0.29538 | 0.71281 | 25.13 | -25.1299 | -25.13 | 1000 | 1000 | 25.13 | 51.4
2016-04-12 15:00:00 | 0.25344 | 0.28615 | 0.66962 | 27.26 | -27.2599 | -27.26 | 1000 | 1000 | 27.26 | 51.02
2016-04-12 16:00:00 | 0.24057 | 0.27385 | 0.64249 | 31.32 | -31.3199 | -31.32 | 1000 | 1000 | 31.32 | 49.47
2016-04-12 17:00:00 | 0.24379 | 0.27692 | 0.6827 | 34.62 | -34.6199 | -34.62 | 1000 | 1000 | 34.62 | 50.14
2016-04-12 18:00:00 | 0.25344 | 0.28615 | 0.76871 | 34.95 | -34.9499 | -34.95 | 1000 | 1000 | 34.95 | 55.4
2016-04-12 19:00:00 | 0.27275 | 0.30462 | 0.84092 | 32.24 | -32.2399 | -32.24 | 1000 | 1000 | 32.24 | 57.84
2016-04-12 20:00:00 | 0.27275 | 0.30462 | 0.81374 | 30 | -29.9999 | -30 | 1000 | 1000 | 30 | 61.27
2016-04-12 21:00:00 | 0.27918 | 0.31077 | 0.75678 | 24.1 | -24.0999 | -24.1 | 1000 | 1000 | 24.1 | 56.67
2016-04-12 22:00:00 | 0.28884 | 0.32 | 0.66533 | 22.93 | -22.9299 | -22.93 | 1000 | 1000 | 22.93 | 57.29
2016-04-12 23:00:00 | 0.30493 | 0.33538 | 0.5102 | 21.68 | -21.6799 | -21.68 | 1000 | 1000 | 21.68 | 45.41
2016-04-13 00:00:00 | 0.30493 | 0.33538 | 0.35579 | 21.68 | -21.6799 | -21.68 | 1000 | 1000 | 21.68 | 46.4
2016-04-13 01:00:00 | 0.30815 | 0.33846 | 0.2723 | 21.41 | -21.4099 | -21.41 | 1000 | 1000 | 21.41 | 43.98
2016-04-13 02:00:00 | 0.30815 | 0.33846 | 0.24656 | 21.71 | -21.7099 | -21.71 | 1000 | 1000 | 21.71 | 42.9
2016-04-13 03:00:00 | 0.33711 | 0.36615 | 0.24182 | 22.77 | -22.7699 | -22.77 | 1000 | 1000 | 22.77 | 42.93
2016-04-13 04:00:00 | 0.36607 | 0.39385 | 0.25666 | 31.35 | -31.3499 | -31.35 | 1000 | 1000 | 31.35 | 42.33
2016-04-13 05:00:00 | 0.3532 | 0.38154 | 0.30259 | 34.99 | -34.9899 | -34.99 | 1000 | 1000 | 34.99 | 48.86
2016-04-13 06:00:00 | 0.33711 | 0.36615 | 0.48151 | 39.41 | -39.4099 | -39.41 | 1000 | 1000 | 39.41 | 54.38
2016-04-13 07:00:00 | 0.30493 | 0.33538 | 0.66658 | 35.06 | -35.0599 | -35.06 | 1000 | 1000 | 35.06 | 60.27
2016-04-13 08:00:00 | 0.27597 | 0.30769 | 0.76801 | 33.23 | -33.2299 | -33.23 | 1000 | 1000 | 33.23 | 60.9
2016-04-13 09:00:00 | 0.20195 | 0.23692 | 0.79951 | 31.94 | -31.9399 | -31.94 | 1000 | 1000 | 31.94 | 59.29
2016-04-13 10:00:00 | 0.16334 | 0.2 | 0.78557 | 28.9 | -28.8999 | -28.9 | 1000 | 1000 | 28.9 | 58.66
2016-04-13 11:00:00 | 0.12472 | 0.16308 | 0.79764 | 27.01 | -27.0099 | -27.01 | 1000 | 1000 | 27.01 | 58.95
2016-04-13 12:00:00 | 0.09898 | 0.13846 | 0.85187 | 25.96 | -25.9599 | -25.96 | 1000 | 1000 | 25.96 | 58
2016-04-13 13:00:00 | 0.10542 | 0.14462 | 0.80371 | 26 | -25.9999 | -26 | 1000 | 1000 | 26 | 58.96
2016-04-13 14:00:00 | 0.10542 | 0.14462 | 0.71281 | 26.33 | -26.3299 | -26.33 | 1000 | 1000 | 26.33 | 58.77
2016-04-13 15:00:00 | 0.12472 | 0.16308 | 0.66962 | 29 | -28.9999 | -29 | 1000 | 1000 | 29 | 58.57
2016-04-13 16:00:00 | 0.09898 | 0.13846 | 0.64249 | 32.37 | -32.3699 | -32.37 | 1000 | 1000 | 32.37 | 57.62
2016-04-13 17:00:00 | 0.15047 | 0.18769 | 0.6827 | 33.86 | -33.8599 | -33.86 | 1000 | 1000 | 33.86 | 57.2
2016-04-13 18:00:00 | 0.23735 | 0.27077 | 0.76871 | 34.42 | -34.4199 | -34.42 | 1000 | 1000 | 34.42 | 59.92
2016-04-13 19:00:00 | 0.27918 | 0.31077 | 0.84092 | 31.31 | -31.3099 | -31.31 | 1000 | 1000 | 31.31 | 64.59
2016-04-13 20:00:00 | 0.33389 | 0.36308 | 0.81374 | 28 | -27.9999 | -28 | 1000 | 1000 | 28 | 66.98
2016-04-13 21:00:00 | 0.35641 | 0.38462 | 0.75678 | 23.59 | -23.5899 | -23.59 | 1000 | 1000 | 23.59 | 64.95
2016-04-13 22:00:00 | 0.35963 | 0.38769 | 0.66533 | 23.35 | -23.3499 | -23.35 | 1000 | 1000 | 23.35 | 60.54
2016-04-13 23:00:00 | 0.3725 | 0.4 | 0.5102 | 21.93 | -21.9299 | -21.93 | 1000 | 1000 | 21.93 | 57.04
2016-04-14 00:00:00 | 0.36285 | 0.39077 | 0.35579 | 21.18 | -21.1799 | -21.18 | 1000 | 1000 | 21.18 | 51.9
2016-04-14 01:00:00 | 0.35641 | 0.38462 | 0.2723 | 20.94 | -20.9399 | -20.94 | 1000 | 1000 | 20.94 | 50.67
2016-04-14 02:00:00 | 0.3532 | 0.38154 | 0.24656 | 21.06 | -21.0599 | -21.06 | 1000 | 1000 | 21.06 | 49.2
2016-04-14 03:00:00 | 0.34998 | 0.37846 | 0.24182 | 21.74 | -21.7399 | -21.74 | 1000 | 1000 | 21.74 | 48.46
2016-04-14 04:00:00 | 0.3532 | 0.38154 | 0.25666 | 27 | -26.9999 | -27 | 1000 | 1000 | 27 | 49.24
2016-04-14 05:00:00 | 0.36285 | 0.39077 | 0.30259 | 32.03 | -32.0299 | -32.03 | 1000 | 1000 | 32.03 | 49.32
2016-04-14 06:00:00 | 0.36607 | 0.39385 | 0.48151 | 37.28 | -37.2799 | -37.28 | 1000 | 1000 | 37.28 | 57.4
2016-04-14 07:00:00 | 0.35963 | 0.38769 | 0.66658 | 34.59 | -34.5899 | -34.59 | 1000 | 1000 | 34.59 | 64.01
2016-04-14 08:00:00 | 0.33067 | 0.36 | 0.76801 | 30.91 | -30.9099 | -30.91 | 1000 | 1000 | 30.91 | 73.39
2016-04-14 09:00:00 | 0.28562 | 0.31692 | 0.79951 | 28.08 | -28.0799 | -28.08 | 1000 | 1000 | 28.08 | 74.04
2016-04-14 10:00:00 | 0.23735 | 0.27077 | 0.78557 | 26.4 | -26.3999 | -26.4 | 1000 | 1000 | 26.4 | 70.42
2016-04-14 11:00:00 | 0.21161 | 0.24615 | 0.79764 | 25.05 | -25.0499 | -25.05 | 1000 | 1000 | 25.05 | 73.6
2016-04-14 12:00:00 | 0.21804 | 0.25231 | 0.85187 | 23.83 | -23.8299 | -23.83 | 1000 | 1000 | 23.83 | 70.96
2016-04-14 13:00:00 | 0.18908 | 0.22462 | 0.80371 | 23.44 | -23.4399 | -23.44 | 1000 | 1000 | 23.44 | 66.93
2016-04-14 14:00:00 | 0.21483 | 0.24923 | 0.71281 | 23.22 | -23.2199 | -23.22 | 1000 | 1000 | 23.22 | 66.1
2016-04-14 15:00:00 | 0.1923 | 0.22769 | 0.66962 | 24.2 | -24.1999 | -24.2 | 1000 | 1000 | 24.2 | 61.94
2016-04-14 16:00:00 | 0.25022 | 0.28308 | 0.64249 | 27.25 | -27.2499 | -27.25 | 1000 | 1000 | 27.25 | 58.42
2016-04-14 17:00:00 | 0.28562 | 0.31692 | 0.6827 | 32.51 | -32.5099 | -32.51 | 1000 | 1000 | 32.51 | 58.53
2016-04-14 18:00:00 | 0.33711 | 0.36615 | 0.76871 | 31.98 | -31.9799 | -31.98 | 1000 | 1000 | 31.98 | 61.64
2016-04-14 19:00:00 | 0.40147 | 0.42769 | 0.84092 | 31.53 | -31.5299 | -31.53 | 1000 | 1000 | 31.53 | 62
2016-04-14 20:00:00 | 0.4433 | 0.46769 | 0.81374 | 28.33 | -28.3299 | -28.33 | 1000 | 1000 | 28.33 | 64
2016-04-14 21:00:00 | 0.46261 | 0.48615 | 0.75678 | 23.9 | -23.8999 | -23.9 | 1000 | 1000 | 23.9 | 60.63
2016-04-14 22:00:00 | 0.46904 | 0.49231 | 0.66533 | 22.1 | -22.0999 | -22.1 | 1000 | 1000 | 22.1 | 59.45
2016-04-14 23:00:00 | 0.48835 | 0.51077 | 0.5102 | 21.31 | -21.3099 | -21.31 | 1000 | 1000 | 21.31 | 54.41
2016-04-15 00:00:00 | 0.51087 | 0.53231 | 0.35579 | 20.45 | -20.4499 | -20.45 | 1000 | 1000 | 20.45 | 55.42
2016-04-15 01:00:00 | 0.48835 | 0.51077 | 0.2723 | 20.14 | -20.1399 | -20.14 | 1000 | 1000 | 20.14 | 51.47
2016-04-15 02:00:00 | 0.48513 | 0.50769 | 0.24656 | 20.34 | -20.3399 | -20.34 | 1000 | 1000 | 20.34 | 48.6
2016-04-15 03:00:00 | 0.53018 | 0.55077 | 0.24182 | 21.08 | -21.0799 | -21.08 | 1000 | 1000 | 21.08 | 48
2016-04-15 04:00:00 | 0.53984 | 0.56 | 0.25666 | 25 | -24.9999 | -25 | 1000 | 1000 | 25 | 49.32
2016-04-15 05:00:00 | 0.46904 | 0.49231 | 0.30259 | 31.69 | -31.6899 | -31.69 | 1000 | 1000 | 31.69 | 53.46
2016-04-15 06:00:00 | 0.4079 | 0.43385 | 0.48151 | 34.7 | -34.6999 | -34.7 | 1000 | 1000 | 34.7 | 58.4
2016-04-15 07:00:00 | 0.36285 | 0.39077 | 0.66658 | 33.02 | -33.0199 | -33.02 | 1000 | 1000 | 33.02 | 65.2
2016-04-15 08:00:00 | 0.28562 | 0.31692 | 0.76801 | 30.98 | -30.9799 | -30.98 | 1000 | 1000 | 30.98 | 73.89
2016-04-15 09:00:00 | 0.21161 | 0.24615 | 0.79951 | 29.94 | -29.9399 | -29.94 | 1000 | 1000 | 29.94 | 67.94
2016-04-15 10:00:00 | 0.16977 | 0.20615 | 0.78557 | 28 | -27.9999 | -28 | 1000 | 1000 | 28 | 66.98
2016-04-15 11:00:00 | 0.14725 | 0.18462 | 0.79764 | 23.82 | -23.8199 | -23.82 | 1000 | 1000 | 23.82 | 66.92
2016-04-15 12:00:00 | 0.16656 | 0.20308 | 0.85187 | 22.81 | -22.8099 | -22.81 | 1000 | 1000 | 22.81 | 63.45
2016-04-15 13:00:00 | 0.16012 | 0.19692 | 0.80371 | 21.36 | -21.3599 | -21.36 | 1000 | 1000 | 21.36 | 59.26
2016-04-15 14:00:00 | 0.24379 | 0.27692 | 0.71281 | 21.32 | -21.3199 | -21.32 | 1000 | 1000 | 21.32 | 57.02
2016-04-15 15:00:00 | 0.25022 | 0.28308 | 0.66962 | 22.51 | -22.5099 | -22.51 | 1000 | 1000 | 22.51 | 55.98
2016-04-15 16:00:00 | 0.25022 | 0.28308 | 0.64249 | 23.94 | -23.9399 | -23.94 | 1000 | 1000 | 23.94 | 55.37
2016-04-15 17:00:00 | 0.247 | 0.28 | 0.6827 | 26.34 | -26.3399 | -26.34 | 1000 | 1000 | 26.34 | 55.97
2016-04-15 18:00:00 | 0.26309 | 0.29538 | 0.76871 | 28.08 | -28.0799 | -28.08 | 1000 | 1000 | 28.08 | 56.76
2016-04-15 19:00:00 | 0.27597 | 0.30769 | 0.84092 | 27.08 | -27.0799 | -27.08 | 1000 | 1000 | 27.08 | 60.07
2016-04-15 20:00:00 | 0.3178 | 0.34769 | 0.81374 | 25 | -24.9999 | -25 | 1000 | 1000 | 25 | 63.92
2016-04-15 21:00:00 | 0.30493 | 0.33538 | 0.75678 | 24.69 | -24.6899 | -24.69 | 1000 | 1000 | 24.69 | 59.25
2016-04-15 22:00:00 | 0.32745 | 0.35692 | 0.66533 | 21.3 | -21.2999 | -21.3 | 1000 | 1000 | 21.3 | 58.47
2016-04-15 23:00:00 | 0.33389 | 0.36308 | 0.5102 | 19.7 | -19.6999 | -19.7 | 1000 | 1000 | 19.7 | 55.48
2016-04-16 00:00:00 | 0.34032 | 0.36923 | 0.39269 | 19.24 | -19.2399 | -19.24 | 1000 | 1000 | 19.24 | 54.94
2016-04-16 01:00:00 | 0.35963 | 0.38769 | 0.32007 | 18.28 | -18.2799 | -18.28 | 1000 | 1000 | 18.28 | 53.19
2016-04-16 02:00:00 | 0.3532 | 0.38154 | 0.27054 | 17.19 | -17.1899 | -17.19 | 1000 | 1000 | 17.19 | 52.05
2016-04-16 03:00:00 | 0.37894 | 0.40615 | 0.2573 | 18.76 | -18.7599 | -18.76 | 1000 | 1000 | 18.76 | 51.08
2016-04-16 04:00:00 | 0.41112 | 0.43692 | 0.25708 | 19.46 | -19.4599 | -19.46 | 1000 | 1000 | 19.46 | 52.07
2016-04-16 05:00:00 | 0.3725 | 0.4 | 0.2679 | 19.54 | -19.5399 | -19.54 | 1000 | 1000 | 19.54 | 52.68
2016-04-16 06:00:00 | 0.33711 | 0.36615 | 0.32786 | 21.14 | -21.1399 | -21.14 | 1000 | 1000 | 21.14 | 52.6
2016-04-16 07:00:00 | 0.26309 | 0.29538 | 0.51632 | 21.64 | -21.6399 | -21.64 | 1000 | 1000 | 21.64 | 53.77
2016-04-16 08:00:00 | 0.19552 | 0.23077 | 0.72881 | 19.8 | -19.7999 | -19.8 | 1000 | 1000 | 19.8 | 55.66
2016-04-16 09:00:00 | 0.14081 | 0.17846 | 0.83671 | 19.06 | -19.0599 | -19.06 | 1000 | 1000 | 19.06 | 56.12
2016-04-16 10:00:00 | 0.15047 | 0.18769 | 0.89575 | 18.05 | -18.0499 | -18.05 | 1000 | 1000 | 18.05 | 56.12
2016-04-16 11:00:00 | 0.14725 | 0.18462 | 0.93645 | 14.06 | -14.0599 | -14.06 | 1000 | 1000 | 14.06 | 56.18
2016-04-16 12:00:00 | 0.1376 | 0.17538 | 0.97446 | 13.77 | -13.7699 | -13.77 | 1000 | 1000 | 13.77 | 56.85
2016-04-16 13:00:00 | 0.12151 | 0.16 | 0.93367 | 13.19 | -13.1899 | -13.19 | 1000 | 1000 | 13.19 | 55.01
2016-04-16 14:00:00 | 0.11185 | 0.15077 | 0.82041 | 12.69 | -12.6899 | -12.69 | 1000 | 1000 | 12.69 | 52.44
2016-04-16 15:00:00 | 0.09898 | 0.13846 | 0.73445 | 14.08 | -14.0799 | -14.08 | 1000 | 1000 | 14.08 | 50
2016-04-16 16:00:00 | 0.16334 | 0.2 | 0.70905 | 17.69 | -17.6899 | -17.69 | 1000 | 1000 | 17.69 | 50
2016-04-16 17:00:00 | 0.16012 | 0.19692 | 0.76491 | 22.05 | -22.0499 | -22.05 | 1000 | 1000 | 22.05 | 52.57
2016-04-16 18:00:00 | 0.2277 | 0.26154 | 0.87191 | 23.7 | -23.6999 | -23.7 | 1000 | 1000 | 23.7 | 55.98
2016-04-16 19:00:00 | 0.26631 | 0.29846 | 0.93772 | 24.31 | -24.3099 | -24.31 | 1000 | 1000 | 24.31 | 56.17
2016-04-16 20:00:00 | 0.27597 | 0.30769 | 0.86663 | 23.94 | -23.9399 | -23.94 | 1000 | 1000 | 23.94 | 59.93
2016-04-16 21:00:00 | 0.2824 | 0.31385 | 0.72173 | 20.83 | -20.8299 | -20.83 | 1000 | 1000 | 20.83 | 57.04
2016-04-16 22:00:00 | 0.3178 | 0.34769 | 0.6763 | 19.33 | -19.3299 | -19.33 | 1000 | 1000 | 19.33 | 57.13
2016-04-16 23:00:00 | 0.32102 | 0.35077 | 0.57413 | 17.74 | -17.7399 | -17.74 | 1000 | 1000 | 17.74 | 53.2
2016-04-17 00:00:00 | 0.30493 | 0.33538 | 0.42848 | 15.85 | -15.8499 | -15.85 | 1000 | 1000 | 15.85 | 53.4
2016-04-17 01:00:00 | 0.30171 | 0.33231 | 0.3248 | 15.13 | -15.1299 | -15.13 | 1000 | 1000 | 15.13 | 52.74
2016-04-17 02:00:00 | 0.30815 | 0.33846 | 0.2597 | 15.15 | -15.1499 | -15.15 | 1000 | 1000 | 15.15 | 49.95
2016-04-17 03:00:00 | 0.3178 | 0.34769 | 0.23571 | 14.57 | -14.5699 | -14.57 | 1000 | 1000 | 14.57 | 45.28
2016-04-17 04:00:00 | 0.33389 | 0.36308 | 0.22974 | 14.82 | -14.8199 | -14.82 | 1000 | 1000 | 14.82 | 45.31
2016-04-17 05:00:00 | 0.36285 | 0.39077 | 0.23181 | 14.57 | -14.5699 | -14.57 | 1000 | 1000 | 14.57 | 48.1
2016-04-17 06:00:00 | 0.36607 | 0.39385 | 0.24273 | 16.48 | -16.4799 | -16.48 | 1000 | 1000 | 16.48 | 44
2016-04-17 07:00:00 | 0.3532 | 0.38154 | 0.33217 | 18.69 | -18.6899 | -18.69 | 1000 | 1000 | 18.69 | 47.49
2016-04-17 08:00:00 | 0.34354 | 0.37231 | 0.53135 | 18.69 | -18.6899 | -18.69 | 1000 | 1000 | 18.69 | 49.43
2016-04-17 09:00:00 | 0.3178 | 0.34769 | 0.74639 | 18.94 | -18.9399 | -18.94 | 1000 | 1000 | 18.94 | 51.27
2016-04-17 10:00:00 | 0.26953 | 0.30154 | 0.8642 | 18.16 | -18.1599 | -18.16 | 1000 | 1000 | 18.16 | 52.77
2016-04-17 11:00:00 | 0.23413 | 0.26769 | 0.95828 | 16.16 | -16.1599 | -16.16 | 1000 | 1000 | 16.16 | 53.02
2016-04-17 12:00:00 | 0.23092 | 0.26462 | 0.97557 | 13.82 | -13.8199 | -13.82 | 1000 | 1000 | 13.82 | 53.04
2016-04-17 13:00:00 | 0.23735 | 0.27077 | 0.80626 | 12.52 | -12.5199 | -12.52 | 1000 | 1000 | 12.52 | 48.18
2016-04-17 14:00:00 | 0.2277 | 0.26154 | 0.66004 | 13.52 | -13.5199 | -13.52 | 1000 | 1000 | 13.52 | 41.98
2016-04-17 15:00:00 | 0.23092 | 0.26462 | 0.58723 | 16.16 | -16.1599 | -16.16 | 1000 | 1000 | 16.16 | 37.31
2016-04-17 16:00:00 | 0.21161 | 0.24615 | 0.52352 | 19.35 | -19.3499 | -19.35 | 1000 | 1000 | 19.35 | 40.95
2016-04-17 17:00:00 | 0.23413 | 0.26769 | 0.55331 | 21.19 | -21.1899 | -21.19 | 1000 | 1000 | 21.19 | 49.58
2016-04-17 18:00:00 | 0.28562 | 0.31692 | 0.67192 | 26.4 | -26.3999 | -26.4 | 1000 | 1000 | 26.4 | 51.23
2016-04-17 19:00:00 | 0.35641 | 0.38462 | 0.77603 | 29.65 | -29.6499 | -29.65 | 1000 | 1000 | 29.65 | 54.76
2016-04-17 20:00:00 | 0.37572 | 0.40308 | 0.75374 | 30.16 | -30.1599 | -30.16 | 1000 | 1000 | 30.16 | 56.46
2016-04-17 21:00:00 | 0.41112 | 0.43692 | 0.70206 | 27.25 | -27.2499 | -27.25 | 1000 | 1000 | 27.25 | 56.7
2016-04-17 22:00:00 | 0.44973 | 0.47385 | 0.62189 | 20.92 | -20.9199 | -20.92 | 1000 | 1000 | 20.92 | 57.22
2016-04-17 23:00:00 | 0.44973 | 0.47385 | 0.46945 | 20.9 | -20.8999 | -20.9 | 1000 | 1000 | 20.9 | 52.71
2016-04-18 00:00:00 | 0.45939 | 0.48308 | 0.35579 | 19.7 | -19.6999 | -19.7 | 1000 | 1000 | 19.7 | 49.57
2016-04-18 01:00:00 | 0.48191 | 0.50462 | 0.2723 | 18.9 | -18.8999 | -18.9 | 1000 | 1000 | 18.9 | 47.82
2016-04-18 02:00:00 | 0.51087 | 0.53231 | 0.24656 | 19 | -18.9999 | -19 | 1000 | 1000 | 19 | 45.44
2016-04-18 03:00:00 | 0.51409 | 0.53538 | 0.24182 | 20.6 | -20.5999 | -20.6 | 1000 | 1000 | 20.6 | 44.8
2016-04-18 04:00:00 | 0.51409 | 0.53538 | 0.25666 | 30 | -29.9999 | -30 | 1000 | 1000 | 30 | 45.14
2016-04-18 05:00:00 | 0.50122 | 0.52308 | 0.30259 | 37.06 | -37.0599 | -37.06 | 1000 | 1000 | 37.06 | 50.14
2016-04-18 06:00:00 | 0.44652 | 0.47077 | 0.48151 | 38.79 | -38.7899 | -38.79 | 1000 | 1000 | 38.79 | 61.75
2016-04-18 07:00:00 | 0.38216 | 0.40923 | 0.66658 | 29.27 | -29.2699 | -29.27 | 1000 | 1000 | 29.27 | 65.51
2016-04-18 08:00:00 | 0.34676 | 0.37538 | 0.76801 | 24.09 | -24.0899 | -24.09 | 1000 | 1000 | 24.09 | 69.1
2016-04-18 09:00:00 | 0.30493 | 0.33538 | 0.79951 | 23.28 | -23.2799 | -23.28 | 1000 | 1000 | 23.28 | 69.51
2016-04-18 10:00:00 | 0.30171 | 0.33231 | 0.78557 | 21.14 | -21.1399 | -21.14 | 1000 | 1000 | 21.14 | 67.99
2016-04-18 11:00:00 | 0.2824 | 0.31385 | 0.79764 | 20.7 | -20.6999 | -20.7 | 1000 | 1000 | 20.7 | 67.96
2016-04-18 12:00:00 | 0.26953 | 0.30154 | 0.85187 | 20.65 | -20.6499 | -20.65 | 1000 | 1000 | 20.65 | 65.07
2016-04-18 13:00:00 | 0.26309 | 0.29538 | 0.80371 | 20.49 | -20.4899 | -20.49 | 1000 | 1000 | 20.49 | 66.1
2016-04-18 14:00:00 | 0.25666 | 0.28923 | 0.71281 | 20.31 | -20.3099 | -20.31 | 1000 | 1000 | 20.31 | 64.83
2016-04-18 15:00:00 | 0.25022 | 0.28308 | 0.66962 | 20.94 | -20.9399 | -20.94 | 1000 | 1000 | 20.94 | 61.27
2016-04-18 16:00:00 | 0.25344 | 0.28615 | 0.64249 | 23.19 | -23.1899 | -23.19 | 1000 | 1000 | 23.19 | 57.22
2016-04-18 17:00:00 | 0.25988 | 0.29231 | 0.6827 | 25.62 | -25.6199 | -25.62 | 1000 | 1000 | 25.62 | 57.2
2016-04-18 18:00:00 | 0.26953 | 0.30154 | 0.76871 | 27.92 | -27.9199 | -27.92 | 1000 | 1000 | 27.92 | 62.92
2016-04-18 19:00:00 | 0.27597 | 0.30769 | 0.84092 | 29.03 | -29.0299 | -29.03 | 1000 | 1000 | 29.03 | 65.18
2016-04-18 20:00:00 | 0.27918 | 0.31077 | 0.81374 | 22.55 | -22.5499 | -22.55 | 1000 | 1000 | 22.55 | 67.41
2016-04-18 21:00:00 | 0.27918 | 0.31077 | 0.75678 | 19.31 | -19.3099 | -19.31 | 1000 | 1000 | 19.31 | 64.91
2016-04-18 22:00:00 | 0.27597 | 0.30769 | 0.66533 | 19.32 | -19.3199 | -19.32 | 1000 | 1000 | 19.32 | 60
2016-04-18 23:00:00 | 0.28562 | 0.31692 | 0.5102 | 18.69 | -18.6899 | -18.69 | 1000 | 1000 | 18.69 | 52.54
2016-04-19 00:00:00 | 0.29206 | 0.32308 | 0.35579 | 18.04 | -18.0399 | -18.04 | 1000 | 1000 | 18.04 | 49.14
2016-04-19 01:00:00 | 0.29849 | 0.32923 | 0.2723 | 17.49 | -17.4899 | -17.49 | 1000 | 1000 | 17.49 | 46.24
2016-04-19 02:00:00 | 0.33067 | 0.36 | 0.24656 | 18.44 | -18.4399 | -18.44 | 1000 | 1000 | 18.44 | 46.59
2016-04-19 03:00:00 | 0.33711 | 0.36615 | 0.24182 | 19.8 | -19.7999 | -19.8 | 1000 | 1000 | 19.8 | 45.68
2016-04-19 04:00:00 | 0.36285 | 0.39077 | 0.25666 | 26.93 | -26.9299 | -26.93 | 1000 | 1000 | 26.93 | 47.08
2016-04-19 05:00:00 | 0.35641 | 0.38462 | 0.30259 | 29.99 | -29.9899 | -29.99 | 1000 | 1000 | 29.99 | 48.29
2016-04-19 06:00:00 | 0.32424 | 0.35385 | 0.48151 | 29.68 | -29.6799 | -29.68 | 1000 | 1000 | 29.68 | 55.28
2016-04-19 07:00:00 | 0.29527 | 0.32615 | 0.66658 | 21.96 | -21.9599 | -21.96 | 1000 | 1000 | 21.96 | 63.36
2016-04-19 08:00:00 | 0.25666 | 0.28923 | 0.76801 | 20.94 | -20.9399 | -20.94 | 1000 | 1000 | 20.94 | 68.92
2016-04-19 09:00:00 | 0.23413 | 0.26769 | 0.79951 | 20.42 | -20.4199 | -20.42 | 1000 | 1000 | 20.42 | 64.93
2016-04-19 10:00:00 | 0.30493 | 0.33538 | 0.78557 | 17.79 | -17.7899 | -17.79 | 1000 | 1000 | 17.79 | 61.06
2016-04-19 11:00:00 | 0.23735 | 0.27077 | 0.79764 | 15.62 | -15.6199 | -15.62 | 1000 | 1000 | 15.62 | 61.26
2016-04-19 12:00:00 | 0.22448 | 0.25846 | 0.85187 | 13.6 | -13.5999 | -13.6 | 1000 | 1000 | 13.6 | 59.75
2016-04-19 13:00:00 | 0.20517 | 0.24 | 0.80371 | 13.68 | -13.6799 | -13.68 | 1000 | 1000 | 13.68 | 57.84
2016-04-19 14:00:00 | 0.19874 | 0.23385 | 0.71281 | 15.02 | -15.0199 | -15.02 | 1000 | 1000 | 15.02 | 57.42
2016-04-19 15:00:00 | 0.22126 | 0.25538 | 0.66962 | 19.24 | -19.2399 | -19.24 | 1000 | 1000 | 19.24 | 57.06
2016-04-19 16:00:00 | 0.25666 | 0.28923 | 0.64249 | 20.76 | -20.7599 | -20.76 | 1000 | 1000 | 20.76 | 56.53
2016-04-19 17:00:00 | 0.25666 | 0.28923 | 0.6827 | 23.99 | -23.9899 | -23.99 | 1000 | 1000 | 23.99 | 57.09
2016-04-19 18:00:00 | 0.27918 | 0.31077 | 0.76871 | 25.95 | -25.9499 | -25.95 | 1000 | 1000 | 25.95 | 58.25
2016-04-19 19:00:00 | 0.33711 | 0.36615 | 0.84092 | 24.87 | -24.8699 | -24.87 | 1000 | 1000 | 24.87 | 62.11
2016-04-19 20:00:00 | 0.35963 | 0.38769 | 0.81374 | 21.42 | -21.4199 | -21.42 | 1000 | 1000 | 21.42 | 63.94
2016-04-19 21:00:00 | 0.34032 | 0.36923 | 0.75678 | 19.33 | -19.3299 | -19.33 | 1000 | 1000 | 19.33 | 58.2
2016-04-19 22:00:00 | 0.34354 | 0.37231 | 0.66533 | 19.14 | -19.1399 | -19.14 | 1000 | 1000 | 19.14 | 56.53
2016-04-19 23:00:00 | 0.34354 | 0.37231 | 0.5102 | 18.85 | -18.8499 | -18.85 | 1000 | 1000 | 18.85 | 52.43
2016-04-20 00:00:00 | 0.36929 | 0.39692 | 0.35579 | 16.5 | -16.4999 | -16.5 | 1000 | 1000 | 16.5 | 49.1
2016-04-20 01:00:00 | 0.38859 | 0.41538 | 0.2723 | 17.49 | -17.4899 | -17.49 | 1000 | 1000 | 17.49 | 47.79
2016-04-20 02:00:00 | 0.41434 | 0.44 | 0.24656 | 18.63 | -18.6299 | -18.63 | 1000 | 1000 | 18.63 | 44.02
2016-04-20 03:00:00 | 0.36929 | 0.39692 | 0.24182 | 20 | -19.9999 | -20 | 1000 | 1000 | 20 | 43.34
2016-04-20 04:00:00 | 0.36929 | 0.39692 | 0.25666 | 25.76 | -25.7599 | -25.76 | 1000 | 1000 | 25.76 | 47.08
2016-04-20 05:00:00 | 0.36285 | 0.39077 | 0.30259 | 30.55 | -30.5499 | -30.55 | 1000 | 1000 | 30.55 | 49.93
2016-04-20 06:00:00 | 0.3532 | 0.38154 | 0.48151 | 31.91 | -31.9099 | -31.91 | 1000 | 1000 | 31.91 | 57.83
2016-04-20 07:00:00 | 0.34676 | 0.37538 | 0.66658 | 26.44 | -26.4399 | -26.44 | 1000 | 1000 | 26.44 | 63.43
2016-04-20 08:00:00 | 0.32424 | 0.35385 | 0.76801 | 23.02 | -23.0199 | -23.02 | 1000 | 1000 | 23.02 | 65.92
2016-04-20 09:00:00 | 0.3178 | 0.34769 | 0.79951 | 22.43 | -22.4299 | -22.43 | 1000 | 1000 | 22.43 | 64.27
2016-04-20 10:00:00 | 0.3178 | 0.34769 | 0.78557 | 21.51 | -21.5099 | -21.51 | 1000 | 1000 | 21.51 | 63.92
2016-04-20 11:00:00 | 0.28562 | 0.31692 | 0.79764 | 20.49 | -20.4899 | -20.49 | 1000 | 1000 | 20.49 | 65.25
2016-04-20 12:00:00 | 0.25988 | 0.29231 | 0.85187 | 20.89 | -20.8899 | -20.89 | 1000 | 1000 | 20.89 | 64.01
2016-04-20 13:00:00 | 0.23735 | 0.27077 | 0.80371 | 21.57 | -21.5699 | -21.57 | 1000 | 1000 | 21.57 | 63.9
2016-04-20 14:00:00 | 0.23735 | 0.27077 | 0.71281 | 21.59 | -21.5899 | -21.59 | 1000 | 1000 | 21.59 | 61.46
2016-04-20 15:00:00 | 0.23735 | 0.27077 | 0.66962 | 22.89 | -22.8899 | -22.89 | 1000 | 1000 | 22.89 | 58.88
2016-04-20 16:00:00 | 0.20195 | 0.23692 | 0.64249 | 27.24 | -27.2399 | -27.24 | 1000 | 1000 | 27.24 | 54.99
2016-04-20 17:00:00 | 0.22448 | 0.25846 | 0.6827 | 31.09 | -31.0899 | -31.09 | 1000 | 1000 | 31.09 | 55.21
2016-04-20 18:00:00 | 0.29527 | 0.32615 | 0.76871 | 32.16 | -32.1599 | -32.16 | 1000 | 1000 | 32.16 | 61.2
2016-04-20 19:00:00 | 0.37894 | 0.40615 | 0.84092 | 30.66 | -30.6599 | -30.66 | 1000 | 1000 | 30.66 | 61.91
2016-04-20 20:00:00 | 0.41112 | 0.43692 | 0.81374 | 28.52 | -28.5199 | -28.52 | 1000 | 1000 | 28.52 | 63.9
2016-04-20 21:00:00 | 0.42399 | 0.44923 | 0.75678 | 24.5 | -24.4999 | -24.5 | 1000 | 1000 | 24.5 | 60.28
2016-04-20 22:00:00 | 0.43686 | 0.46154 | 0.66533 | 22.51 | -22.5099 | -22.51 | 1000 | 1000 | 22.51 | 56.21
2016-04-20 23:00:00 | 0.42399 | 0.44923 | 0.5102 | 20.5 | -20.4999 | -20.5 | 1000 | 1000 | 20.5 | 51.35
2016-04-21 00:00:00 | 0.45939 | 0.48308 | 0.35579 | 19.93 | -19.9299 | -19.93 | 1000 | 1000 | 19.93 | 47.54
2016-04-21 01:00:00 | 0.46582 | 0.48923 | 0.2723 | 19.58 | -19.5799 | -19.58 | 1000 | 1000 | 19.58 | 45.58
2016-04-21 02:00:00 | 0.4787 | 0.50154 | 0.24656 | 19.84 | -19.8399 | -19.84 | 1000 | 1000 | 19.84 | 43.89
2016-04-21 03:00:00 | 0.4787 | 0.50154 | 0.24182 | 21.11 | -21.1099 | -21.11 | 1000 | 1000 | 21.11 | 44.96
2016-04-21 04:00:00 | 0.52053 | 0.54154 | 0.25666 | 29.1 | -29.0999 | -29.1 | 1000 | 1000 | 29.1 | 46.23
2016-04-21 05:00:00 | 0.49479 | 0.51692 | 0.30259 | 34.58 | -34.5799 | -34.58 | 1000 | 1000 | 34.58 | 49.83
2016-04-21 06:00:00 | 0.42077 | 0.44615 | 0.48151 | 35.38 | -35.3799 | -35.38 | 1000 | 1000 | 35.38 | 54.25
2016-04-21 07:00:00 | 0.35641 | 0.38462 | 0.66658 | 32.92 | -32.9199 | -32.92 | 1000 | 1000 | 32.92 | 61.5
2016-04-21 08:00:00 | 0.32102 | 0.35077 | 0.76801 | 28.91 | -28.9099 | -28.91 | 1000 | 1000 | 28.91 | 64.57
2016-04-21 09:00:00 | 0.31458 | 0.34462 | 0.79951 | 26.12 | -26.1199 | -26.12 | 1000 | 1000 | 26.12 | 62.99
2016-04-21 10:00:00 | 0.26631 | 0.29846 | 0.78557 | 23.59 | -23.5899 | -23.59 | 1000 | 1000 | 23.59 | 63.27
2016-04-21 11:00:00 | 0.23413 | 0.26769 | 0.79764 | 23.43 | -23.4299 | -23.43 | 1000 | 1000 | 23.43 | 64.6
2016-04-21 12:00:00 | 0.20839 | 0.24308 | 0.85187 | 23.47 | -23.4699 | -23.47 | 1000 | 1000 | 23.47 | 62.92
2016-04-21 13:00:00 | 0.20839 | 0.24308 | 0.80371 | 23.93 | -23.9299 | -23.93 | 1000 | 1000 | 23.93 | 59.17
2016-04-21 14:00:00 | 0.16656 | 0.20308 | 0.71281 | 23.95 | -23.9499 | -23.95 | 1000 | 1000 | 23.95 | 61.19
2016-04-21 15:00:00 | 0.1569 | 0.19385 | 0.66962 | 27.61 | -27.6099 | -27.61 | 1000 | 1000 | 27.61 | 57.69
2016-04-21 16:00:00 | 0.16012 | 0.19692 | 0.64249 | 30.74 | -30.7399 | -30.74 | 1000 | 1000 | 30.74 | 55.13
2016-04-21 17:00:00 | 0.16977 | 0.20615 | 0.6827 | 32.33 | -32.3299 | -32.33 | 1000 | 1000 | 32.33 | 56.71
2016-04-21 18:00:00 | 0.23092 | 0.26462 | 0.76871 | 32.34 | -32.3399 | -32.34 | 1000 | 1000 | 32.34 | 60
2016-04-21 19:00:00 | 0.29527 | 0.32615 | 0.84092 | 32.02 | -32.0199 | -32.02 | 1000 | 1000 | 32.02 | 61.92
2016-04-21 20:00:00 | 0.32102 | 0.35077 | 0.81374 | 29.19 | -29.1899 | -29.19 | 1000 | 1000 | 29.19 | 65.15
2016-04-21 21:00:00 | 0.3532 | 0.38154 | 0.75678 | 25 | -24.9999 | -25 | 1000 | 1000 | 25 | 62.23
2016-04-21 22:00:00 | 0.39503 | 0.42154 | 0.66533 | 21.95 | -21.9499 | -21.95 | 1000 | 1000 | 21.95 | 60.72
2016-04-21 23:00:00 | 0.4079 | 0.43385 | 0.5102 | 20.7 | -20.6999 | -20.7 | 1000 | 1000 | 20.7 | 52.87
2016-04-22 00:00:00 | 0.40147 | 0.42769 | 0.35579 | 19.59 | -19.5899 | -19.59 | 1000 | 1000 | 19.59 | 49.66
2016-04-22 01:00:00 | 0.38859 | 0.41538 | 0.2723 | 19.32 | -19.3199 | -19.32 | 1000 | 1000 | 19.32 | 45.48
2016-04-22 02:00:00 | 0.39825 | 0.42462 | 0.24656 | 19.85 | -19.8499 | -19.85 | 1000 | 1000 | 19.85 | 42.99
2016-04-22 03:00:00 | 0.42077 | 0.44615 | 0.24182 | 22.94 | -22.9399 | -22.94 | 1000 | 1000 | 22.94 | 42.7
2016-04-22 04:00:00 | 0.43686 | 0.46154 | 0.25666 | 28 | -27.9999 | -28 | 1000 | 1000 | 28 | 43.21
2016-04-22 05:00:00 | 0.4079 | 0.43385 | 0.30259 | 33.14 | -33.1399 | -33.14 | 1000 | 1000 | 33.14 | 46.23
2016-04-22 06:00:00 | 0.38859 | 0.41538 | 0.48151 | 34.61 | -34.6099 | -34.61 | 1000 | 1000 | 34.61 | 50.6
2016-04-22 07:00:00 | 0.34032 | 0.36923 | 0.66658 | 31.59 | -31.5899 | -31.59 | 1000 | 1000 | 31.59 | 49.62
2016-04-22 08:00:00 | 0.31136 | 0.34154 | 0.76801 | 28.69 | -28.6899 | -28.69 | 1000 | 1000 | 28.69 | 52.49
2016-04-22 09:00:00 | 0.27597 | 0.30769 | 0.79951 | 25.22 | -25.2199 | -25.22 | 1000 | 1000 | 25.22 | 56.19
2016-04-22 10:00:00 | 0.25988 | 0.29231 | 0.78557 | 23.98 | -23.9799 | -23.98 | 1000 | 1000 | 23.98 | 58.93
2016-04-22 11:00:00 | 0.22448 | 0.25846 | 0.79764 | 22.95 | -22.9499 | -22.95 | 1000 | 1000 | 22.95 | 55.07
2016-04-22 12:00:00 | 0.18908 | 0.22462 | 0.85187 | 22.24 | -22.2399 | -22.24 | 1000 | 1000 | 22.24 | 50.58
2016-04-22 13:00:00 | 0.18908 | 0.22462 | 0.80371 | 22.32 | -22.3199 | -22.32 | 1000 | 1000 | 22.32 | 48.09
2016-04-22 14:00:00 | 0.17943 | 0.21538 | 0.71281 | 22.89 | -22.8899 | -22.89 | 1000 | 1000 | 22.89 | 46.47
2016-04-22 15:00:00 | 0.20195 | 0.23692 | 0.66962 | 24.75 | -24.7499 | -24.75 | 1000 | 1000 | 24.75 | 47.12
2016-04-22 16:00:00 | 0.16977 | 0.20615 | 0.64249 | 28.99 | -28.9899 | -28.99 | 1000 | 1000 | 28.99 | 48
2016-04-22 17:00:00 | 0.20195 | 0.23692 | 0.6827 | 30.93 | -30.9299 | -30.93 | 1000 | 1000 | 30.93 | 49.89
2016-04-22 18:00:00 | 0.27275 | 0.30462 | 0.76871 | 30.94 | -30.9399 | -30.94 | 1000 | 1000 | 30.94 | 56.19
2016-04-22 19:00:00 | 0.34676 | 0.37538 | 0.84092 | 29.33 | -29.3299 | -29.33 | 1000 | 1000 | 29.33 | 57.43
2016-04-22 20:00:00 | 0.35641 | 0.38462 | 0.81374 | 27.94 | -27.9399 | -27.94 | 1000 | 1000 | 27.94 | 61.91
2016-04-22 21:00:00 | 0.39503 | 0.42154 | 0.75678 | 25.04 | -25.0399 | -25.04 | 1000 | 1000 | 25.04 | 61.96
2016-04-22 22:00:00 | 0.45617 | 0.48 | 0.66533 | 27.72 | -27.7199 | -27.72 | 1000 | 1000 | 27.72 | 61.27
2016-04-22 23:00:00 | 0.46582 | 0.48923 | 0.5102 | 22.45 | -22.4499 | -22.45 | 1000 | 1000 | 22.45 | 52.29
2016-04-23 00:00:00 | 0.47226 | 0.49538 | 0.39269 | 21.47 | -21.4699 | -21.47 | 1000 | 1000 | 21.47 | 53.19
2016-04-23 01:00:00 | 0.45295 | 0.47692 | 0.32007 | 20.99 | -20.9899 | -20.99 | 1000 | 1000 | 20.99 | 47.59
2016-04-23 02:00:00 | 0.43686 | 0.46154 | 0.27054 | 20.99 | -20.9899 | -20.99 | 1000 | 1000 | 20.99 | 41.63
2016-04-23 03:00:00 | 0.44652 | 0.47077 | 0.2573 | 20.9 | -20.8999 | -20.9 | 1000 | 1000 | 20.9 | 36.21
2016-04-23 04:00:00 | 0.48191 | 0.50462 | 0.25708 | 21.05 | -21.0499 | -21.05 | 1000 | 1000 | 21.05 | 33.14
2016-04-23 05:00:00 | 0.4787 | 0.50154 | 0.2679 | 21.48 | -21.4799 | -21.48 | 1000 | 1000 | 21.48 | 41.72
2016-04-23 06:00:00 | 0.41434 | 0.44 | 0.32786 | 23.62 | -23.6199 | -23.62 | 1000 | 1000 | 23.62 | 43.09
2016-04-23 07:00:00 | 0.38538 | 0.41231 | 0.51632 | 27.29 | -27.2899 | -27.29 | 1000 | 1000 | 27.29 | 46.87
2016-04-23 08:00:00 | 0.36607 | 0.39385 | 0.72881 | 26.91 | -26.9099 | -26.91 | 1000 | 1000 | 26.91 | 50.37
2016-04-23 09:00:00 | 0.34354 | 0.37231 | 0.83671 | 25.76 | -25.7599 | -25.76 | 1000 | 1000 | 25.76 | 53.19
2016-04-23 10:00:00 | 0.30493 | 0.33538 | 0.89575 | 23.4 | -23.3999 | -23.4 | 1000 | 1000 | 23.4 | 53.2
2016-04-23 11:00:00 | 0.2824 | 0.31385 | 0.93645 | 21.36 | -21.3599 | -21.36 | 1000 | 1000 | 21.36 | 51.92
2016-04-23 12:00:00 | 0.28884 | 0.32 | 0.97446 | 20.42 | -20.4199 | -20.42 | 1000 | 1000 | 20.42 | 48.05
2016-04-23 13:00:00 | 0.25022 | 0.28308 | 0.93367 | 18.29 | -18.2899 | -18.29 | 1000 | 1000 | 18.29 | 44.91
2016-04-23 14:00:00 | 0.23735 | 0.27077 | 0.82041 | 16.27 | -16.2699 | -16.27 | 1000 | 1000 | 16.27 | 36.73
2016-04-23 15:00:00 | 0.22126 | 0.25538 | 0.73445 | 19.13 | -19.1299 | -19.13 | 1000 | 1000 | 19.13 | 38.01
2016-04-23 16:00:00 | 0.25988 | 0.29231 | 0.70905 | 21.07 | -21.0699 | -21.07 | 1000 | 1000 | 21.07 | 39.98
2016-04-23 17:00:00 | 0.27918 | 0.31077 | 0.76491 | 22.46 | -22.4599 | -22.46 | 1000 | 1000 | 22.46 | 47.07
2016-04-23 18:00:00 | 0.34998 | 0.37846 | 0.87191 | 25 | -24.9999 | -25 | 1000 | 1000 | 25 | 51.56
2016-04-23 19:00:00 | 0.4079 | 0.43385 | 0.93772 | 27.19 | -27.1899 | -27.19 | 1000 | 1000 | 27.19 | 55.33
2016-04-23 20:00:00 | 0.4787 | 0.50154 | 0.86663 | 25.05 | -25.0499 | -25.05 | 1000 | 1000 | 25.05 | 60.12
2016-04-23 21:00:00 | 0.50122 | 0.52308 | 0.72173 | 22.1 | -22.0999 | -22.1 | 1000 | 1000 | 22.1 | 57.95
2016-04-23 22:00:00 | 0.52053 | 0.54154 | 0.6763 | 18.21 | -18.2099 | -18.21 | 1000 | 1000 | 18.21 | 54.41
2016-04-23 23:00:00 | 0.52696 | 0.54769 | 0.57413 | 15.07 | -15.0699 | -15.07 | 1000 | 1000 | 15.07 | 48.26
2016-04-24 00:00:00 | 0.54627 | 0.56615 | 0.42848 | 14.31 | -14.3099 | -14.31 | 1000 | 1000 | 14.31 | 38.83
2016-04-24 01:00:00 | 0.53662 | 0.55692 | 0.3248 | 12.59 | -12.5899 | -12.59 | 1000 | 1000 | 12.59 | 22.88
2016-04-24 02:00:00 | 0.55593 | 0.57538 | 0.2597 | 12.79 | -12.7899 | -12.79 | 1000 | 1000 | 12.79 | 19.53
2016-04-24 03:00:00 | 0.57202 | 0.59077 | 0.23571 | 13.62 | -13.6199 | -13.62 | 1000 | 1000 | 13.62 | 19.11
2016-04-24 04:00:00 | 0.54949 | 0.56923 | 0.22974 | 12.76 | -12.7599 | -12.76 | 1000 | 1000 | 12.76 | 22.42
2016-04-24 05:00:00 | 0.52375 | 0.54462 | 0.23181 | 12.2 | -12.1999 | -12.2 | 1000 | 1000 | 12.2 | 21.51
2016-04-24 06:00:00 | 0.47226 | 0.49538 | 0.24273 | 13.75 | -13.7499 | -13.75 | 1000 | 1000 | 13.75 | 15.22
2016-04-24 07:00:00 | 0.43686 | 0.46154 | 0.33217 | 12.57 | -12.5699 | -12.57 | 1000 | 1000 | 12.57 | 22.43
2016-04-24 08:00:00 | 0.40147 | 0.42769 | 0.53135 | 12.54 | -12.5399 | -12.54 | 1000 | 1000 | 12.54 | 30.91
2016-04-24 09:00:00 | 0.39503 | 0.42154 | 0.74639 | 13.79 | -13.7899 | -13.79 | 1000 | 1000 | 13.79 | 40.83
2016-04-24 10:00:00 | 0.50122 | 0.52308 | 0.8642 | 14.19 | -14.1899 | -14.19 | 1000 | 1000 | 14.19 | 43.1
2016-04-24 11:00:00 | 0.45617 | 0.48 | 0.95828 | 11.88 | -11.8799 | -11.88 | 1000 | 1000 | 11.88 | 44.21
2016-04-24 12:00:00 | 0.35641 | 0.38462 | 0.97557 | 9.44 | -9.4399 | -9.44 | 1000 | 1000 | 9.44 | 40.57
2016-04-24 13:00:00 | 0.35963 | 0.38769 | 0.80626 | 9.5 | -9.4999 | -9.5 | 1000 | 1000 | 9.5 | 32.76
2016-04-24 14:00:00 | 0.29849 | 0.32923 | 0.66004 | 8.47 | -8.4699 | -8.47 | 1000 | 1000 | 8.47 | 25.35
2016-04-24 15:00:00 | 0.31136 | 0.34154 | 0.58723 | 13.04 | -13.0399 | -13.04 | 1000 | 1000 | 13.04 | 20.51
2016-04-24 16:00:00 | 0.34032 | 0.36923 | 0.52352 | 20.28 | -20.2799 | -20.28 | 1000 | 1000 | 20.28 | 22.73
2016-04-24 17:00:00 | 0.39181 | 0.41846 | 0.55331 | 21.96 | -21.9599 | -21.96 | 1000 | 1000 | 21.96 | 30.47
2016-04-24 18:00:00 | 0.44008 | 0.46462 | 0.67192 | 23.94 | -23.9399 | -23.94 | 1000 | 1000 | 23.94 | 40.52
2016-04-24 19:00:00 | 0.43043 | 0.45538 | 0.77603 | 24.37 | -24.3699 | -24.37 | 1000 | 1000 | 24.37 | 49.22
2016-04-24 20:00:00 | 0.46582 | 0.48923 | 0.75374 | 27.87 | -27.8699 | -27.87 | 1000 | 1000 | 27.87 | 58.72
2016-04-24 21:00:00 | 0.50122 | 0.52308 | 0.70206 | 24.04 | -24.0399 | -24.04 | 1000 | 1000 | 24.04 | 56.02
2016-04-24 22:00:00 | 0.48835 | 0.51077 | 0.62189 | 22.56 | -22.5599 | -22.56 | 1000 | 1000 | 22.56 | 51.35
2016-04-24 23:00:00 | 0.56558 | 0.58462 | 0.46945 | 21.46 | -21.4599 | -21.46 | 1000 | 1000 | 21.46 | 46.01
2016-04-25 00:00:00 | 0.56236 | 0.58154 | 0.35579 | 20.82 | -20.8199 | -20.82 | 1000 | 1000 | 20.82 | 14.55
2016-04-25 01:00:00 | 0.56236 | 0.58154 | 0.2723 | 20.23 | -20.2299 | -20.23 | 1000 | 1000 | 20.23 | 13.77
2016-04-25 02:00:00 | 0.54305 | 0.56308 | 0.24656 | 20.26 | -20.2599 | -20.26 | 1000 | 1000 | 20.26 | 13.73
2016-04-25 03:00:00 | 0.53662 | 0.55692 | 0.24182 | 21.1 | -21.0999 | -21.1 | 1000 | 1000 | 21.1 | 10.49
2016-04-25 04:00:00 | 0.56236 | 0.58154 | 0.25666 | 29.02 | -29.0199 | -29.02 | 1000 | 1000 | 29.02 | 19.74
2016-04-25 05:00:00 | 0.5334 | 0.55385 | 0.30259 | 32.97 | -32.9699 | -32.97 | 1000 | 1000 | 32.97 | 23.5
2016-04-25 06:00:00 | 0.52375 | 0.54462 | 0.48151 | 34.48 | -34.4799 | -34.48 | 1000 | 1000 | 34.48 | 22.31
2016-04-25 07:00:00 | 0.50444 | 0.52615 | 0.66658 | 30.03 | -30.0299 | -30.03 | 1000 | 1000 | 30.03 | 31.63
2016-04-25 08:00:00 | 0.49157 | 0.51385 | 0.76801 | 28.95 | -28.9499 | -28.95 | 1000 | 1000 | 28.95 | 27.7
2016-04-25 09:00:00 | 0.43364 | 0.45846 | 0.79951 | 27.94 | -27.9399 | -27.94 | 1000 | 1000 | 27.94 | 27.77
2016-04-25 10:00:00 | 0.38216 | 0.40923 | 0.78557 | 28.31 | -28.3099 | -28.31 | 1000 | 1000 | 28.31 | 21.83
2016-04-25 11:00:00 | 0.37894 | 0.40615 | 0.79764 | 27.37 | -27.3699 | -27.37 | 1000 | 1000 | 27.37 | 21.01
2016-04-25 12:00:00 | 0.32102 | 0.35077 | 0.85187 | 24.39 | -24.3899 | -24.39 | 1000 | 1000 | 24.39 | 18.97
2016-04-25 13:00:00 | 0.34354 | 0.37231 | 0.80371 | 23.75 | -23.7499 | -23.75 | 1000 | 1000 | 23.75 | 18.12
2016-04-25 14:00:00 | 0.33067 | 0.36 | 0.71281 | 23.78 | -23.7799 | -23.78 | 1000 | 1000 | 23.78 | 18.5
2016-04-25 15:00:00 | 0.30493 | 0.33538 | 0.66962 | 25.95 | -25.9499 | -25.95 | 1000 | 1000 | 25.95 | 14.14
2016-04-25 16:00:00 | 0.31136 | 0.34154 | 0.64249 | 28.41 | -28.4099 | -28.41 | 1000 | 1000 | 28.41 | 17.39
2016-04-25 17:00:00 | 0.33067 | 0.36 | 0.6827 | 31.19 | -31.1899 | -31.19 | 1000 | 1000 | 31.19 | 37.49
2016-04-25 18:00:00 | 0.38538 | 0.41231 | 0.76871 | 31.46 | -31.4599 | -31.46 | 1000 | 1000 | 31.46 | 44.4
2016-04-25 19:00:00 | 0.43686 | 0.46154 | 0.84092 | 30.15 | -30.1499 | -30.15 | 1000 | 1000 | 30.15 | 46.74
2016-04-25 20:00:00 | 0.43364 | 0.45846 | 0.81374 | 28.14 | -28.1399 | -28.14 | 1000 | 1000 | 28.14 | 54.23
2016-04-25 21:00:00 | 0.45939 | 0.48308 | 0.75678 | 22.97 | -22.9699 | -22.97 | 1000 | 1000 | 22.97 | 53.81
2016-04-25 22:00:00 | 0.47548 | 0.49846 | 0.66533 | 21.81 | -21.8099 | -21.81 | 1000 | 1000 | 21.81 | 54.01
2016-04-25 23:00:00 | 0.47548 | 0.49846 | 0.5102 | 20.9 | -20.8999 | -20.9 | 1000 | 1000 | 20.9 | 45
2016-04-26 00:00:00 | 0.47548 | 0.49846 | 0.35579 | 20.96 | -20.9599 | -20.96 | 1000 | 1000 | 20.96 | 42.7
2016-04-26 01:00:00 | 0.48835 | 0.51077 | 0.2723 | 20.62 | -20.6199 | -20.62 | 1000 | 1000 | 20.62 | 37.28
2016-04-26 02:00:00 | 0.4787 | 0.50154 | 0.24656 | 21.07 | -21.0699 | -21.07 | 1000 | 1000 | 21.07 | 31.09
2016-04-26 03:00:00 | 0.47548 | 0.49846 | 0.24182 | 22.73 | -22.7299 | -22.73 | 1000 | 1000 | 22.73 | 32.74
2016-04-26 04:00:00 | 0.53018 | 0.55077 | 0.25666 | 29.91 | -29.9099 | -29.91 | 1000 | 1000 | 29.91 | 34.4
2016-04-26 05:00:00 | 0.53984 | 0.56 | 0.30259 | 34.07 | -34.0699 | -34.07 | 1000 | 1000 | 34.07 | 45
2016-04-26 06:00:00 | 0.52696 | 0.54769 | 0.48151 | 35.14 | -35.1399 | -35.14 | 1000 | 1000 | 35.14 | 54.25
2016-04-26 07:00:00 | 0.52053 | 0.54154 | 0.66658 | 32.7 | -32.6999 | -32.7 | 1000 | 1000 | 32.7 | 64
2016-04-26 08:00:00 | 0.46582 | 0.48923 | 0.76801 | 30.36 | -30.3599 | -30.36 | 1000 | 1000 | 30.36 | 63.78
2016-04-26 09:00:00 | 0.43043 | 0.45538 | 0.79951 | 29.78 | -29.7799 | -29.78 | 1000 | 1000 | 29.78 | 64.76
2016-04-26 10:00:00 | 0.41112 | 0.43692 | 0.78557 | 26.95 | -26.9499 | -26.95 | 1000 | 1000 | 26.95 | 64
2016-04-26 11:00:00 | 0.38216 | 0.40923 | 0.79764 | 25.65 | -25.6499 | -25.65 | 1000 | 1000 | 25.65 | 65.56
2016-04-26 12:00:00 | 0.38216 | 0.40923 | 0.85187 | 25.29 | -25.2899 | -25.29 | 1000 | 1000 | 25.29 | 63.43
2016-04-26 13:00:00 | 0.3725 | 0.4 | 0.80371 | 25.23 | -25.2299 | -25.23 | 1000 | 1000 | 25.23 | 63
2016-04-26 14:00:00 | 0.40147 | 0.42769 | 0.71281 | 24.73 | -24.7299 | -24.73 | 1000 | 1000 | 24.73 | 60.3
2016-04-26 15:00:00 | 0.4079 | 0.43385 | 0.66962 | 25.29 | -25.2899 | -25.29 | 1000 | 1000 | 25.29 | 55.33
2016-04-26 16:00:00 | 0.36285 | 0.39077 | 0.64249 | 28.92 | -28.9199 | -28.92 | 1000 | 1000 | 28.92 | 53.49
2016-04-26 17:00:00 | 0.3725 | 0.4 | 0.6827 | 31.11 | -31.1099 | -31.11 | 1000 | 1000 | 31.11 | 53.03
2016-04-26 18:00:00 | 0.42077 | 0.44615 | 0.76871 | 31.61 | -31.6099 | -31.61 | 1000 | 1000 | 31.61 | 53.07
2016-04-26 19:00:00 | 0.45939 | 0.48308 | 0.84092 | 31.07 | -31.0699 | -31.07 | 1000 | 1000 | 31.07 | 53.45
2016-04-26 20:00:00 | 0.46904 | 0.49231 | 0.81374 | 27.98 | -27.9799 | -27.98 | 1000 | 1000 | 27.98 | 59.06
2016-04-26 21:00:00 | 0.46582 | 0.48923 | 0.75678 | 23.99 | -23.9899 | -23.99 | 1000 | 1000 | 23.99 | 55.88
2016-04-26 22:00:00 | 0.50444 | 0.52615 | 0.66533 | 23.01 | -23.0099 | -23.01 | 1000 | 1000 | 23.01 | 54.1
2016-04-26 23:00:00 | 0.51087 | 0.53231 | 0.5102 | 22.42 | -22.4199 | -22.42 | 1000 | 1000 | 22.42 | 48.41
2016-04-27 00:00:00 | 0.50766 | 0.52923 | 0.35579 | 22.53 | -22.5299 | -22.53 | 1000 | 1000 | 22.53 | 45.14
2016-04-27 01:00:00 | 0.50766 | 0.52923 | 0.2723 | 22.04 | -22.0399 | -22.04 | 1000 | 1000 | 22.04 | 43.7
2016-04-27 02:00:00 | 0.48191 | 0.50462 | 0.24656 | 22.17 | -22.1699 | -22.17 | 1000 | 1000 | 22.17 | 42.44
2016-04-27 03:00:00 | 0.48191 | 0.50462 | 0.24182 | 23.77 | -23.7699 | -23.77 | 1000 | 1000 | 23.77 | 43.03
2016-04-27 04:00:00 | 0.4787 | 0.50154 | 0.25666 | 28.6 | -28.5999 | -28.6 | 1000 | 1000 | 28.6 | 46.12
2016-04-27 05:00:00 | 0.46261 | 0.48615 | 0.30259 | 31.47 | -31.4699 | -31.47 | 1000 | 1000 | 31.47 | 51.75
2016-04-27 06:00:00 | 0.44652 | 0.47077 | 0.48151 | 30.27 | -30.2699 | -30.27 | 1000 | 1000 | 30.27 | 54.94
2016-04-27 07:00:00 | 0.4433 | 0.46769 | 0.66658 | 28.85 | -28.8499 | -28.85 | 1000 | 1000 | 28.85 | 62.02
2016-04-27 08:00:00 | 0.40147 | 0.42769 | 0.76801 | 25.65 | -25.6499 | -25.65 | 1000 | 1000 | 25.65 | 65.55
2016-04-27 09:00:00 | 0.36607 | 0.39385 | 0.79951 | 24.91 | -24.9099 | -24.91 | 1000 | 1000 | 24.91 | 64.03
2016-04-27 10:00:00 | 0.42077 | 0.44615 | 0.78557 | 24.21 | -24.2099 | -24.21 | 1000 | 1000 | 24.21 | 64.15
2016-04-27 11:00:00 | 0.34354 | 0.37231 | 0.79764 | 24.14 | -24.1399 | -24.14 | 1000 | 1000 | 24.14 | 64.93
2016-04-27 12:00:00 | 0.4079 | 0.43385 | 0.85187 | 23.56 | -23.5599 | -23.56 | 1000 | 1000 | 23.56 | 63.13
2016-04-27 13:00:00 | 0.44652 | 0.47077 | 0.80371 | 23.42 | -23.4199 | -23.42 | 1000 | 1000 | 23.42 | 63.5
2016-04-27 14:00:00 | 0.43043 | 0.45538 | 0.71281 | 23.53 | -23.5299 | -23.53 | 1000 | 1000 | 23.53 | 61.43
2016-04-27 15:00:00 | 0.42721 | 0.45231 | 0.66962 | 24.03 | -24.0299 | -24.03 | 1000 | 1000 | 24.03 | 58.91
2016-04-27 16:00:00 | 0.35641 | 0.38462 | 0.64249 | 28.95 | -28.9499 | -28.95 | 1000 | 1000 | 28.95 | 55.65
2016-04-27 17:00:00 | 0.47226 | 0.49538 | 0.6827 | 30.27 | -30.2699 | -30.27 | 1000 | 1000 | 30.27 | 56.15
2016-04-27 18:00:00 | 0.4433 | 0.46769 | 0.76871 | 33 | -32.9999 | -33 | 1000 | 1000 | 33 | 57.77
2016-04-27 19:00:00 | 0.43686 | 0.46154 | 0.84092 | 31.95 | -31.9499 | -31.95 | 1000 | 1000 | 31.95 | 58.72
2016-04-27 20:00:00 | 0.44008 | 0.46462 | 0.81374 | 27.93 | -27.9299 | -27.93 | 1000 | 1000 | 27.93 | 60.16
2016-04-27 21:00:00 | 0.46261 | 0.48615 | 0.75678 | 25.51 | -25.5099 | -25.51 | 1000 | 1000 | 25.51 | 59.04
2016-04-27 22:00:00 | 0.44008 | 0.46462 | 0.66533 | 23 | -22.9999 | -23 | 1000 | 1000 | 23 | 56.18
2016-04-27 23:00:00 | 0.43364 | 0.45846 | 0.5102 | 23.46 | -23.4599 | -23.46 | 1000 | 1000 | 23.46 | 51.03
2016-04-28 00:00:00 | 0.44652 | 0.47077 | 0.35579 | 24.55 | -24.5499 | -24.55 | 1000 | 1000 | 24.55 | 48.01
2016-04-28 01:00:00 | 0.45617 | 0.48 | 0.2723 | 23.28 | -23.2799 | -23.28 | 1000 | 1000 | 23.28 | 44
2016-04-28 02:00:00 | 0.45939 | 0.48308 | 0.24656 | 23.73 | -23.7299 | -23.73 | 1000 | 1000 | 23.73 | 41.73
2016-04-28 03:00:00 | 0.45617 | 0.48 | 0.24182 | 25.59 | -25.5899 | -25.59 | 1000 | 1000 | 25.59 | 41.92
2016-04-28 04:00:00 | 0.46582 | 0.48923 | 0.25666 | 31.12 | -31.1199 | -31.12 | 1000 | 1000 | 31.12 | 45
2016-04-28 05:00:00 | 0.45295 | 0.47692 | 0.30259 | 37.99 | -37.9899 | -37.99 | 1000 | 1000 | 37.99 | 46.49
2016-04-28 06:00:00 | 0.44973 | 0.47385 | 0.48151 | 37.99 | -37.9899 | -37.99 | 1000 | 1000 | 37.99 | 51.54
2016-04-28 07:00:00 | 0.44008 | 0.46462 | 0.66658 | 34.1 | -34.0999 | -34.1 | 1000 | 1000 | 34.1 | 59.12
2016-04-28 08:00:00 | 0.43043 | 0.45538 | 0.76801 | 29.93 | -29.9299 | -29.93 | 1000 | 1000 | 29.93 | 64.98
2016-04-28 09:00:00 | 0.41755 | 0.44308 | 0.79951 | 29.39 | -29.3899 | -29.39 | 1000 | 1000 | 29.39 | 66.19
2016-04-28 10:00:00 | 0.40147 | 0.42769 | 0.78557 | 26.16 | -26.1599 | -26.16 | 1000 | 1000 | 26.16 | 66.09
2016-04-28 11:00:00 | 0.36929 | 0.39692 | 0.79764 | 24.98 | -24.9799 | -24.98 | 1000 | 1000 | 24.98 | 67.92
2016-04-28 12:00:00 | 0.35641 | 0.38462 | 0.85187 | 27.39 | -27.3899 | -27.39 | 1000 | 1000 | 27.39 | 67
2016-04-28 13:00:00 | 0.30171 | 0.33231 | 0.80371 | 26.96 | -26.9599 | -26.96 | 1000 | 1000 | 26.96 | 62.18
2016-04-28 14:00:00 | 0.30493 | 0.33538 | 0.71281 | 26.5 | -26.4999 | -26.5 | 1000 | 1000 | 26.5 | 58
2016-04-28 15:00:00 | 0.29527 | 0.32615 | 0.66962 | 30 | -29.9999 | -30 | 1000 | 1000 | 30 | 57.31
2016-04-28 16:00:00 | 0.30171 | 0.33231 | 0.64249 | 34.79 | -34.7899 | -34.79 | 1000 | 1000 | 34.79 | 54.64
2016-04-28 17:00:00 | 0.34676 | 0.37538 | 0.6827 | 38.43 | -38.4299 | -38.43 | 1000 | 1000 | 38.43 | 55.01
2016-04-28 18:00:00 | 0.37894 | 0.40615 | 0.76871 | 35.75 | -35.7499 | -35.75 | 1000 | 1000 | 35.75 | 56.48
2016-04-28 19:00:00 | 0.42721 | 0.45231 | 0.84092 | 37.19 | -37.1899 | -37.19 | 1000 | 1000 | 37.19 | 56.47
2016-04-28 20:00:00 | 0.47226 | 0.49538 | 0.81374 | 34.92 | -34.9199 | -34.92 | 1000 | 1000 | 34.92 | 56.93
2016-04-28 21:00:00 | 0.4787 | 0.50154 | 0.75678 | 30.3 | -30.2999 | -30.3 | 1000 | 1000 | 30.3 | 56.41
2016-04-28 22:00:00 | 0.49479 | 0.51692 | 0.66533 | 26.41 | -26.4099 | -26.41 | 1000 | 1000 | 26.41 | 54.16
2016-04-28 23:00:00 | 0.49479 | 0.51692 | 0.5102 | 25.01 | -25.0099 | -25.01 | 1000 | 1000 | 25.01 | 49.93
2016-04-29 00:00:00 | 0.53018 | 0.55077 | 0.35579 | 23.99 | -23.9899 | -23.99 | 1000 | 1000 | 23.99 | 47.9
2016-04-29 01:00:00 | 0.53662 | 0.55692 | 0.2723 | 22.46 | -22.4599 | -22.46 | 1000 | 1000 | 22.46 | 44.29
2016-04-29 02:00:00 | 0.53662 | 0.55692 | 0.24656 | 22.35 | -22.3499 | -22.35 | 1000 | 1000 | 22.35 | 42.35
2016-04-29 03:00:00 | 0.56236 | 0.58154 | 0.24182 | 23.47 | -23.4699 | -23.47 | 1000 | 1000 | 23.47 | 41.2
2016-04-29 04:00:00 | 0.55593 | 0.57538 | 0.25666 | 26.8 | -26.7999 | -26.8 | 1000 | 1000 | 26.8 | 43
2016-04-29 05:00:00 | 0.52053 | 0.54154 | 0.30259 | 30.68 | -30.6799 | -30.68 | 1000 | 1000 | 30.68 | 48.12
2016-04-29 06:00:00 | 0.4433 | 0.46769 | 0.48151 | 28.51 | -28.5099 | -28.51 | 1000 | 1000 | 28.51 | 52.66
2016-04-29 07:00:00 | 0.36607 | 0.39385 | 0.66658 | 22.39 | -22.3899 | -22.39 | 1000 | 1000 | 22.39 | 57.46
2016-04-29 08:00:00 | 0.27918 | 0.31077 | 0.76801 | 20.69 | -20.6899 | -20.69 | 1000 | 1000 | 20.69 | 61.72
2016-04-29 09:00:00 | 0.21161 | 0.24615 | 0.79951 | 20.05 | -20.0499 | -20.05 | 1000 | 1000 | 20.05 | 64.93
2016-04-29 10:00:00 | 0.18586 | 0.22154 | 0.78557 | 19.09 | -19.0899 | -19.09 | 1000 | 1000 | 19.09 | 65
2016-04-29 11:00:00 | 0.18586 | 0.22154 | 0.79764 | 20.14 | -20.1399 | -20.14 | 1000 | 1000 | 20.14 | 63.83
2016-04-29 12:00:00 | 0.13116 | 0.16923 | 0.85187 | 20.86 | -20.8599 | -20.86 | 1000 | 1000 | 20.86 | 60.01
2016-04-29 13:00:00 | 0.14081 | 0.17846 | 0.80371 | 22.01 | -22.0099 | -22.01 | 1000 | 1000 | 22.01 | 53.7
2016-04-29 14:00:00 | 0.14081 | 0.17846 | 0.71281 | 22.59 | -22.5899 | -22.59 | 1000 | 1000 | 22.59 | 52.81
2016-04-29 15:00:00 | 0.15368 | 0.19077 | 0.66962 | 26.01 | -26.0099 | -26.01 | 1000 | 1000 | 26.01 | 50.83
2016-04-29 16:00:00 | 0.15368 | 0.19077 | 0.64249 | 30.82 | -30.8199 | -30.82 | 1000 | 1000 | 30.82 | 49.94
2016-04-29 17:00:00 | 0.1923 | 0.22769 | 0.6827 | 34.83 | -34.8299 | -34.83 | 1000 | 1000 | 34.83 | 50.6
2016-04-29 18:00:00 | 0.25666 | 0.28923 | 0.76871 | 35.18 | -35.1799 | -35.18 | 1000 | 1000 | 35.18 | 51.83
2016-04-29 19:00:00 | 0.2824 | 0.31385 | 0.84092 | 33.08 | -33.0799 | -33.08 | 1000 | 1000 | 33.08 | 52.22
2016-04-29 20:00:00 | 0.26953 | 0.30154 | 0.81374 | 30.93 | -30.9299 | -30.93 | 1000 | 1000 | 30.93 | 55.52
2016-04-29 21:00:00 | 0.30815 | 0.33846 | 0.75678 | 27.35 | -27.3499 | -27.35 | 1000 | 1000 | 27.35 | 52.84
2016-04-29 22:00:00 | 0.31458 | 0.34462 | 0.66533 | 24.17 | -24.1699 | -24.17 | 1000 | 1000 | 24.17 | 52.25
2016-04-29 23:00:00 | 0.33711 | 0.36615 | 0.5102 | 24.25 | -24.2499 | -24.25 | 1000 | 1000 | 24.25 | 48.21
2016-04-30 00:00:00 | 0.31136 | 0.34154 | 0.39269 | 24.54 | -24.5399 | -24.54 | 1000 | 1000 | 24.54 | 46.6
2016-04-30 01:00:00 | 0.32745 | 0.35692 | 0.32007 | 25.04 | -25.0399 | -25.04 | 1000 | 1000 | 25.04 | 42.89
2016-04-30 02:00:00 | 0.33067 | 0.36 | 0.27054 | 24 | -23.9999 | -24 | 1000 | 1000 | 24 | 38.87
2016-04-30 03:00:00 | 0.34676 | 0.37538 | 0.2573 | 24 | -23.9999 | -24 | 1000 | 1000 | 24 | 41.7
2016-04-30 04:00:00 | 0.37572 | 0.40308 | 0.25708 | 24.22 | -24.2199 | -24.22 | 1000 | 1000 | 24.22 | 42.56
2016-04-30 05:00:00 | 0.37572 | 0.40308 | 0.2679 | 25.45 | -25.4499 | -25.45 | 1000 | 1000 | 25.45 | 42.01
2016-04-30 06:00:00 | 0.35641 | 0.38462 | 0.32786 | 26.81 | -26.8099 | -26.81 | 1000 | 1000 | 26.81 | 39.18
2016-04-30 07:00:00 | 0.30493 | 0.33538 | 0.51632 | 28.69 | -28.6899 | -28.69 | 1000 | 1000 | 28.69 | 45.39
2016-04-30 08:00:00 | 0.22126 | 0.25538 | 0.72881 | 25.7 | -25.6999 | -25.7 | 1000 | 1000 | 25.7 | 49.09
2016-04-30 09:00:00 | 0.15368 | 0.19077 | 0.83671 | 24.05 | -24.0499 | -24.05 | 1000 | 1000 | 24.05 | 49.22
2016-04-30 10:00:00 | 0.089326 | 0.12923 | 0.89575 | 22.44 | -22.4399 | -22.44 | 1000 | 1000 | 22.44 | 48.27
2016-04-30 11:00:00 | 0.089326 | 0.12923 | 0.93645 | 22.01 | -22.0099 | -22.01 | 1000 | 1000 | 22.01 | 44.94
2016-04-30 12:00:00 | 0.089326 | 0.12923 | 0.97446 | 21.48 | -21.4799 | -21.48 | 1000 | 1000 | 21.48 | 44.93
2016-04-30 13:00:00 | 0.089326 | 0.12923 | 0.93367 | 21.17 | -21.1699 | -21.17 | 1000 | 1000 | 21.17 | 37.09
2016-04-30 14:00:00 | 0.089326 | 0.12923 | 0.82041 | 21.54 | -21.5399 | -21.54 | 1000 | 1000 | 21.54 | 37.54
2016-04-30 15:00:00 | 0.089326 | 0.12923 | 0.73445 | 22.34 | -22.3399 | -22.34 | 1000 | 1000 | 22.34 | 33.34
2016-04-30 16:00:00 | 0.089326 | 0.12923 | 0.70905 | 25.02 | -25.0199 | -25.02 | 1000 | 1000 | 25.02 | 27.49
2016-04-30 17:00:00 | 0.089326 | 0.12923 | 0.76491 | 25.51 | -25.5099 | -25.51 | 1000 | 1000 | 25.51 | 44.94
2016-04-30 18:00:00 | 0.12794 | 0.16615 | 0.87191 | 25.61 | -25.6099 | -25.61 | 1000 | 1000 | 25.61 | 49.95
2016-04-30 19:00:00 | 0.18908 | 0.22462 | 0.93772 | 28.53 | -28.5299 | -28.53 | 1000 | 1000 | 28.53 | 52.02
2016-04-30 20:00:00 | 0.22448 | 0.25846 | 0.86663 | 27.92 | -27.9199 | -27.92 | 1000 | 1000 | 27.92 | 50.77
2016-04-30 21:00:00 | 0.25022 | 0.28308 | 0.72173 | 24.03 | -24.0299 | -24.03 | 1000 | 1000 | 24.03 | 51.31
2016-04-30 22:00:00 | 0.2824 | 0.31385 | 0.6763 | 20.1 | -20.0999 | -20.1 | 1000 | 1000 | 20.1 | 49.49
2016-04-30 23:00:00 | 0.29849 | 0.32923 | 0.57413 | 19.81 | -19.8099 | -19.81 | 1000 | 1000 | 19.81 | 46.32
2016-05-01 00:00:00 | 0.38538 | 0.41231 | 0.42848 | 18.72 | -18.7199 | -18.72 | 1000 | 1000 | 18.72 | 33.91
2016-05-01 01:00:00 | 0.41755 | 0.44308 | 0.3248 | 17.03 | -17.0299 | -17.03 | 1000 | 1000 | 17.03 | 23.85
2016-05-01 02:00:00 | 0.40147 | 0.42769 | 0.2597 | 17.17 | -17.1699 | -17.17 | 1000 | 1000 | 17.17 | 22.65
2016-05-01 03:00:00 | 0.43686 | 0.46154 | 0.23571 | 17.92 | -17.9199 | -17.92 | 1000 | 1000 | 17.92 | 25.46
2016-05-01 04:00:00 | 0.39503 | 0.42154 | 0.22974 | 17.64 | -17.6399 | -17.64 | 1000 | 1000 | 17.64 | 33.4
2016-05-01 05:00:00 | 0.42399 | 0.44923 | 0.23181 | 17.04 | -17.0399 | -17.04 | 1000 | 1000 | 17.04 | 33.38
2016-05-01 06:00:00 | 0.32424 | 0.35385 | 0.24273 | 16.82 | -16.8199 | -16.82 | 1000 | 1000 | 16.82 | 14.17
2016-05-01 07:00:00 | 0.25022 | 0.28308 | 0.33217 | 17.42 | -17.4199 | -17.42 | 1000 | 1000 | 17.42 | 15.14
2016-05-01 08:00:00 | 0.17943 | 0.21538 | 0.53135 | 16.77 | -16.7699 | -16.77 | 1000 | 1000 | 16.77 | 27.82
2016-05-01 09:00:00 | 0.11829 | 0.15692 | 0.74639 | 16.97 | -16.9699 | -16.97 | 1000 | 1000 | 16.97 | 39
2016-05-01 10:00:00 | 0.089326 | 0.12923 | 0.8642 | 15.16 | -15.1599 | -15.16 | 1000 | 1000 | 15.16 | 25.27
2016-05-01 11:00:00 | 0.089326 | 0.12923 | 0.95828 | 13.73 | -13.7299 | -13.73 | 1000 | 1000 | 13.73 | 24.39
2016-05-01 12:00:00 | 0.089326 | 0.12923 | 0.97557 | 14.29 | -14.2899 | -14.29 | 1000 | 1000 | 14.29 | 19.99
2016-05-01 13:00:00 | 0.089326 | 0.12923 | 0.80626 | 13.54 | -13.5399 | -13.54 | 1000 | 1000 | 13.54 | 13.13
2016-05-01 14:00:00 | 0.089326 | 0.12923 | 0.66004 | 14.25 | -14.2499 | -14.25 | 1000 | 1000 | 14.25 | 11.97
2016-05-01 15:00:00 | 0.089326 | 0.12923 | 0.58723 | 16.21 | -16.2099 | -16.21 | 1000 | 1000 | 16.21 | 10.05
2016-05-01 16:00:00 | 0.089326 | 0.12923 | 0.52352 | 21.35 | -21.3499 | -21.35 | 1000 | 1000 | 21.35 | 22.99
2016-05-01 17:00:00 | 0.089326 | 0.12923 | 0.55331 | 23.57 | -23.5699 | -23.57 | 1000 | 1000 | 23.57 | 41.54
2016-05-01 18:00:00 | 0.14403 | 0.18154 | 0.67192 | 25.08 | -25.0799 | -25.08 | 1000 | 1000 | 25.08 | 50.86
2016-05-01 19:00:00 | 0.21804 | 0.25231 | 0.77603 | 25.74 | -25.7399 | -25.74 | 1000 | 1000 | 25.74 | 53.56
2016-05-01 20:00:00 | 0.34998 | 0.37846 | 0.75374 | 26.35 | -26.3499 | -26.35 | 1000 | 1000 | 26.35 | 53.99
2016-05-01 21:00:00 | 0.33067 | 0.36 | 0.70206 | 24.48 | -24.4799 | -24.48 | 1000 | 1000 | 24.48 | 55.69
2016-05-01 22:00:00 | 0.39503 | 0.42154 | 0.62189 | 21.45 | -21.4499 | -21.45 | 1000 | 1000 | 21.45 | 53.76
2016-05-01 23:00:00 | 0.38859 | 0.41538 | 0.46945 | 20.23 | -20.2299 | -20.23 | 1000 | 1000 | 20.23 | 44.4
2016-05-02 00:00:00 | 0.42399 | 0.44923 | 0.35579 | 20.03 | -20.0299 | -20.03 | 1000 | 1000 | 20.03 | 46
2016-05-02 01:00:00 | 0.39503 | 0.42154 | 0.2723 | 19.94 | -19.9399 | -19.94 | 1000 | 1000 | 19.94 | 43
2016-05-02 02:00:00 | 0.4079 | 0.43385 | 0.24656 | 20.08 | -20.0799 | -20.08 | 1000 | 1000 | 20.08 | 42.08
2016-05-02 03:00:00 | 0.40147 | 0.42769 | 0.24182 | 23.47 | -23.4699 | -23.47 | 1000 | 1000 | 23.47 | 35.9
2016-05-02 04:00:00 | 0.49157 | 0.51385 | 0.25666 | 31.12 | -31.1199 | -31.12 | 1000 | 1000 | 31.12 | 36.61
2016-05-02 05:00:00 | 0.46904 | 0.49231 | 0.30259 | 35.53 | -35.5299 | -35.53 | 1000 | 1000 | 35.53 | 48.09
2016-05-02 06:00:00 | 0.38538 | 0.41231 | 0.48151 | 34.96 | -34.9599 | -34.96 | 1000 | 1000 | 34.96 | 56.19
2016-05-02 07:00:00 | 0.23092 | 0.26462 | 0.66658 | 31.35 | -31.3499 | -31.35 | 1000 | 1000 | 31.35 | 62.04
2016-05-02 08:00:00 | 0.1569 | 0.19385 | 0.76801 | 28.29 | -28.2899 | -28.29 | 1000 | 1000 | 28.29 | 63.11
2016-05-02 09:00:00 | 0.12794 | 0.16615 | 0.79951 | 26.91 | -26.9099 | -26.91 | 1000 | 1000 | 26.91 | 61.2
2016-05-02 10:00:00 | 0.092544 | 0.13231 | 0.78557 | 25.29 | -25.2899 | -25.29 | 1000 | 1000 | 25.29 | 59.98
2016-05-02 11:00:00 | 0.089326 | 0.12923 | 0.79764 | 25.07 | -25.0699 | -25.07 | 1000 | 1000 | 25.07 | 60
2016-05-02 12:00:00 | 0.089326 | 0.12923 | 0.85187 | 25.02 | -25.0199 | -25.02 | 1000 | 1000 | 25.02 | 58.99
2016-05-02 13:00:00 | 0.089326 | 0.12923 | 0.80371 | 25.53 | -25.5299 | -25.53 | 1000 | 1000 | 25.53 | 60
2016-05-02 14:00:00 | 0.089326 | 0.12923 | 0.71281 | 26.94 | -26.9399 | -26.94 | 1000 | 1000 | 26.94 | 57.67
2016-05-02 15:00:00 | 0.089326 | 0.12923 | 0.66962 | 29.06 | -29.0599 | -29.06 | 1000 | 1000 | 29.06 | 56.95
2016-05-02 16:00:00 | 0.089326 | 0.12923 | 0.64249 | 33 | -32.9999 | -33 | 1000 | 1000 | 33 | 55.64
2016-05-02 17:00:00 | 0.089326 | 0.12923 | 0.6827 | 35.79 | -35.7899 | -35.79 | 1000 | 1000 | 35.79 | 56.12
2016-05-02 18:00:00 | 0.11507 | 0.15385 | 0.76871 | 35.76 | -35.7599 | -35.76 | 1000 | 1000 | 35.76 | 59.94
2016-05-02 19:00:00 | 0.19874 | 0.23385 | 0.84092 | 34.08 | -34.0799 | -34.08 | 1000 | 1000 | 34.08 | 58.96
2016-05-02 20:00:00 | 0.23735 | 0.27077 | 0.81374 | 31.93 | -31.9299 | -31.93 | 1000 | 1000 | 31.93 | 59.94
2016-05-02 21:00:00 | 0.26309 | 0.29538 | 0.75678 | 27.05 | -27.0499 | -27.05 | 1000 | 1000 | 27.05 | 58.72
2016-05-02 22:00:00 | 0.33067 | 0.36 | 0.66533 | 23.91 | -23.9099 | -23.91 | 1000 | 1000 | 23.91 | 56.74
2016-05-02 23:00:00 | 0.37894 | 0.40615 | 0.5102 | 22.32 | -22.3199 | -22.32 | 1000 | 1000 | 22.32 | 51.36
2016-05-03 00:00:00 | 0.39825 | 0.42462 | 0.35579 | 21.84 | -21.8399 | -21.84 | 1000 | 1000 | 21.84 | 48.75
2016-05-03 01:00:00 | 0.40147 | 0.42769 | 0.2723 | 21.37 | -21.3699 | -21.37 | 1000 | 1000 | 21.37 | 46
2016-05-03 02:00:00 | 0.4079 | 0.43385 | 0.24656 | 21.85 | -21.8499 | -21.85 | 1000 | 1000 | 21.85 | 44.53
2016-05-03 03:00:00 | 0.42077 | 0.44615 | 0.24182 | 23.26 | -23.2599 | -23.26 | 1000 | 1000 | 23.26 | 45.95
2016-05-03 04:00:00 | 0.45939 | 0.48308 | 0.25666 | 30.39 | -30.3899 | -30.39 | 1000 | 1000 | 30.39 | 46.54
2016-05-03 05:00:00 | 0.35963 | 0.38769 | 0.30259 | 33.9 | -33.8999 | -33.9 | 1000 | 1000 | 33.9 | 48.17
2016-05-03 06:00:00 | 0.25344 | 0.28615 | 0.48151 | 36.48 | -36.4799 | -36.48 | 1000 | 1000 | 36.48 | 58.3
2016-05-03 07:00:00 | 0.19552 | 0.23077 | 0.66658 | 35.95 | -35.9499 | -35.95 | 1000 | 1000 | 35.95 | 67.99
2016-05-03 08:00:00 | 0.089326 | 0.12923 | 0.76801 | 35.58 | -35.5799 | -35.58 | 1000 | 1000 | 35.58 | 70
2016-05-03 09:00:00 | 0.089326 | 0.12923 | 0.79951 | 34.9 | -34.8999 | -34.9 | 1000 | 1000 | 34.9 | 68.3
2016-05-03 10:00:00 | 0.089326 | 0.12923 | 0.78557 | 31.55 | -31.5499 | -31.55 | 1000 | 1000 | 31.55 | 68.59
2016-05-03 11:00:00 | 0.089326 | 0.12923 | 0.79764 | 26.59 | -26.5899 | -26.59 | 1000 | 1000 | 26.59 | 71.51
2016-05-03 12:00:00 | 0.089326 | 0.12923 | 0.85187 | 24.9 | -24.8999 | -24.9 | 1000 | 1000 | 24.9 | 71.49
2016-05-03 13:00:00 | 0.089326 | 0.12923 | 0.80371 | 24.1 | -24.0999 | -24.1 | 1000 | 1000 | 24.1 | 69.96
2016-05-03 14:00:00 | 0.089326 | 0.12923 | 0.71281 | 23.91 | -23.9099 | -23.91 | 1000 | 1000 | 23.91 | 68
2016-05-03 15:00:00 | 0.089326 | 0.12923 | 0.66962 | 25.17 | -25.1699 | -25.17 | 1000 | 1000 | 25.17 | 64.65
2016-05-03 16:00:00 | 0.089326 | 0.12923 | 0.64249 | 28.51 | -28.5099 | -28.51 | 1000 | 1000 | 28.51 | 58.99
2016-05-03 17:00:00 | 0.16012 | 0.19692 | 0.6827 | 31.69 | -31.6899 | -31.69 | 1000 | 1000 | 31.69 | 59.3
2016-05-03 18:00:00 | 0.22126 | 0.25538 | 0.76871 | 32.1 | -32.0999 | -32.1 | 1000 | 1000 | 32.1 | 67.52
2016-05-03 19:00:00 | 0.25344 | 0.28615 | 0.84092 | 32.8 | -32.7999 | -32.8 | 1000 | 1000 | 32.8 | 69.26
2016-05-03 20:00:00 | 0.30171 | 0.33231 | 0.81374 | 30.92 | -30.9199 | -30.92 | 1000 | 1000 | 30.92 | 69.96
2016-05-03 21:00:00 | 0.29527 | 0.32615 | 0.75678 | 24.59 | -24.5899 | -24.59 | 1000 | 1000 | 24.59 | 67.94
2016-05-03 22:00:00 | 0.29849 | 0.32923 | 0.66533 | 22.94 | -22.9399 | -22.94 | 1000 | 1000 | 22.94 | 61.2
2016-05-03 23:00:00 | 0.28562 | 0.31692 | 0.5102 | 21.98 | -21.9799 | -21.98 | 1000 | 1000 | 21.98 | 56.14
2016-05-04 00:00:00 | 0.28562 | 0.31692 | 0.35579 | 21.95 | -21.9499 | -21.95 | 1000 | 1000 | 21.95 | 48.23
2016-05-04 01:00:00 | 0.29206 | 0.32308 | 0.2723 | 21.69 | -21.6899 | -21.69 | 1000 | 1000 | 21.69 | 45.32
2016-05-04 02:00:00 | 0.30815 | 0.33846 | 0.24656 | 22.14 | -22.1399 | -22.14 | 1000 | 1000 | 22.14 | 45.2
2016-05-04 03:00:00 | 0.31136 | 0.34154 | 0.24182 | 23.59 | -23.5899 | -23.59 | 1000 | 1000 | 23.59 | 46
2016-05-04 04:00:00 | 0.32102 | 0.35077 | 0.25666 | 31.47 | -31.4699 | -31.47 | 1000 | 1000 | 31.47 | 45.94
2016-05-04 05:00:00 | 0.32424 | 0.35385 | 0.30259 | 35.05 | -35.0499 | -35.05 | 1000 | 1000 | 35.05 | 48.05
2016-05-04 06:00:00 | 0.30493 | 0.33538 | 0.48151 | 35.97 | -35.9699 | -35.97 | 1000 | 1000 | 35.97 | 61.22
2016-05-04 07:00:00 | 0.29206 | 0.32308 | 0.66658 | 32.46 | -32.4599 | -32.46 | 1000 | 1000 | 32.46 | 70.02
2016-05-04 08:00:00 | 0.28562 | 0.31692 | 0.76801 | 28.51 | -28.5099 | -28.51 | 1000 | 1000 | 28.51 | 72.75
2016-05-04 09:00:00 | 0.26953 | 0.30154 | 0.79951 | 27.14 | -27.1399 | -27.14 | 1000 | 1000 | 27.14 | 69.94
2016-05-04 10:00:00 | 0.23735 | 0.27077 | 0.78557 | 25.43 | -25.4299 | -25.43 | 1000 | 1000 | 25.43 | 65.89
2016-05-04 11:00:00 | 0.17621 | 0.21231 | 0.79764 | 24.37 | -24.3699 | -24.37 | 1000 | 1000 | 24.37 | 65.93
2016-05-04 12:00:00 | 0.11829 | 0.15692 | 0.85187 | 24.01 | -24.0099 | -24.01 | 1000 | 1000 | 24.01 | 63.27
2016-05-04 13:00:00 | 0.11185 | 0.15077 | 0.80371 | 23.64 | -23.6399 | -23.64 | 1000 | 1000 | 23.64 | 61.78
2016-05-04 14:00:00 | 0.12794 | 0.16615 | 0.71281 | 23.88 | -23.8799 | -23.88 | 1000 | 1000 | 23.88 | 60.3
2016-05-04 15:00:00 | 0.11507 | 0.15385 | 0.66962 | 25.1 | -25.0999 | -25.1 | 1000 | 1000 | 25.1 | 59.98
2016-05-04 16:00:00 | 0.12151 | 0.16 | 0.64249 | 28.96 | -28.9599 | -28.96 | 1000 | 1000 | 28.96 | 57.01
2016-05-04 17:00:00 | 0.15047 | 0.18769 | 0.6827 | 31.73 | -31.7299 | -31.73 | 1000 | 1000 | 31.73 | 59.91
2016-05-04 18:00:00 | 0.20517 | 0.24 | 0.76871 | 32 | -31.9999 | -32 | 1000 | 1000 | 32 | 65.16
2016-05-04 19:00:00 | 0.30815 | 0.33846 | 0.84092 | 32.9 | -32.8999 | -32.9 | 1000 | 1000 | 32.9 | 68.38
2016-05-04 20:00:00 | 0.32102 | 0.35077 | 0.81374 | 31.93 | -31.9299 | -31.93 | 1000 | 1000 | 31.93 | 70.05
2016-05-04 21:00:00 | 0.38216 | 0.40923 | 0.75678 | 27.8 | -27.7999 | -27.8 | 1000 | 1000 | 27.8 | 71.93
2016-05-04 22:00:00 | 0.39181 | 0.41846 | 0.66533 | 23.69 | -23.6899 | -23.69 | 1000 | 1000 | 23.69 | 62
2016-05-04 23:00:00 | 0.41112 | 0.43692 | 0.5102 | 21.86 | -21.8599 | -21.86 | 1000 | 1000 | 21.86 | 51.19
2016-05-05 00:00:00 | 0.37894 | 0.40615 | 0.42848 | 21.26 | -21.2599 | -21.26 | 1000 | 1000 | 21.26 | 52.41
2016-05-05 01:00:00 | 0.3725 | 0.4 | 0.3248 | 20.26 | -20.2599 | -20.26 | 1000 | 1000 | 20.26 | 50.91
2016-05-05 02:00:00 | 0.3725 | 0.4 | 0.2597 | 19.79 | -19.7899 | -19.79 | 1000 | 1000 | 19.79 | 49.52
2016-05-05 03:00:00 | 0.3725 | 0.4 | 0.23571 | 19.79 | -19.7899 | -19.79 | 1000 | 1000 | 19.79 | 49.14
2016-05-05 04:00:00 | 0.36607 | 0.39385 | 0.22974 | 19.95 | -19.9499 | -19.95 | 1000 | 1000 | 19.95 | 51.49
2016-05-05 05:00:00 | 0.34032 | 0.36923 | 0.23181 | 20.07 | -20.0699 | -20.07 | 1000 | 1000 | 20.07 | 52.02
2016-05-05 06:00:00 | 0.28562 | 0.31692 | 0.24273 | 20 | -19.9999 | -20 | 1000 | 1000 | 20 | 65.18
2016-05-05 07:00:00 | 0.25022 | 0.28308 | 0.33217 | 19.57 | -19.5699 | -19.57 | 1000 | 1000 | 19.57 | 67.93
2016-05-05 08:00:00 | 0.1923 | 0.22769 | 0.53135 | 19.01 | -19.0099 | -19.01 | 1000 | 1000 | 19.01 | 70.05
2016-05-05 09:00:00 | 0.14403 | 0.18154 | 0.74639 | 17.76 | -17.7599 | -17.76 | 1000 | 1000 | 17.76 | 68.8
2016-05-05 10:00:00 | 0.092544 | 0.13231 | 0.8642 | 16.97 | -16.9699 | -16.97 | 1000 | 1000 | 16.97 | 68.93
2016-05-05 11:00:00 | 0.089326 | 0.12923 | 0.95828 | 13.42 | -13.4199 | -13.42 | 1000 | 1000 | 13.42 | 70.1
2016-05-05 12:00:00 | 0.089326 | 0.12923 | 0.97557 | 10.85 | -10.8499 | -10.85 | 1000 | 1000 | 10.85 | 67.56
2016-05-05 13:00:00 | 0.089326 | 0.12923 | 0.80626 | 10.49 | -10.4899 | -10.49 | 1000 | 1000 | 10.49 | 64.91
2016-05-05 14:00:00 | 0.089326 | 0.12923 | 0.66004 | 13.06 | -13.0599 | -13.06 | 1000 | 1000 | 13.06 | 63.81
2016-05-05 15:00:00 | 0.089326 | 0.12923 | 0.58723 | 17.77 | -17.7699 | -17.77 | 1000 | 1000 | 17.77 | 60.62
2016-05-05 16:00:00 | 0.089326 | 0.12923 | 0.52352 | 20.67 | -20.6699 | -20.67 | 1000 | 1000 | 20.67 | 59.21
2016-05-05 17:00:00 | 0.089326 | 0.12923 | 0.55331 | 24.2 | -24.1999 | -24.2 | 1000 | 1000 | 24.2 | 64.94
2016-05-05 18:00:00 | 0.10542 | 0.14462 | 0.67192 | 24.08 | -24.0799 | -24.08 | 1000 | 1000 | 24.08 | 68.98
2016-05-05 19:00:00 | 0.18586 | 0.22154 | 0.77603 | 24.87 | -24.8699 | -24.87 | 1000 | 1000 | 24.87 | 71.02
2016-05-05 20:00:00 | 0.2277 | 0.26154 | 0.75374 | 25.79 | -25.7899 | -25.79 | 1000 | 1000 | 25.79 | 72.26
2016-05-05 21:00:00 | 0.26309 | 0.29538 | 0.70206 | 21.62 | -21.6199 | -21.62 | 1000 | 1000 | 21.62 | 69.01
2016-05-05 22:00:00 | 0.27918 | 0.31077 | 0.62189 | 20.73 | -20.7299 | -20.73 | 1000 | 1000 | 20.73 | 63.34
2016-05-05 23:00:00 | 0.29849 | 0.32923 | 0.46945 | 19.08 | -19.0799 | -19.08 | 1000 | 1000 | 19.08 | 53.17
2016-05-06 00:00:00 | 0.35641 | 0.38462 | 0.35579 | 18.46 | -18.4599 | -18.46 | 1000 | 1000 | 18.46 | 50.38
2016-05-06 01:00:00 | 0.37572 | 0.40308 | 0.2723 | 17.87 | -17.8699 | -17.87 | 1000 | 1000 | 17.87 | 46.56
2016-05-06 02:00:00 | 0.39825 | 0.42462 | 0.24656 | 19.11 | -19.1099 | -19.11 | 1000 | 1000 | 19.11 | 45.32
2016-05-06 03:00:00 | 0.42399 | 0.44923 | 0.24182 | 20 | -19.9999 | -20 | 1000 | 1000 | 20 | 45.91
2016-05-06 04:00:00 | 0.42077 | 0.44615 | 0.25666 | 24.44 | -24.4399 | -24.44 | 1000 | 1000 | 24.44 | 46.38
2016-05-06 05:00:00 | 0.34032 | 0.36923 | 0.30259 | 30.33 | -30.3299 | -30.33 | 1000 | 1000 | 30.33 | 47.54
2016-05-06 06:00:00 | 0.19552 | 0.23077 | 0.48151 | 30.99 | -30.9899 | -30.99 | 1000 | 1000 | 30.99 | 54.57
2016-05-06 07:00:00 | 0.14081 | 0.17846 | 0.66658 | 29.98 | -29.9799 | -29.98 | 1000 | 1000 | 29.98 | 63.03
2016-05-06 08:00:00 | 0.089326 | 0.12923 | 0.76801 | 24.28 | -24.2799 | -24.28 | 1000 | 1000 | 24.28 | 65.11
2016-05-06 09:00:00 | 0.089326 | 0.12923 | 0.79951 | 22.58 | -22.5799 | -22.58 | 1000 | 1000 | 22.58 | 63.21
2016-05-06 10:00:00 | 0.089326 | 0.12923 | 0.78557 | 19.66 | -19.6599 | -19.66 | 1000 | 1000 | 19.66 | 62.97
2016-05-06 11:00:00 | 0.089326 | 0.12923 | 0.79764 | 14.24 | -14.2399 | -14.24 | 1000 | 1000 | 14.24 | 63.16
2016-05-06 12:00:00 | 0.089326 | 0.12923 | 0.85187 | 11.92 | -11.9199 | -11.92 | 1000 | 1000 | 11.92 | 61.95
2016-05-06 13:00:00 | 0.089326 | 0.12923 | 0.80371 | 14.96 | -14.9599 | -14.96 | 1000 | 1000 | 14.96 | 59.55
2016-05-06 14:00:00 | 0.089326 | 0.12923 | 0.71281 | 17.93 | -17.9299 | -17.93 | 1000 | 1000 | 17.93 | 58.03
2016-05-06 15:00:00 | 0.089326 | 0.12923 | 0.66962 | 21.85 | -21.8499 | -21.85 | 1000 | 1000 | 21.85 | 53.27
2016-05-06 16:00:00 | 0.089326 | 0.12923 | 0.64249 | 27.99 | -27.9899 | -27.99 | 1000 | 1000 | 27.99 | 53.71
2016-05-06 17:00:00 | 0.089326 | 0.12923 | 0.6827 | 30.94 | -30.9399 | -30.94 | 1000 | 1000 | 30.94 | 58.25
2016-05-06 18:00:00 | 0.089326 | 0.12923 | 0.76871 | 28.8 | -28.7999 | -28.8 | 1000 | 1000 | 28.8 | 61.65
2016-05-06 19:00:00 | 0.089326 | 0.12923 | 0.84092 | 27.86 | -27.8599 | -27.86 | 1000 | 1000 | 27.86 | 65.81
2016-05-06 20:00:00 | 0.089326 | 0.12923 | 0.81374 | 25.43 | -25.4299 | -25.43 | 1000 | 1000 | 25.43 | 66.15
2016-05-06 21:00:00 | 0.11507 | 0.15385 | 0.75678 | 21.42 | -21.4199 | -21.42 | 1000 | 1000 | 21.42 | 64.96
2016-05-06 22:00:00 | 0.10542 | 0.14462 | 0.66533 | 19.73 | -19.7299 | -19.73 | 1000 | 1000 | 19.73 | 58.45
2016-05-06 23:00:00 | 0.1376 | 0.17538 | 0.5102 | 16.9 | -16.8999 | -16.9 | 1000 | 1000 | 16.9 | 51.79
2016-05-07 00:00:00 | 0.17299 | 0.20923 | 0.39269 | 14.95 | -14.9499 | -14.95 | 1000 | 1000 | 14.95 | 56.74
2016-05-07 01:00:00 | 0.20517 | 0.24 | 0.32007 | 14.64 | -14.6399 | -14.64 | 1000 | 1000 | 14.64 | 51.8
2016-05-07 02:00:00 | 0.2277 | 0.26154 | 0.27054 | 14.96 | -14.9599 | -14.96 | 1000 | 1000 | 14.96 | 47.9
2016-05-07 03:00:00 | 0.25988 | 0.29231 | 0.2573 | 15.2 | -15.1999 | -15.2 | 1000 | 1000 | 15.2 | 43.06
2016-05-07 04:00:00 | 0.29206 | 0.32308 | 0.25708 | 16.27 | -16.2699 | -16.27 | 1000 | 1000 | 16.27 | 45.92
2016-05-07 05:00:00 | 0.22126 | 0.25538 | 0.2679 | 19.32 | -19.3199 | -19.32 | 1000 | 1000 | 19.32 | 43.99
2016-05-07 06:00:00 | 0.16656 | 0.20308 | 0.32786 | 19.94 | -19.9399 | -19.94 | 1000 | 1000 | 19.94 | 44.39
2016-05-07 07:00:00 | 0.092544 | 0.13231 | 0.51632 | 19.41 | -19.4099 | -19.41 | 1000 | 1000 | 19.41 | 49.82
2016-05-07 08:00:00 | 0.089326 | 0.12923 | 0.72881 | 13.1 | -13.0999 | -13.1 | 1000 | 1000 | 13.1 | 54.89
2016-05-07 09:00:00 | 0.089326 | 0.12923 | 0.83671 | 10.54 | -10.5399 | -10.54 | 1000 | 1000 | 10.54 | 56.98
2016-05-07 10:00:00 | 0.089326 | 0.12923 | 0.89575 | 6.12 | -6.1199 | -6.12 | 1000 | 1000 | 6.12 | 57.14
2016-05-07 11:00:00 | 0.089326 | 0.12923 | 0.93645 | 5.32 | -5.3199 | -5.32 | 1000 | 1000 | 5.32 | 57.72
2016-05-07 12:00:00 | 0.089326 | 0.12923 | 0.97446 | 3.05 | -3.0499 | -3.05 | 1000 | 1000 | 3.05 | 58.94
2016-05-07 13:00:00 | 0.089326 | 0.12923 | 0.93367 | 3.84 | -3.8399 | -3.84 | 1000 | 1000 | 3.84 | 52.28
2016-05-07 14:00:00 | 0.089326 | 0.12923 | 0.82041 | 8.67 | -8.6699 | -8.67 | 1000 | 1000 | 8.67 | 47
2016-05-07 15:00:00 | 0.089326 | 0.12923 | 0.73445 | 13.49 | -13.4899 | -13.49 | 1000 | 1000 | 13.49 | 47
2016-05-07 16:00:00 | 0.089326 | 0.12923 | 0.70905 | 19.92 | -19.9199 | -19.92 | 1000 | 1000 | 19.92 | 46.86
2016-05-07 17:00:00 | 0.089326 | 0.12923 | 0.76491 | 21.43 | -21.4299 | -21.43 | 1000 | 1000 | 21.43 | 48.8
2016-05-07 18:00:00 | 0.089326 | 0.12923 | 0.87191 | 19.93 | -19.9299 | -19.93 | 1000 | 1000 | 19.93 | 54.81
2016-05-07 19:00:00 | 0.089326 | 0.12923 | 0.93772 | 19.81 | -19.8099 | -19.81 | 1000 | 1000 | 19.81 | 59.85
2016-05-07 20:00:00 | 0.089326 | 0.12923 | 0.86663 | 19.72 | -19.7199 | -19.72 | 1000 | 1000 | 19.72 | 58.45
2016-05-07 21:00:00 | 0.10542 | 0.14462 | 0.72173 | 18.22 | -18.2199 | -18.22 | 1000 | 1000 | 18.22 | 55.93
2016-05-07 22:00:00 | 0.12151 | 0.16 | 0.6763 | 14.2 | -14.1999 | -14.2 | 1000 | 1000 | 14.2 | 55.49
2016-05-07 23:00:00 | 0.14403 | 0.18154 | 0.57413 | 10.01 | -10.0099 | -10.01 | 1000 | 1000 | 10.01 | 50.12
2016-05-08 00:00:00 | 0.16334 | 0.2 | 0.42848 | 7.98 | -7.9799 | -7.98 | 1000 | 1000 | 7.98 | 45.49
2016-05-08 01:00:00 | 0.17621 | 0.21231 | 0.3248 | 5.07 | -5.0699 | -5.07 | 1000 | 1000 | 5.07 | 43.93
2016-05-08 02:00:00 | 0.21161 | 0.24615 | 0.2597 | 4 | -3.9999 | -4 | 1000 | 1000 | 4 | 33.26
2016-05-08 03:00:00 | 0.19874 | 0.23385 | 0.23571 | 3 | -2.9999 | -3 | 1000 | 1000 | 3 | 28.98
2016-05-08 04:00:00 | 0.20517 | 0.24 | 0.22974 | 2.91 | -2.9099 | -2.91 | 1000 | 1000 | 2.91 | 22.89
2016-05-08 05:00:00 | 0.16334 | 0.2 | 0.23181 | 2.79 | -2.7899 | -2.79 | 1000 | 1000 | 2.79 | 36.35
2016-05-08 06:00:00 | 0.10863 | 0.14769 | 0.24273 | 4 | -3.9999 | -4 | 1000 | 1000 | 4 | 31.97
2016-05-08 07:00:00 | 0.089326 | 0.12923 | 0.33217 | 2.35 | -2.3499 | -2.35 | 1000 | 1000 | 2.35 | 39.44
2016-05-08 08:00:00 | 0.089326 | 0.12923 | 0.53135 | -1.63 | 1.6301 | 1.63 | -1.63 | -1.63 | -1.63 | 44.38
2016-05-08 09:00:00 | 0.089326 | 0.12923 | 0.74639 | -7.09 | 7.0901 | 7.09 | -7.09 | -7.09 | -7.09 | 46
2016-05-08 10:00:00 | 0.089326 | 0.12923 | 0.8642 | -76.09 | 76.0901 | 76.09 | -76.09 | -76.09 | -76.09 | 48.71
2016-05-08 11:00:00 | 0.089326 | 0.12923 | 0.95828 | -100.06 | 100.0601 | 100.06 | -100.06 | -100.06 | -100.06 | 52.41
2016-05-08 12:00:00 | 0.089326 | 0.12923 | 0.97557 | -130.09 | 130.0901 | 130.09 | -130.09 | -130.09 | -130.09 | 51.62
2016-05-08 13:00:00 | 0.089326 | 0.12923 | 0.80626 | -82.06 | 82.0601 | 82.06 | -82.06 | -82.06 | -82.06 | 46.29
2016-05-08 14:00:00 | 0.089326 | 0.12923 | 0.66004 | -76 | 76.0001 | 76 | -76 | -76 | -76 | 44.24
2016-05-08 15:00:00 | 0.089326 | 0.12923 | 0.58723 | -0.6 | 0.6001 | 0.6 | -0.6 | -0.6 | -0.6 | 40.61
2016-05-08 16:00:00 | 0.089326 | 0.12923 | 0.52352 | 10.4 | -10.3999 | -10.4 | 1000 | 1000 | 10.4 | 40.92
2016-05-08 17:00:00 | 0.089326 | 0.12923 | 0.55331 | 19.35 | -19.3499 | -19.35 | 1000 | 1000 | 19.35 | 45.94
2016-05-08 18:00:00 | 0.089326 | 0.12923 | 0.67192 | 19.4 | -19.3999 | -19.4 | 1000 | 1000 | 19.4 | 51.33
2016-05-08 19:00:00 | 0.089326 | 0.12923 | 0.77603 | 20.02 | -20.0199 | -20.02 | 1000 | 1000 | 20.02 | 56.21
2016-05-08 20:00:00 | 0.089326 | 0.12923 | 0.75374 | 20.12 | -20.1199 | -20.12 | 1000 | 1000 | 20.12 | 58.48
2016-05-08 21:00:00 | 0.089326 | 0.12923 | 0.70206 | 18.66 | -18.6599 | -18.66 | 1000 | 1000 | 18.66 | 64.94
2016-05-08 22:00:00 | 0.089326 | 0.12923 | 0.62189 | 14.28 | -14.2799 | -14.28 | 1000 | 1000 | 14.28 | 67.93
2016-05-08 23:00:00 | 0.089326 | 0.12923 | 0.46945 | 12.68 | -12.6799 | -12.68 | 1000 | 1000 | 12.68 | 58.78
2016-05-09 00:00:00 | 0.11185 | 0.15077 | 0.35579 | 12.09 | -12.0899 | -12.09 | 1000 | 1000 | 12.09 | 44.74
2016-05-09 01:00:00 | 0.1376 | 0.17538 | 0.2723 | 9.57 | -9.5699 | -9.57 | 1000 | 1000 | 9.57 | 41.84
2016-05-09 02:00:00 | 0.21483 | 0.24923 | 0.24656 | 11 | -10.9999 | -11 | 1000 | 1000 | 11 | 32.94
2016-05-09 03:00:00 | 0.29206 | 0.32308 | 0.24182 | 14.18 | -14.1799 | -14.18 | 1000 | 1000 | 14.18 | 27.81
2016-05-09 04:00:00 | 0.17299 | 0.20923 | 0.25666 | 28.57 | -28.5699 | -28.57 | 1000 | 1000 | 28.57 | 32.98
2016-05-09 05:00:00 | 0.17299 | 0.20923 | 0.30259 | 32.95 | -32.9499 | -32.95 | 1000 | 1000 | 32.95 | 46.58
2016-05-09 06:00:00 | 0.089326 | 0.12923 | 0.48151 | 34.69 | -34.6899 | -34.69 | 1000 | 1000 | 34.69 | 64.99
2016-05-09 07:00:00 | 0.089326 | 0.12923 | 0.66658 | 31.24 | -31.2399 | -31.24 | 1000 | 1000 | 31.24 | 70
2016-05-09 08:00:00 | 0.089326 | 0.12923 | 0.76801 | 24.23 | -24.2299 | -24.23 | 1000 | 1000 | 24.23 | 82.62
2016-05-09 09:00:00 | 0.089326 | 0.12923 | 0.79951 | 22.15 | -22.1499 | -22.15 | 1000 | 1000 | 22.15 | 79.33
2016-05-09 10:00:00 | 0.089326 | 0.12923 | 0.78557 | 17.08 | -17.0799 | -17.08 | 1000 | 1000 | 17.08 | 76.1
2016-05-09 11:00:00 | 0.089326 | 0.12923 | 0.79764 | 12.01 | -12.0099 | -12.01 | 1000 | 1000 | 12.01 | 70.94
2016-05-09 12:00:00 | 0.089326 | 0.12923 | 0.85187 | 10.85 | -10.8499 | -10.85 | 1000 | 1000 | 10.85 | 67.94
2016-05-09 13:00:00 | 0.089326 | 0.12923 | 0.80371 | 18.63 | -18.6299 | -18.63 | 1000 | 1000 | 18.63 | 66.97
2016-05-09 14:00:00 | 0.089326 | 0.12923 | 0.71281 | 21 | -20.9999 | -21 | 1000 | 1000 | 21 | 66.01
2016-05-09 15:00:00 | 0.089326 | 0.12923 | 0.66962 | 23.71 | -23.7099 | -23.71 | 1000 | 1000 | 23.71 | 65.2
2016-05-09 16:00:00 | 0.089326 | 0.12923 | 0.64249 | 27.12 | -27.1199 | -27.12 | 1000 | 1000 | 27.12 | 63.61
2016-05-09 17:00:00 | 0.089326 | 0.12923 | 0.6827 | 31.46 | -31.4599 | -31.46 | 1000 | 1000 | 31.46 | 65.15
2016-05-09 18:00:00 | 0.089326 | 0.12923 | 0.76871 | 31.28 | -31.2799 | -31.28 | 1000 | 1000 | 31.28 | 66.2
2016-05-09 19:00:00 | 0.089326 | 0.12923 | 0.84092 | 30 | -29.9999 | -30 | 1000 | 1000 | 30 | 69.31
2016-05-09 20:00:00 | 0.089326 | 0.12923 | 0.81374 | 24.92 | -24.9199 | -24.92 | 1000 | 1000 | 24.92 | 67.95
2016-05-09 21:00:00 | 0.089326 | 0.12923 | 0.75678 | 21.83 | -21.8299 | -21.83 | 1000 | 1000 | 21.83 | 67.92
2016-05-09 22:00:00 | 0.11829 | 0.15692 | 0.66533 | 22.55 | -22.5499 | -22.55 | 1000 | 1000 | 22.55 | 64.93
2016-05-09 23:00:00 | 0.095762 | 0.13538 | 0.5102 | 21.09 | -21.0899 | -21.09 | 1000 | 1000 | 21.09 | 51.6
2016-05-10 00:00:00 | 0.12794 | 0.16615 | 0.35579 | 19.61 | -19.6099 | -19.61 | 1000 | 1000 | 19.61 | 47.55
2016-05-10 01:00:00 | 0.12472 | 0.16308 | 0.2723 | 19.33 | -19.3299 | -19.33 | 1000 | 1000 | 19.33 | 45.43
2016-05-10 02:00:00 | 0.16334 | 0.2 | 0.24656 | 19.87 | -19.8699 | -19.87 | 1000 | 1000 | 19.87 | 44.38
2016-05-10 03:00:00 | 0.19552 | 0.23077 | 0.24182 | 21.56 | -21.5599 | -21.56 | 1000 | 1000 | 21.56 | 44.94
2016-05-10 04:00:00 | 0.27918 | 0.31077 | 0.25666 | 28.5 | -28.4999 | -28.5 | 1000 | 1000 | 28.5 | 45.47
2016-05-10 05:00:00 | 0.14403 | 0.18154 | 0.30259 | 31.87 | -31.8699 | -31.87 | 1000 | 1000 | 31.87 | 45.88
2016-05-10 06:00:00 | 0.089326 | 0.12923 | 0.48151 | 36.66 | -36.6599 | -36.66 | 1000 | 1000 | 36.66 | 55.45
2016-05-10 07:00:00 | 0.089326 | 0.12923 | 0.66658 | 34.61 | -34.6099 | -34.61 | 1000 | 1000 | 34.61 | 67.43
2016-05-10 08:00:00 | 0.089326 | 0.12923 | 0.76801 | 29.96 | -29.9599 | -29.96 | 1000 | 1000 | 29.96 | 77.4
2016-05-10 09:00:00 | 0.089326 | 0.12923 | 0.79951 | 25.54 | -25.5399 | -25.54 | 1000 | 1000 | 25.54 | 72.99
2016-05-10 10:00:00 | 0.089326 | 0.12923 | 0.78557 | 23.46 | -23.4599 | -23.46 | 1000 | 1000 | 23.46 | 71.29
2016-05-10 11:00:00 | 0.089326 | 0.12923 | 0.79764 | 23.34 | -23.3399 | -23.34 | 1000 | 1000 | 23.34 | 74.06
2016-05-10 12:00:00 | 0.089326 | 0.12923 | 0.85187 | 23.41 | -23.4099 | -23.41 | 1000 | 1000 | 23.41 | 72.97
2016-05-10 13:00:00 | 0.089326 | 0.12923 | 0.80371 | 27.6 | -27.5999 | -27.6 | 1000 | 1000 | 27.6 | 71
2016-05-10 14:00:00 | 0.089326 | 0.12923 | 0.71281 | 28.21 | -28.2099 | -28.21 | 1000 | 1000 | 28.21 | 72.14
2016-05-10 15:00:00 | 0.089326 | 0.12923 | 0.66962 | 30.69 | -30.6899 | -30.69 | 1000 | 1000 | 30.69 | 70.98
2016-05-10 16:00:00 | 0.089326 | 0.12923 | 0.64249 | 31.93 | -31.9299 | -31.93 | 1000 | 1000 | 31.93 | 69.3
2016-05-10 17:00:00 | 0.089326 | 0.12923 | 0.6827 | 32.5 | -32.4999 | -32.5 | 1000 | 1000 | 32.5 | 68.96
2016-05-10 18:00:00 | 0.089326 | 0.12923 | 0.76871 | 32.25 | -32.2499 | -32.25 | 1000 | 1000 | 32.25 | 70.52
2016-05-10 19:00:00 | 0.089326 | 0.12923 | 0.84092 | 31.99 | -31.9899 | -31.99 | 1000 | 1000 | 31.99 | 71.48
2016-05-10 20:00:00 | 0.089326 | 0.12923 | 0.81374 | 29.96 | -29.9599 | -29.96 | 1000 | 1000 | 29.96 | 72.92
2016-05-10 21:00:00 | 0.089326 | 0.12923 | 0.75678 | 22.34 | -22.3399 | -22.34 | 1000 | 1000 | 22.34 | 70.98
2016-05-10 22:00:00 | 0.10542 | 0.14462 | 0.66533 | 22.4 | -22.3999 | -22.4 | 1000 | 1000 | 22.4 | 61.59
2016-05-10 23:00:00 | 0.10863 | 0.14769 | 0.5102 | 20.54 | -20.5399 | -20.54 | 1000 | 1000 | 20.54 | 54.46
2016-05-11 00:00:00 | 0.12794 | 0.16615 | 0.35579 | 19.92 | -19.9199 | -19.92 | 1000 | 1000 | 19.92 | 51.24
2016-05-11 01:00:00 | 0.12794 | 0.16615 | 0.2723 | 19.11 | -19.1099 | -19.11 | 1000 | 1000 | 19.11 | 48.81
2016-05-11 02:00:00 | 0.16656 | 0.20308 | 0.24656 | 19.87 | -19.8699 | -19.87 | 1000 | 1000 | 19.87 | 48.1
2016-05-11 03:00:00 | 0.18586 | 0.22154 | 0.24182 | 21.84 | -21.8399 | -21.84 | 1000 | 1000 | 21.84 | 47.9
2016-05-11 04:00:00 | 0.17943 | 0.21538 | 0.25666 | 28.96 | -28.9599 | -28.96 | 1000 | 1000 | 28.96 | 48.76
2016-05-11 05:00:00 | 0.1376 | 0.17538 | 0.30259 | 35.27 | -35.2699 | -35.27 | 1000 | 1000 | 35.27 | 49.76
2016-05-11 06:00:00 | 0.089326 | 0.12923 | 0.48151 | 39.6 | -39.5999 | -39.6 | 1000 | 1000 | 39.6 | 62.9
2016-05-11 07:00:00 | 0.089326 | 0.12923 | 0.66658 | 34.94 | -34.9399 | -34.94 | 1000 | 1000 | 34.94 | 74.23
2016-05-11 08:00:00 | 0.089326 | 0.12923 | 0.76801 | 29.41 | -29.4099 | -29.41 | 1000 | 1000 | 29.41 | 73.01
2016-05-11 09:00:00 | 0.089326 | 0.12923 | 0.79951 | 24.58 | -24.5799 | -24.58 | 1000 | 1000 | 24.58 | 72.2
2016-05-11 10:00:00 | 0.089326 | 0.12923 | 0.78557 | 22.19 | -22.1899 | -22.19 | 1000 | 1000 | 22.19 | 72.09
2016-05-11 11:00:00 | 0.089326 | 0.12923 | 0.79764 | 20.87 | -20.8699 | -20.87 | 1000 | 1000 | 20.87 | 75.75
2016-05-11 12:00:00 | 0.089326 | 0.12923 | 0.85187 | 20.74 | -20.7399 | -20.74 | 1000 | 1000 | 20.74 | 72.71
2016-05-11 13:00:00 | 0.089326 | 0.12923 | 0.80371 | 21.73 | -21.7299 | -21.73 | 1000 | 1000 | 21.73 | 71.07
2016-05-11 14:00:00 | 0.089326 | 0.12923 | 0.71281 | 22.54 | -22.5399 | -22.54 | 1000 | 1000 | 22.54 | 73.47
2016-05-11 15:00:00 | 0.089326 | 0.12923 | 0.66962 | 23.36 | -23.3599 | -23.36 | 1000 | 1000 | 23.36 | 71.03
2016-05-11 16:00:00 | 0.089326 | 0.12923 | 0.64249 | 25.87 | -25.8699 | -25.87 | 1000 | 1000 | 25.87 | 68.9
2016-05-11 17:00:00 | 0.089326 | 0.12923 | 0.6827 | 31.32 | -31.3199 | -31.32 | 1000 | 1000 | 31.32 | 67.94
2016-05-11 18:00:00 | 0.089326 | 0.12923 | 0.76871 | 29.94 | -29.9399 | -29.94 | 1000 | 1000 | 29.94 | 68.07
2016-05-11 19:00:00 | 0.089326 | 0.12923 | 0.84092 | 25.09 | -25.0899 | -25.09 | 1000 | 1000 | 25.09 | 70.99
2016-05-11 20:00:00 | 0.089326 | 0.12923 | 0.81374 | 22.23 | -22.2299 | -22.23 | 1000 | 1000 | 22.23 | 74.93
2016-05-11 21:00:00 | 0.089326 | 0.12923 | 0.75678 | 19.44 | -19.4399 | -19.44 | 1000 | 1000 | 19.44 | 74.05
2016-05-11 22:00:00 | 0.1022 | 0.14154 | 0.66533 | 19.5 | -19.4999 | -19.5 | 1000 | 1000 | 19.5 | 68.82
2016-05-11 23:00:00 | 0.1022 | 0.14154 | 0.5102 | 17.81 | -17.8099 | -17.81 | 1000 | 1000 | 17.81 | 56.16
2016-05-12 00:00:00 | 0.13116 | 0.16923 | 0.35579 | 14.67 | -14.6699 | -14.67 | 1000 | 1000 | 14.67 | 57.32
2016-05-12 01:00:00 | 0.16012 | 0.19692 | 0.2723 | 14 | -13.9999 | -14 | 1000 | 1000 | 14 | 52.74
2016-05-12 02:00:00 | 0.22126 | 0.25538 | 0.24656 | 13.02 | -13.0199 | -13.02 | 1000 | 1000 | 13.02 | 49.7
2016-05-12 03:00:00 | 0.25344 | 0.28615 | 0.24182 | 18.08 | -18.0799 | -18.08 | 1000 | 1000 | 18.08 | 48.93
2016-05-12 04:00:00 | 0.25344 | 0.28615 | 0.25666 | 24.08 | -24.0799 | -24.08 | 1000 | 1000 | 24.08 | 50.08
2016-05-12 05:00:00 | 0.20517 | 0.24 | 0.30259 | 30.93 | -30.9299 | -30.93 | 1000 | 1000 | 30.93 | 51.92
2016-05-12 06:00:00 | 0.14725 | 0.18462 | 0.48151 | 34.05 | -34.0499 | -34.05 | 1000 | 1000 | 34.05 | 69.04
2016-05-12 07:00:00 | 0.089326 | 0.12923 | 0.66658 | 30.96 | -30.9599 | -30.96 | 1000 | 1000 | 30.96 | 81.25
2016-05-12 08:00:00 | 0.089326 | 0.12923 | 0.76801 | 28.93 | -28.9299 | -28.93 | 1000 | 1000 | 28.93 | 83.1
2016-05-12 09:00:00 | 0.089326 | 0.12923 | 0.79951 | 26.95 | -26.9499 | -26.95 | 1000 | 1000 | 26.95 | 87.77
2016-05-12 10:00:00 | 0.089326 | 0.12923 | 0.78557 | 25.24 | -25.2399 | -25.24 | 1000 | 1000 | 25.24 | 86.99
2016-05-12 11:00:00 | 0.089326 | 0.12923 | 0.79764 | 24.15 | -24.1499 | -24.15 | 1000 | 1000 | 24.15 | 90.07
2016-05-12 12:00:00 | 0.089326 | 0.12923 | 0.85187 | 24.75 | -24.7499 | -24.75 | 1000 | 1000 | 24.75 | 74.94
2016-05-12 13:00:00 | 0.089326 | 0.12923 | 0.80371 | 25.07 | -25.0699 | -25.07 | 1000 | 1000 | 25.07 | 73.99
2016-05-12 14:00:00 | 0.089326 | 0.12923 | 0.71281 | 25.14 | -25.1399 | -25.14 | 1000 | 1000 | 25.14 | 72.1
2016-05-12 15:00:00 | 0.089326 | 0.12923 | 0.66962 | 27.47 | -27.4699 | -27.47 | 1000 | 1000 | 27.47 | 72.02
2016-05-12 16:00:00 | 0.089326 | 0.12923 | 0.64249 | 29.79 | -29.7899 | -29.79 | 1000 | 1000 | 29.79 | 70.02
2016-05-12 17:00:00 | 0.089326 | 0.12923 | 0.6827 | 32.91 | -32.9099 | -32.91 | 1000 | 1000 | 32.91 | 71
2016-05-12 18:00:00 | 0.089326 | 0.12923 | 0.76871 | 32.85 | -32.8499 | -32.85 | 1000 | 1000 | 32.85 | 70.5
2016-05-12 19:00:00 | 0.11507 | 0.15385 | 0.84092 | 31.84 | -31.8399 | -31.84 | 1000 | 1000 | 31.84 | 69.34
2016-05-12 20:00:00 | 0.16012 | 0.19692 | 0.81374 | 29.98 | -29.9799 | -29.98 | 1000 | 1000 | 29.98 | 69.08
2016-05-12 21:00:00 | 0.20517 | 0.24 | 0.75678 | 25.14 | -25.1399 | -25.14 | 1000 | 1000 | 25.14 | 69
2016-05-12 22:00:00 | 0.20839 | 0.24308 | 0.66533 | 23.07 | -23.0699 | -23.07 | 1000 | 1000 | 23.07 | 62
2016-05-12 23:00:00 | 0.20839 | 0.24308 | 0.5102 | 21.41 | -21.4099 | -21.41 | 1000 | 1000 | 21.41 | 56.27
2016-05-13 00:00:00 | 0.23735 | 0.27077 | 0.35579 | 21.04 | -21.0399 | -21.04 | 1000 | 1000 | 21.04 | 50.99
2016-05-13 01:00:00 | 0.27918 | 0.31077 | 0.2723 | 20.55 | -20.5499 | -20.55 | 1000 | 1000 | 20.55 | 48.06
2016-05-13 02:00:00 | 0.29527 | 0.32615 | 0.24656 | 21.13 | -21.1299 | -21.13 | 1000 | 1000 | 21.13 | 46.35
2016-05-13 03:00:00 | 0.30815 | 0.33846 | 0.24182 | 23 | -22.9999 | -23 | 1000 | 1000 | 23 | 45.45
2016-05-13 04:00:00 | 0.29849 | 0.32923 | 0.25666 | 28.07 | -28.0699 | -28.07 | 1000 | 1000 | 28.07 | 46.41
2016-05-13 05:00:00 | 0.247 | 0.28 | 0.30259 | 36.14 | -36.1399 | -36.14 | 1000 | 1000 | 36.14 | 48.8
2016-05-13 06:00:00 | 0.18265 | 0.21846 | 0.48151 | 40.21 | -40.2099 | -40.21 | 1000 | 1000 | 40.21 | 52.72
2016-05-13 07:00:00 | 0.13438 | 0.17231 | 0.66658 | 38.23 | -38.2299 | -38.23 | 1000 | 1000 | 38.23 | 64.41
2016-05-13 08:00:00 | 0.089326 | 0.12923 | 0.76801 | 35.37 | -35.3699 | -35.37 | 1000 | 1000 | 35.37 | 69.2
2016-05-13 09:00:00 | 0.089326 | 0.12923 | 0.79951 | 35.45 | -35.4499 | -35.45 | 1000 | 1000 | 35.45 | 66.99
2016-05-13 10:00:00 | 0.089326 | 0.12923 | 0.78557 | 30.94 | -30.9399 | -30.94 | 1000 | 1000 | 30.94 | 67.83
2016-05-13 11:00:00 | 0.089326 | 0.12923 | 0.79764 | 27.99 | -27.9899 | -27.99 | 1000 | 1000 | 27.99 | 66.79
2016-05-13 12:00:00 | 0.089326 | 0.12923 | 0.85187 | 25.28 | -25.2799 | -25.28 | 1000 | 1000 | 25.28 | 66.2
2016-05-13 13:00:00 | 0.089326 | 0.12923 | 0.80371 | 23.8 | -23.7999 | -23.8 | 1000 | 1000 | 23.8 | 64.13
2016-05-13 14:00:00 | 0.089326 | 0.12923 | 0.71281 | 23.53 | -23.5299 | -23.53 | 1000 | 1000 | 23.53 | 57.09
2016-05-13 15:00:00 | 0.089326 | 0.12923 | 0.66962 | 24.01 | -24.0099 | -24.01 | 1000 | 1000 | 24.01 | 56.07
2016-05-13 16:00:00 | 0.089326 | 0.12923 | 0.64249 | 26.37 | -26.3699 | -26.37 | 1000 | 1000 | 26.37 | 55.92
2016-05-13 17:00:00 | 0.089326 | 0.12923 | 0.6827 | 29 | -28.9999 | -29 | 1000 | 1000 | 29 | 59.53
2016-05-13 18:00:00 | 0.13116 | 0.16923 | 0.76871 | 27.1 | -27.0999 | -27.1 | 1000 | 1000 | 27.1 | 65.96
2016-05-13 19:00:00 | 0.25344 | 0.28615 | 0.84092 | 25.03 | -25.0299 | -25.03 | 1000 | 1000 | 25.03 | 70.21
2016-05-13 20:00:00 | 0.27275 | 0.30462 | 0.81374 | 26.96 | -26.9599 | -26.96 | 1000 | 1000 | 26.96 | 71.95
2016-05-13 21:00:00 | 0.3178 | 0.34769 | 0.75678 | 23.02 | -23.0199 | -23.02 | 1000 | 1000 | 23.02 | 71.95
2016-05-13 22:00:00 | 0.36285 | 0.39077 | 0.66533 | 13.76 | -13.7599 | -13.76 | 1000 | 1000 | 13.76 | 68.92
2016-05-13 23:00:00 | 0.36607 | 0.39385 | 0.5102 | 13.1 | -13.0999 | -13.1 | 1000 | 1000 | 13.1 | 60.06
2016-05-14 00:00:00 | 0.36607 | 0.39385 | 0.39269 | 11.51 | -11.5099 | -11.51 | 1000 | 1000 | 11.51 | 53.2
2016-05-14 01:00:00 | 0.34354 | 0.37231 | 0.32007 | 9.71 | -9.7099 | -9.71 | 1000 | 1000 | 9.71 | 53.1
2016-05-14 02:00:00 | 0.34676 | 0.37538 | 0.27054 | 10.37 | -10.3699 | -10.37 | 1000 | 1000 | 10.37 | 49.95
2016-05-14 03:00:00 | 0.31458 | 0.34462 | 0.2573 | 10.21 | -10.2099 | -10.21 | 1000 | 1000 | 10.21 | 48.99
2016-05-14 04:00:00 | 0.32424 | 0.35385 | 0.25708 | 9.91 | -9.9099 | -9.91 | 1000 | 1000 | 9.91 | 48.48
2016-05-14 05:00:00 | 0.28562 | 0.31692 | 0.2679 | 11.24 | -11.2399 | -11.24 | 1000 | 1000 | 11.24 | 48.72
2016-05-14 06:00:00 | 0.23413 | 0.26769 | 0.32786 | 15.57 | -15.5699 | -15.57 | 1000 | 1000 | 15.57 | 48.06
2016-05-14 07:00:00 | 0.20517 | 0.24 | 0.51632 | 14.86 | -14.8599 | -14.86 | 1000 | 1000 | 14.86 | 50.03
2016-05-14 08:00:00 | 0.18265 | 0.21846 | 0.72881 | 11.99 | -11.9899 | -11.99 | 1000 | 1000 | 11.99 | 55.85
2016-05-14 09:00:00 | 0.16334 | 0.2 | 0.83671 | 11.37 | -11.3699 | -11.37 | 1000 | 1000 | 11.37 | 56.79
2016-05-14 10:00:00 | 0.13116 | 0.16923 | 0.89575 | 10.27 | -10.2699 | -10.27 | 1000 | 1000 | 10.27 | 58.46
2016-05-14 11:00:00 | 0.13438 | 0.17231 | 0.93645 | 8.14 | -8.1399 | -8.14 | 1000 | 1000 | 8.14 | 59.67
2016-05-14 12:00:00 | 0.1022 | 0.14154 | 0.97446 | 7.01 | -7.0099 | -7.01 | 1000 | 1000 | 7.01 | 58.07
2016-05-14 13:00:00 | 0.12472 | 0.16308 | 0.93367 | 4.95 | -4.9499 | -4.95 | 1000 | 1000 | 4.95 | 55.5
2016-05-14 14:00:00 | 0.15047 | 0.18769 | 0.82041 | 4.92 | -4.9199 | -4.92 | 1000 | 1000 | 4.92 | 53.27
2016-05-14 15:00:00 | 0.16977 | 0.20615 | 0.73445 | 9.91 | -9.9099 | -9.91 | 1000 | 1000 | 9.91 | 50.84
2016-05-14 16:00:00 | 0.15047 | 0.18769 | 0.70905 | 15.01 | -15.0099 | -15.01 | 1000 | 1000 | 15.01 | 50.08
2016-05-14 17:00:00 | 0.19552 | 0.23077 | 0.76491 | 20.71 | -20.7099 | -20.71 | 1000 | 1000 | 20.71 | 52.02
2016-05-14 18:00:00 | 0.22126 | 0.25538 | 0.87191 | 20.46 | -20.4599 | -20.46 | 1000 | 1000 | 20.46 | 54.94
2016-05-14 19:00:00 | 0.26309 | 0.29538 | 0.93772 | 19.3 | -19.2999 | -19.3 | 1000 | 1000 | 19.3 | 56.26
2016-05-14 20:00:00 | 0.2824 | 0.31385 | 0.86663 | 23.6 | -23.5999 | -23.6 | 1000 | 1000 | 23.6 | 54.2
2016-05-14 21:00:00 | 0.32102 | 0.35077 | 0.72173 | 20.52 | -20.5199 | -20.52 | 1000 | 1000 | 20.52 | 54.94
2016-05-14 22:00:00 | 0.33711 | 0.36615 | 0.6763 | 20 | -19.9999 | -20 | 1000 | 1000 | 20 | 57.27
2016-05-14 23:00:00 | 0.34032 | 0.36923 | 0.57413 | 12.98 | -12.9799 | -12.98 | 1000 | 1000 | 12.98 | 55.53
2016-05-15 00:00:00 | 0.3532 | 0.38154 | 0.45214 | 11.94 | -11.9399 | -11.94 | 1000 | 1000 | 11.94 | 56.72
2016-05-15 01:00:00 | 0.36929 | 0.39692 | 0.34401 | 9.13 | -9.1299 | -9.13 | 1000 | 1000 | 9.13 | 50.09
2016-05-15 02:00:00 | 0.3725 | 0.4 | 0.28601 | 9.19 | -9.1899 | -9.19 | 1000 | 1000 | 9.19 | 47.52
2016-05-15 03:00:00 | 0.39503 | 0.42154 | 0.26624 | 9.56 | -9.5599 | -9.56 | 1000 | 1000 | 9.56 | 45.94
2016-05-15 04:00:00 | 0.38859 | 0.41538 | 0.26199 | 7.1 | -7.0999 | -7.1 | 1000 | 1000 | 7.1 | 45.64
2016-05-15 05:00:00 | 0.36929 | 0.39692 | 0.25637 | 5.63 | -5.6299 | -5.63 | 1000 | 1000 | 5.63 | 41.96
2016-05-15 06:00:00 | 0.33067 | 0.36 | 0.26819 | 5.5 | -5.4999 | -5.5 | 1000 | 1000 | 5.5 | 35.81
2016-05-15 07:00:00 | 0.29849 | 0.32923 | 0.35225 | 4.57 | -4.5699 | -4.57 | 1000 | 1000 | 4.57 | 41.06
2016-05-15 08:00:00 | 0.247 | 0.28 | 0.53724 | 3.5 | -3.4999 | -3.5 | 1000 | 1000 | 3.5 | 45
2016-05-15 09:00:00 | 0.21483 | 0.24923 | 0.74695 | 3.63 | -3.6299 | -3.63 | 1000 | 1000 | 3.63 | 47.41
2016-05-15 10:00:00 | 0.20517 | 0.24 | 0.86788 | 0.73 | -0.7299 | -0.73 | 1000 | 1000 | 0.73 | 49.7
2016-05-15 11:00:00 | 0.36285 | 0.39077 | 0.95599 | -9.25 | 9.2501 | 9.25 | -9.25 | -9.25 | -9.25 | 54.72
2016-05-15 12:00:00 | 0.28884 | 0.32 | 0.97702 | -35.02 | 35.0201 | 35.02 | -35.02 | -35.02 | -35.02 | 54.99
2016-05-15 13:00:00 | 0.2824 | 0.31385 | 0.83282 | -8.24 | 8.2401 | 8.24 | -8.24 | -8.24 | -8.24 | 47.41
2016-05-15 14:00:00 | 0.27597 | 0.30769 | 0.69241 | -2.97 | 2.9701 | 2.97 | -2.97 | -2.97 | -2.97 | 45.14
2016-05-15 15:00:00 | 0.26953 | 0.30154 | 0.59885 | 2.49 | -2.4899 | -2.49 | 1000 | 1000 | 2.49 | 44
2016-05-15 16:00:00 | 0.27597 | 0.30769 | 0.52621 | 14.45 | -14.4499 | -14.45 | 1000 | 1000 | 14.45 | 43.19
2016-05-15 17:00:00 | 0.26309 | 0.29538 | 0.53897 | 21.41 | -21.4099 | -21.41 | 1000 | 1000 | 21.41 | 45
2016-05-15 18:00:00 | 0.2824 | 0.31385 | 0.62018 | 21.69 | -21.6899 | -21.69 | 1000 | 1000 | 21.69 | 48.45
2016-05-15 19:00:00 | 0.33067 | 0.36 | 0.73239 | 22.95 | -22.9499 | -22.95 | 1000 | 1000 | 22.95 | 54.09
2016-05-15 20:00:00 | 0.33711 | 0.36615 | 0.76848 | 24.28 | -24.2799 | -24.28 | 1000 | 1000 | 24.28 | 64.61
2016-05-15 21:00:00 | 0.37572 | 0.40308 | 0.7291 | 22.36 | -22.3599 | -22.36 | 1000 | 1000 | 22.36 | 64.97
2016-05-15 22:00:00 | 0.37572 | 0.40308 | 0.67717 | 17.85 | -17.8499 | -17.85 | 1000 | 1000 | 17.85 | 66.25
2016-05-15 23:00:00 | 0.37572 | 0.40308 | 0.53066 | 16.86 | -16.8599 | -16.86 | 1000 | 1000 | 16.86 | 54.73
2016-05-16 00:00:00 | 0.38538 | 0.41231 | 0.45214 | 16.06 | -16.0599 | -16.06 | 1000 | 1000 | 16.06 | 51.96
2016-05-16 01:00:00 | 0.36929 | 0.39692 | 0.34401 | 15.04 | -15.0399 | -15.04 | 1000 | 1000 | 15.04 | 46.91
2016-05-16 02:00:00 | 0.36607 | 0.39385 | 0.28601 | 14.06 | -14.0599 | -14.06 | 1000 | 1000 | 14.06 | 42
2016-05-16 03:00:00 | 0.35963 | 0.38769 | 0.26624 | 15.93 | -15.9299 | -15.93 | 1000 | 1000 | 15.93 | 37.72
2016-05-16 04:00:00 | 0.35963 | 0.38769 | 0.26199 | 16.42 | -16.4199 | -16.42 | 1000 | 1000 | 16.42 | 37.88
2016-05-16 05:00:00 | 0.35963 | 0.38769 | 0.25637 | 19.43 | -19.4299 | -19.43 | 1000 | 1000 | 19.43 | 42
2016-05-16 06:00:00 | 0.33389 | 0.36308 | 0.26819 | 22.54 | -22.5399 | -22.54 | 1000 | 1000 | 22.54 | 52.43
2016-05-16 07:00:00 | 0.32102 | 0.35077 | 0.35225 | 22.91 | -22.9099 | -22.91 | 1000 | 1000 | 22.91 | 63.99
2016-05-16 08:00:00 | 0.30493 | 0.33538 | 0.53724 | 23.11 | -23.1099 | -23.11 | 1000 | 1000 | 23.11 | 69.05
2016-05-16 09:00:00 | 0.23413 | 0.26769 | 0.74695 | 23.35 | -23.3499 | -23.35 | 1000 | 1000 | 23.35 | 69.97
2016-05-16 10:00:00 | 0.19552 | 0.23077 | 0.86788 | 22.9 | -22.8999 | -22.9 | 1000 | 1000 | 22.9 | 68.76
2016-05-16 11:00:00 | 0.16977 | 0.20615 | 0.95599 | 18.23 | -18.2299 | -18.23 | 1000 | 1000 | 18.23 | 70.49
2016-05-16 12:00:00 | 0.12151 | 0.16 | 0.97702 | 16.09 | -16.0899 | -16.09 | 1000 | 1000 | 16.09 | 66.26
2016-05-16 13:00:00 | 0.1569 | 0.19385 | 0.83282 | 16.26 | -16.2599 | -16.26 | 1000 | 1000 | 16.26 | 66.26
2016-05-16 14:00:00 | 0.12472 | 0.16308 | 0.69241 | 17.15 | -17.1499 | -17.15 | 1000 | 1000 | 17.15 | 61.37
2016-05-16 15:00:00 | 0.32102 | 0.35077 | 0.59885 | 18.27 | -18.2699 | -18.27 | 1000 | 1000 | 18.27 | 57.41
2016-05-16 16:00:00 | 0.20839 | 0.24308 | 0.52621 | 24 | -23.9999 | -24 | 1000 | 1000 | 24 | 55.19
2016-05-16 17:00:00 | 0.23413 | 0.26769 | 0.53897 | 27.16 | -27.1599 | -27.16 | 1000 | 1000 | 27.16 | 56.19
2016-05-16 18:00:00 | 0.23735 | 0.27077 | 0.62018 | 28.37 | -28.3699 | -28.37 | 1000 | 1000 | 28.37 | 56.91
2016-05-16 19:00:00 | 0.27275 | 0.30462 | 0.73239 | 31.93 | -31.9299 | -31.93 | 1000 | 1000 | 31.93 | 57.64
2016-05-16 20:00:00 | 0.32424 | 0.35385 | 0.76848 | 29.99 | -29.9899 | -29.99 | 1000 | 1000 | 29.99 | 56.51
2016-05-16 21:00:00 | 0.29849 | 0.32923 | 0.7291 | 24.99 | -24.9899 | -24.99 | 1000 | 1000 | 24.99 | 56.3
2016-05-16 22:00:00 | 0.34032 | 0.36923 | 0.67717 | 30 | -29.9999 | -30 | 1000 | 1000 | 30 | 56.37
2016-05-16 23:00:00 | 0.35963 | 0.38769 | 0.53066 | 24 | -23.9999 | -24 | 1000 | 1000 | 24 | 51.54
2016-05-17 00:00:00 | 0.36929 | 0.39692 | 0.38499 | 22.82 | -22.8199 | -22.82 | 1000 | 1000 | 22.82 | 49.03
2016-05-17 01:00:00 | 0.36285 | 0.39077 | 0.29435 | 21.6 | -21.5999 | -21.6 | 1000 | 1000 | 21.6 | 48
2016-05-17 02:00:00 | 0.36607 | 0.39385 | 0.26838 | 21.73 | -21.7299 | -21.73 | 1000 | 1000 | 21.73 | 44.83
2016-05-17 03:00:00 | 0.36929 | 0.39692 | 0.25636 | 22.91 | -22.9099 | -22.91 | 1000 | 1000 | 22.91 | 42.29
2016-05-17 04:00:00 | 0.35963 | 0.38769 | 0.27574 | 29.95 | -29.9499 | -29.95 | 1000 | 1000 | 29.95 | 43.19
2016-05-17 05:00:00 | 0.34998 | 0.37846 | 0.32711 | 36.36 | -36.3599 | -36.36 | 1000 | 1000 | 36.36 | 49.08
2016-05-17 06:00:00 | 0.33389 | 0.36308 | 0.49677 | 38 | -37.9999 | -38 | 1000 | 1000 | 38 | 53.73
2016-05-17 07:00:00 | 0.30171 | 0.33231 | 0.66071 | 30.93 | -30.9299 | -30.93 | 1000 | 1000 | 30.93 | 58.98
2016-05-17 08:00:00 | 0.25022 | 0.28308 | 0.77487 | 28.99 | -28.9899 | -28.99 | 1000 | 1000 | 28.99 | 68.94
2016-05-17 09:00:00 | 0.26953 | 0.30154 | 0.82093 | 32.22 | -32.2199 | -32.22 | 1000 | 1000 | 32.22 | 69.96
2016-05-17 10:00:00 | 0.27275 | 0.30462 | 0.80488 | 31.61 | -31.6099 | -31.61 | 1000 | 1000 | 31.61 | 71.22
2016-05-17 11:00:00 | 0.22448 | 0.25846 | 0.82247 | 30.08 | -30.0799 | -30.08 | 1000 | 1000 | 30.08 | 76.18
2016-05-17 12:00:00 | 0.24057 | 0.27385 | 0.87793 | 29.93 | -29.9299 | -29.93 | 1000 | 1000 | 29.93 | 75.45
2016-05-17 13:00:00 | 0.21483 | 0.24923 | 0.83028 | 30 | -29.9999 | -30 | 1000 | 1000 | 30 | 71.82
2016-05-17 14:00:00 | 0.2277 | 0.26154 | 0.73403 | 30.02 | -30.0199 | -30.02 | 1000 | 1000 | 30.02 | 71.01
2016-05-17 15:00:00 | 0.1923 | 0.22769 | 0.68907 | 30.14 | -30.1399 | -30.14 | 1000 | 1000 | 30.14 | 69.7
2016-05-17 16:00:00 | 0.20195 | 0.23692 | 0.6725 | 34.64 | -34.6399 | -34.64 | 1000 | 1000 | 34.64 | 66.92
2016-05-17 17:00:00 | 0.21161 | 0.24615 | 0.69967 | 34.92 | -34.9199 | -34.92 | 1000 | 1000 | 34.92 | 68
2016-05-17 18:00:00 | 0.2277 | 0.26154 | 0.75257 | 36.76 | -36.7599 | -36.76 | 1000 | 1000 | 36.76 | 69.6
2016-05-17 19:00:00 | 0.247 | 0.28 | 0.80864 | 37.44 | -37.4399 | -37.44 | 1000 | 1000 | 37.44 | 69.93
2016-05-17 20:00:00 | 0.25344 | 0.28615 | 0.80522 | 33.22 | -33.2199 | -33.22 | 1000 | 1000 | 33.22 | 68.94
2016-05-17 21:00:00 | 0.26309 | 0.29538 | 0.76479 | 29 | -28.9999 | -29 | 1000 | 1000 | 29 | 69.09
2016-05-17 22:00:00 | 0.27918 | 0.31077 | 0.70234 | 24.91 | -24.9099 | -24.91 | 1000 | 1000 | 24.91 | 65.98
2016-05-17 23:00:00 | 0.27918 | 0.31077 | 0.55862 | 24.29 | -24.2899 | -24.29 | 1000 | 1000 | 24.29 | 54.57
2016-05-18 00:00:00 | 0.29206 | 0.32308 | 0.38499 | 23.89 | -23.8899 | -23.89 | 1000 | 1000 | 23.89 | 51.31
2016-05-18 01:00:00 | 0.29206 | 0.32308 | 0.29435 | 22.92 | -22.9199 | -22.92 | 1000 | 1000 | 22.92 | 49.8
2016-05-18 02:00:00 | 0.3532 | 0.38154 | 0.26838 | 23.31 | -23.3099 | -23.31 | 1000 | 1000 | 23.31 | 48.68
2016-05-18 03:00:00 | 0.34998 | 0.37846 | 0.25636 | 24.57 | -24.5699 | -24.57 | 1000 | 1000 | 24.57 | 48.37
2016-05-18 04:00:00 | 0.34998 | 0.37846 | 0.27574 | 31.12 | -31.1199 | -31.12 | 1000 | 1000 | 31.12 | 48.73
2016-05-18 05:00:00 | 0.3178 | 0.34769 | 0.32711 | 37.06 | -37.0599 | -37.06 | 1000 | 1000 | 37.06 | 49.94
2016-05-18 06:00:00 | 0.25022 | 0.28308 | 0.49677 | 39.48 | -39.4799 | -39.48 | 1000 | 1000 | 39.48 | 57.56
2016-05-18 07:00:00 | 0.2277 | 0.26154 | 0.66071 | 35.31 | -35.3099 | -35.31 | 1000 | 1000 | 35.31 | 69.67
2016-05-18 08:00:00 | 0.19552 | 0.23077 | 0.77487 | 32.58 | -32.5799 | -32.58 | 1000 | 1000 | 32.58 | 73.58
2016-05-18 09:00:00 | 0.17299 | 0.20923 | 0.82093 | 30.98 | -30.9799 | -30.98 | 1000 | 1000 | 30.98 | 72.18
2016-05-18 10:00:00 | 0.10542 | 0.14462 | 0.80488 | 31.12 | -31.1199 | -31.12 | 1000 | 1000 | 31.12 | 69.93
2016-05-18 11:00:00 | 0.089326 | 0.12923 | 0.82247 | 30.9 | -30.8999 | -30.9 | 1000 | 1000 | 30.9 | 69.99
2016-05-18 12:00:00 | 0.089326 | 0.12923 | 0.87793 | 30.87 | -30.8699 | -30.87 | 1000 | 1000 | 30.87 | 66.03
2016-05-18 13:00:00 | 0.089326 | 0.12923 | 0.83028 | 30.85 | -30.8499 | -30.85 | 1000 | 1000 | 30.85 | 64.93
2016-05-18 14:00:00 | 0.089326 | 0.12923 | 0.73403 | 31.32 | -31.3199 | -31.32 | 1000 | 1000 | 31.32 | 65.31
2016-05-18 15:00:00 | 0.089326 | 0.12923 | 0.68907 | 31.69 | -31.6899 | -31.69 | 1000 | 1000 | 31.69 | 63.27
2016-05-18 16:00:00 | 0.089326 | 0.12923 | 0.6725 | 33.08 | -33.0799 | -33.08 | 1000 | 1000 | 33.08 | 62.5
2016-05-18 17:00:00 | 0.089326 | 0.12923 | 0.69967 | 34.94 | -34.9399 | -34.94 | 1000 | 1000 | 34.94 | 64.96
2016-05-18 18:00:00 | 0.089326 | 0.12923 | 0.75257 | 34.64 | -34.6399 | -34.64 | 1000 | 1000 | 34.64 | 65.37
2016-05-18 19:00:00 | 0.089326 | 0.12923 | 0.80864 | 34.95 | -34.9499 | -34.95 | 1000 | 1000 | 34.95 | 66.06
2016-05-18 20:00:00 | 0.12151 | 0.16 | 0.80522 | 33.09 | -33.0899 | -33.09 | 1000 | 1000 | 33.09 | 68.35
2016-05-18 21:00:00 | 0.13438 | 0.17231 | 0.76479 | 27.2 | -27.1999 | -27.2 | 1000 | 1000 | 27.2 | 63.97
2016-05-18 22:00:00 | 0.14081 | 0.17846 | 0.70234 | 24.88 | -24.8799 | -24.88 | 1000 | 1000 | 24.88 | 58.97
2016-05-18 23:00:00 | 0.1569 | 0.19385 | 0.55862 | 22.91 | -22.9099 | -22.91 | 1000 | 1000 | 22.91 | 52.9
2016-05-19 00:00:00 | 0.16977 | 0.20615 | 0.38499 | 22.23 | -22.2299 | -22.23 | 1000 | 1000 | 22.23 | 49.93
2016-05-19 01:00:00 | 0.19874 | 0.23385 | 0.29435 | 21.85 | -21.8499 | -21.85 | 1000 | 1000 | 21.85 | 47.9
2016-05-19 02:00:00 | 0.1923 | 0.22769 | 0.26838 | 22.29 | -22.2899 | -22.29 | 1000 | 1000 | 22.29 | 47.75
2016-05-19 03:00:00 | 0.19552 | 0.23077 | 0.25636 | 23.9 | -23.8999 | -23.9 | 1000 | 1000 | 23.9 | 47.38
2016-05-19 04:00:00 | 0.20195 | 0.23692 | 0.27574 | 31.58 | -31.5799 | -31.58 | 1000 | 1000 | 31.58 | 47.1
2016-05-19 05:00:00 | 0.18908 | 0.22462 | 0.32711 | 39.4 | -39.3999 | -39.4 | 1000 | 1000 | 39.4 | 47.86
2016-05-19 06:00:00 | 0.16012 | 0.19692 | 0.49677 | 46 | -45.9999 | -46 | 1000 | 1000 | 46 | 53.89
2016-05-19 07:00:00 | 0.11507 | 0.15385 | 0.66071 | 44.13 | -44.1299 | -44.13 | 1000 | 1000 | 44.13 | 69.91
2016-05-19 08:00:00 | 0.089326 | 0.12923 | 0.77487 | 45 | -44.9999 | -45 | 1000 | 1000 | 45 | 69.94
2016-05-19 09:00:00 | 0.089326 | 0.12923 | 0.82093 | 44.91 | -44.9099 | -44.91 | 1000 | 1000 | 44.91 | 69.94
2016-05-19 10:00:00 | 0.089326 | 0.12923 | 0.80488 | 40.07 | -40.0699 | -40.07 | 1000 | 1000 | 40.07 | 70.16
2016-05-19 11:00:00 | 0.089326 | 0.12923 | 0.82247 | 38.96 | -38.9599 | -38.96 | 1000 | 1000 | 38.96 | 73.91
2016-05-19 12:00:00 | 0.089326 | 0.12923 | 0.87793 | 35 | -34.9999 | -35 | 1000 | 1000 | 35 | 70.41
2016-05-19 13:00:00 | 0.089326 | 0.12923 | 0.83028 | 33.06 | -33.0599 | -33.06 | 1000 | 1000 | 33.06 | 69.93
2016-05-19 14:00:00 | 0.089326 | 0.12923 | 0.73403 | 31.91 | -31.9099 | -31.91 | 1000 | 1000 | 31.91 | 71.58
2016-05-19 15:00:00 | 0.089326 | 0.12923 | 0.68907 | 32.35 | -32.3499 | -32.35 | 1000 | 1000 | 32.35 | 70.43
2016-05-19 16:00:00 | 0.089326 | 0.12923 | 0.6725 | 34 | -33.9999 | -34 | 1000 | 1000 | 34 | 65.13
2016-05-19 17:00:00 | 0.089326 | 0.12923 | 0.69967 | 36.08 | -36.0799 | -36.08 | 1000 | 1000 | 36.08 | 65.53
2016-05-19 18:00:00 | 0.089326 | 0.12923 | 0.75257 | 34.96 | -34.9599 | -34.96 | 1000 | 1000 | 34.96 | 66.09
2016-05-19 19:00:00 | 0.089326 | 0.12923 | 0.80864 | 33.85 | -33.8499 | -33.85 | 1000 | 1000 | 33.85 | 66.93
2016-05-19 20:00:00 | 0.089326 | 0.12923 | 0.80522 | 32.08 | -32.0799 | -32.08 | 1000 | 1000 | 32.08 | 66.13
2016-05-19 21:00:00 | 0.089326 | 0.12923 | 0.76479 | 29.14 | -29.1399 | -29.14 | 1000 | 1000 | 29.14 | 65.17
2016-05-19 22:00:00 | 0.1022 | 0.14154 | 0.70234 | 24.73 | -24.7299 | -24.73 | 1000 | 1000 | 24.73 | 64.93
2016-05-19 23:00:00 | 0.14403 | 0.18154 | 0.55862 | 23.42 | -23.4199 | -23.42 | 1000 | 1000 | 23.42 | 53.76
2016-05-20 00:00:00 | 0.17621 | 0.21231 | 0.38499 | 21.5 | -21.4999 | -21.5 | 1000 | 1000 | 21.5 | 55.6
2016-05-20 01:00:00 | 0.18265 | 0.21846 | 0.29435 | 21.34 | -21.3399 | -21.34 | 1000 | 1000 | 21.34 | 51.65
2016-05-20 02:00:00 | 0.20517 | 0.24 | 0.26838 | 21.52 | -21.5199 | -21.52 | 1000 | 1000 | 21.52 | 50.06
2016-05-20 03:00:00 | 0.21804 | 0.25231 | 0.25636 | 23.23 | -23.2299 | -23.23 | 1000 | 1000 | 23.23 | 48.75
2016-05-20 04:00:00 | 0.22448 | 0.25846 | 0.27574 | 27.71 | -27.7099 | -27.71 | 1000 | 1000 | 27.71 | 48.76
2016-05-20 05:00:00 | 0.13116 | 0.16923 | 0.32711 | 33.07 | -33.0699 | -33.07 | 1000 | 1000 | 33.07 | 49.99
2016-05-20 06:00:00 | 0.12794 | 0.16615 | 0.49677 | 34.97 | -34.9699 | -34.97 | 1000 | 1000 | 34.97 | 56.73
2016-05-20 07:00:00 | 0.089326 | 0.12923 | 0.66071 | 31.91 | -31.9099 | -31.91 | 1000 | 1000 | 31.91 | 72.06
2016-05-20 08:00:00 | 0.089326 | 0.12923 | 0.77487 | 27.5 | -27.4999 | -27.5 | 1000 | 1000 | 27.5 | 88.78
2016-05-20 09:00:00 | 0.089326 | 0.12923 | 0.82093 | 26.27 | -26.2699 | -26.27 | 1000 | 1000 | 26.27 | 80.97
2016-05-20 10:00:00 | 0.089326 | 0.12923 | 0.80488 | 24.99 | -24.9899 | -24.99 | 1000 | 1000 | 24.99 | 78.98
2016-05-20 11:00:00 | 0.089326 | 0.12923 | 0.82247 | 24.3 | -24.2999 | -24.3 | 1000 | 1000 | 24.3 | 86
2016-05-20 12:00:00 | 0.089326 | 0.12923 | 0.87793 | 24.22 | -24.2199 | -24.22 | 1000 | 1000 | 24.22 | 82.81
2016-05-20 13:00:00 | 0.089326 | 0.12923 | 0.83028 | 24.2 | -24.1999 | -24.2 | 1000 | 1000 | 24.2 | 76.35
2016-05-20 14:00:00 | 0.089326 | 0.12923 | 0.73403 | 24.57 | -24.5699 | -24.57 | 1000 | 1000 | 24.57 | 75.18
2016-05-20 15:00:00 | 0.089326 | 0.12923 | 0.68907 | 28.9 | -28.8999 | -28.9 | 1000 | 1000 | 28.9 | 71.91
2016-05-20 16:00:00 | 0.089326 | 0.12923 | 0.6725 | 32.69 | -32.6899 | -32.69 | 1000 | 1000 | 32.69 | 66.08
2016-05-20 17:00:00 | 0.089326 | 0.12923 | 0.69967 | 33.92 | -33.9199 | -33.92 | 1000 | 1000 | 33.92 | 67
2016-05-20 18:00:00 | 0.089326 | 0.12923 | 0.75257 | 34.06 | -34.0599 | -34.06 | 1000 | 1000 | 34.06 | 68.19
2016-05-20 19:00:00 | 0.089326 | 0.12923 | 0.80864 | 33.21 | -33.2099 | -33.21 | 1000 | 1000 | 33.21 | 65.8
2016-05-20 20:00:00 | 0.12151 | 0.16 | 0.80522 | 33.66 | -33.6599 | -33.66 | 1000 | 1000 | 33.66 | 65.5
2016-05-20 21:00:00 | 0.12472 | 0.16308 | 0.76479 | 27.98 | -27.9799 | -27.98 | 1000 | 1000 | 27.98 | 67.51
2016-05-20 22:00:00 | 0.11185 | 0.15077 | 0.70234 | 24.36 | -24.3599 | -24.36 | 1000 | 1000 | 24.36 | 70
2016-05-20 23:00:00 | 0.1376 | 0.17538 | 0.55862 | 23.49 | -23.4899 | -23.49 | 1000 | 1000 | 23.49 | 60.35
2016-05-21 00:00:00 | 0.17943 | 0.21538 | 0.43448 | 22.6 | -22.5999 | -22.6 | 1000 | 1000 | 22.6 | 53.82
2016-05-21 01:00:00 | 0.17621 | 0.21231 | 0.35271 | 21.75 | -21.7499 | -21.75 | 1000 | 1000 | 21.75 | 52.29
2016-05-21 02:00:00 | 0.20839 | 0.24308 | 0.29453 | 21.26 | -21.2599 | -21.26 | 1000 | 1000 | 21.26 | 49.97
2016-05-21 03:00:00 | 0.24057 | 0.27385 | 0.28312 | 20.5 | -20.4999 | -20.5 | 1000 | 1000 | 20.5 | 49.51
2016-05-21 04:00:00 | 0.17943 | 0.21538 | 0.28766 | 20.66 | -20.6599 | -20.66 | 1000 | 1000 | 20.66 | 49.38
2016-05-21 05:00:00 | 0.15368 | 0.19077 | 0.29561 | 22.88 | -22.8799 | -22.88 | 1000 | 1000 | 22.88 | 47.9
2016-05-21 06:00:00 | 0.12151 | 0.16 | 0.35179 | 23.06 | -23.0599 | -23.06 | 1000 | 1000 | 23.06 | 47.87
2016-05-21 07:00:00 | 0.089326 | 0.12923 | 0.5156 | 22.55 | -22.5499 | -22.55 | 1000 | 1000 | 22.55 | 49.95
2016-05-21 08:00:00 | 0.089326 | 0.12923 | 0.71509 | 20.32 | -20.3199 | -20.32 | 1000 | 1000 | 20.32 | 51.83
2016-05-21 09:00:00 | 0.089326 | 0.12923 | 0.84809 | 18.95 | -18.9499 | -18.95 | 1000 | 1000 | 18.95 | 55.69
2016-05-21 10:00:00 | 0.089326 | 0.12923 | 0.89163 | 16.19 | -16.1899 | -16.19 | 1000 | 1000 | 16.19 | 57.78
2016-05-21 11:00:00 | 0.089326 | 0.12923 | 0.92322 | 15.24 | -15.2399 | -15.24 | 1000 | 1000 | 15.24 | 62.57
2016-05-21 12:00:00 | 0.089326 | 0.12923 | 0.96569 | 15.09 | -15.0899 | -15.09 | 1000 | 1000 | 15.09 | 61.39
2016-05-21 13:00:00 | 0.089326 | 0.12923 | 0.9165 | 13.29 | -13.2899 | -13.29 | 1000 | 1000 | 13.29 | 53.48
2016-05-21 14:00:00 | 0.089326 | 0.12923 | 0.79457 | 17.42 | -17.4199 | -17.42 | 1000 | 1000 | 17.42 | 51.78
2016-05-21 15:00:00 | 0.089326 | 0.12923 | 0.72708 | 19.06 | -19.0599 | -19.06 | 1000 | 1000 | 19.06 | 50.89
2016-05-21 16:00:00 | 0.089326 | 0.12923 | 0.70007 | 23.9 | -23.8999 | -23.9 | 1000 | 1000 | 23.9 | 50.94
2016-05-21 17:00:00 | 0.089326 | 0.12923 | 0.71577 | 26.28 | -26.2799 | -26.28 | 1000 | 1000 | 26.28 | 53.17
2016-05-21 18:00:00 | 0.089326 | 0.12923 | 0.79423 | 30.94 | -30.9399 | -30.94 | 1000 | 1000 | 30.94 | 57.07
2016-05-21 19:00:00 | 0.089326 | 0.12923 | 0.85492 | 31.49 | -31.4899 | -31.49 | 1000 | 1000 | 31.49 | 57.22
2016-05-21 20:00:00 | 0.089326 | 0.12923 | 0.82777 | 28.94 | -28.9399 | -28.94 | 1000 | 1000 | 28.94 | 56.68
2016-05-21 21:00:00 | 0.089326 | 0.12923 | 0.74686 | 23.42 | -23.4199 | -23.42 | 1000 | 1000 | 23.42 | 56.37
2016-05-21 22:00:00 | 0.089326 | 0.12923 | 0.71732 | 17.79 | -17.7899 | -17.79 | 1000 | 1000 | 17.79 | 60.45
2016-05-21 23:00:00 | 0.089326 | 0.12923 | 0.60822 | 10.38 | -10.3799 | -10.38 | 1000 | 1000 | 10.38 | 50.52
2016-05-22 00:00:00 | 0.12151 | 0.16 | 0.45214 | 7.62 | -7.6199 | -7.62 | 1000 | 1000 | 7.62 | 52.05
2016-05-22 01:00:00 | 0.12151 | 0.16 | 0.34401 | 4.6 | -4.5999 | -4.6 | 1000 | 1000 | 4.6 | 49.93
2016-05-22 02:00:00 | 0.14725 | 0.18462 | 0.28601 | 2.81 | -2.8099 | -2.81 | 1000 | 1000 | 2.81 | 46.03
2016-05-22 03:00:00 | 0.17943 | 0.21538 | 0.26624 | 0.13 | -0.1299 | -0.13 | 1000 | 1000 | 0.13 | 40.09
2016-05-22 04:00:00 | 0.14403 | 0.18154 | 0.26199 | -1 | 1.0001 | 1 | -1 | -1 | -1 | 38.45
2016-05-22 05:00:00 | 0.10542 | 0.14462 | 0.25637 | 0.5 | -0.4999 | -0.5 | 1000 | 1000 | 0.5 | 40.26
2016-05-22 06:00:00 | 0.089326 | 0.12923 | 0.26819 | 2.59 | -2.5899 | -2.59 | 1000 | 1000 | 2.59 | 34.92
2016-05-22 07:00:00 | 0.089326 | 0.12923 | 0.35225 | -0.94 | 0.9401 | 0.94 | -0.94 | -0.94 | -0.94 | 46.44
2016-05-22 08:00:00 | 0.089326 | 0.12923 | 0.53724 | -1.11 | 1.1101 | 1.11 | -1.11 | -1.11 | -1.11 | 47.91
2016-05-22 09:00:00 | 0.089326 | 0.12923 | 0.74695 | -0.9 | 0.9001 | 0.9 | -0.9 | -0.9 | -0.9 | 49.97
2016-05-22 10:00:00 | 0.089326 | 0.12923 | 0.86788 | -5.68 | 5.6801 | 5.68 | -5.68 | -5.68 | -5.68 | 51
2016-05-22 11:00:00 | 0.089326 | 0.12923 | 0.95599 | -25.72 | 25.7201 | 25.72 | -25.72 | -25.72 | -25.72 | 54.01
2016-05-22 12:00:00 | 0.089326 | 0.12923 | 0.97702 | -10.97 | 10.9701 | 10.97 | -10.97 | -10.97 | -10.97 | 56.18
2016-05-22 13:00:00 | 0.089326 | 0.12923 | 0.83282 | -7.82 | 7.8201 | 7.82 | -7.82 | -7.82 | -7.82 | 50.02
2016-05-22 14:00:00 | 0.089326 | 0.12923 | 0.69241 | -5.19 | 5.1901 | 5.19 | -5.19 | -5.19 | -5.19 | 46.51
2016-05-22 15:00:00 | 0.089326 | 0.12923 | 0.59885 | 2.02 | -2.0199 | -2.02 | 1000 | 1000 | 2.02 | 42.95
2016-05-22 16:00:00 | 0.089326 | 0.12923 | 0.52621 | 21.33 | -21.3299 | -21.33 | 1000 | 1000 | 21.33 | 42.22
2016-05-22 17:00:00 | 0.089326 | 0.12923 | 0.53897 | 23.65 | -23.6499 | -23.65 | 1000 | 1000 | 23.65 | 45.35
2016-05-22 18:00:00 | 0.089326 | 0.12923 | 0.62018 | 25.32 | -25.3199 | -25.32 | 1000 | 1000 | 25.32 | 50.07
2016-05-22 19:00:00 | 0.089326 | 0.12923 | 0.73239 | 26.11 | -26.1099 | -26.11 | 1000 | 1000 | 26.11 | 53.63
2016-05-22 20:00:00 | 0.089326 | 0.12923 | 0.76848 | 27.22 | -27.2199 | -27.22 | 1000 | 1000 | 27.22 | 53.19
2016-05-22 21:00:00 | 0.089326 | 0.12923 | 0.7291 | 22.9 | -22.8999 | -22.9 | 1000 | 1000 | 22.9 | 54.94
2016-05-22 22:00:00 | 0.089326 | 0.12923 | 0.67717 | 22.61 | -22.6099 | -22.61 | 1000 | 1000 | 22.61 | 59.05
2016-05-22 23:00:00 | 0.089326 | 0.12923 | 0.53066 | 20.89 | -20.8899 | -20.89 | 1000 | 1000 | 20.89 | 53.03
2016-05-23 00:00:00 | 0.089326 | 0.12923 | 0.38499 | 19.51 | -19.5099 | -19.51 | 1000 | 1000 | 19.51 | 44.88
2016-05-23 01:00:00 | 0.089326 | 0.12923 | 0.29435 | 18.91 | -18.9099 | -18.91 | 1000 | 1000 | 18.91 | 44.69
2016-05-23 02:00:00 | 0.089326 | 0.12923 | 0.26838 | 19.46 | -19.4599 | -19.46 | 1000 | 1000 | 19.46 | 39.16
2016-05-23 03:00:00 | 0.15047 | 0.18769 | 0.25636 | 20.69 | -20.6899 | -20.69 | 1000 | 1000 | 20.69 | 34.98
2016-05-23 04:00:00 | 0.14403 | 0.18154 | 0.27574 | 28.05 | -28.0499 | -28.05 | 1000 | 1000 | 28.05 | 40.23
2016-05-23 05:00:00 | 0.10863 | 0.14769 | 0.32711 | 34.51 | -34.5099 | -34.51 | 1000 | 1000 | 34.51 | 46.84
2016-05-23 06:00:00 | 0.089326 | 0.12923 | 0.49677 | 35.93 | -35.9299 | -35.93 | 1000 | 1000 | 35.93 | 58.96
2016-05-23 07:00:00 | 0.089326 | 0.12923 | 0.66071 | 33.99 | -33.9899 | -33.99 | 1000 | 1000 | 33.99 | 74.32
2016-05-23 08:00:00 | 0.089326 | 0.12923 | 0.77487 | 36 | -35.9999 | -36 | 1000 | 1000 | 36 | 77.85
2016-05-23 09:00:00 | 0.089326 | 0.12923 | 0.82093 | 35.94 | -35.9399 | -35.94 | 1000 | 1000 | 35.94 | 77.99
2016-05-23 10:00:00 | 0.089326 | 0.12923 | 0.80488 | 33.91 | -33.9099 | -33.91 | 1000 | 1000 | 33.91 | 76.61
2016-05-23 11:00:00 | 0.089326 | 0.12923 | 0.82247 | 33.54 | -33.5399 | -33.54 | 1000 | 1000 | 33.54 | 74.95
2016-05-23 12:00:00 | 0.089326 | 0.12923 | 0.87793 | 32.5 | -32.4999 | -32.5 | 1000 | 1000 | 32.5 | 68.97
2016-05-23 13:00:00 | 0.089326 | 0.12923 | 0.83028 | 32.78 | -32.7799 | -32.78 | 1000 | 1000 | 32.78 | 68.16
2016-05-23 14:00:00 | 0.089326 | 0.12923 | 0.73403 | 31.96 | -31.9599 | -31.96 | 1000 | 1000 | 31.96 | 70
2016-05-23 15:00:00 | 0.089326 | 0.12923 | 0.68907 | 31.68 | -31.6799 | -31.68 | 1000 | 1000 | 31.68 | 65.24
2016-05-23 16:00:00 | 0.089326 | 0.12923 | 0.6725 | 32.49 | -32.4899 | -32.49 | 1000 | 1000 | 32.49 | 65.22
2016-05-23 17:00:00 | 0.089326 | 0.12923 | 0.69967 | 33.09 | -33.0899 | -33.09 | 1000 | 1000 | 33.09 | 66.78
2016-05-23 18:00:00 | 0.089326 | 0.12923 | 0.75257 | 33.97 | -33.9699 | -33.97 | 1000 | 1000 | 33.97 | 69.04
2016-05-23 19:00:00 | 0.089326 | 0.12923 | 0.80864 | 31.97 | -31.9699 | -31.97 | 1000 | 1000 | 31.97 | 70.67
2016-05-23 20:00:00 | 0.089326 | 0.12923 | 0.80522 | 24.47 | -24.4699 | -24.47 | 1000 | 1000 | 24.47 | 69.01
2016-05-23 21:00:00 | 0.089326 | 0.12923 | 0.76479 | 22.71 | -22.7099 | -22.71 | 1000 | 1000 | 22.71 | 65.13
2016-05-23 22:00:00 | 0.089326 | 0.12923 | 0.70234 | 21.99 | -21.9899 | -21.99 | 1000 | 1000 | 21.99 | 55.68
2016-05-23 23:00:00 | 0.09898 | 0.13846 | 0.55862 | 21.75 | -21.7499 | -21.75 | 1000 | 1000 | 21.75 | 49.9
2016-05-24 00:00:00 | 0.11829 | 0.15692 | 0.38499 | 20.48 | -20.4799 | -20.48 | 1000 | 1000 | 20.48 | 45
2016-05-24 01:00:00 | 0.14403 | 0.18154 | 0.29435 | 20 | -19.9999 | -20 | 1000 | 1000 | 20 | 44.55
2016-05-24 02:00:00 | 0.16012 | 0.19692 | 0.26838 | 20.72 | -20.7199 | -20.72 | 1000 | 1000 | 20.72 | 43.5
2016-05-24 03:00:00 | 0.14725 | 0.18462 | 0.25636 | 22.61 | -22.6099 | -22.61 | 1000 | 1000 | 22.61 | 42.55
2016-05-24 04:00:00 | 0.11829 | 0.15692 | 0.27574 | 26.13 | -26.1299 | -26.13 | 1000 | 1000 | 26.13 | 44.61
2016-05-24 05:00:00 | 0.10863 | 0.14769 | 0.32711 | 34.38 | -34.3799 | -34.38 | 1000 | 1000 | 34.38 | 47.49
2016-05-24 06:00:00 | 0.089326 | 0.12923 | 0.49677 | 37.09 | -37.0899 | -37.09 | 1000 | 1000 | 37.09 | 52.1
2016-05-24 07:00:00 | 0.089326 | 0.12923 | 0.66071 | 36.19 | -36.1899 | -36.19 | 1000 | 1000 | 36.19 | 57.17
2016-05-24 08:00:00 | 0.089326 | 0.12923 | 0.77487 | 36.94 | -36.9399 | -36.94 | 1000 | 1000 | 36.94 | 66.3
2016-05-24 09:00:00 | 0.089326 | 0.12923 | 0.82093 | 36.06 | -36.0599 | -36.06 | 1000 | 1000 | 36.06 | 69
2016-05-24 10:00:00 | 0.089326 | 0.12923 | 0.80488 | 33.09 | -33.0899 | -33.09 | 1000 | 1000 | 33.09 | 68.07
2016-05-24 11:00:00 | 0.089326 | 0.12923 | 0.82247 | 33 | -32.9999 | -33 | 1000 | 1000 | 33 | 68.9
2016-05-24 12:00:00 | 0.089326 | 0.12923 | 0.87793 | 32.69 | -32.6899 | -32.69 | 1000 | 1000 | 32.69 | 65.63
2016-05-24 13:00:00 | 0.089326 | 0.12923 | 0.83028 | 30.92 | -30.9199 | -30.92 | 1000 | 1000 | 30.92 | 58.96
2016-05-24 14:00:00 | 0.089326 | 0.12923 | 0.73403 | 29.12 | -29.1199 | -29.12 | 1000 | 1000 | 29.12 | 56.28
2016-05-24 15:00:00 | 0.089326 | 0.12923 | 0.68907 | 29.8 | -29.7999 | -29.8 | 1000 | 1000 | 29.8 | 53.87
2016-05-24 16:00:00 | 0.089326 | 0.12923 | 0.6725 | 31.25 | -31.2499 | -31.25 | 1000 | 1000 | 31.25 | 53.63
2016-05-24 17:00:00 | 0.089326 | 0.12923 | 0.69967 | 32.2 | -32.1999 | -32.2 | 1000 | 1000 | 32.2 | 53.88
2016-05-24 18:00:00 | 0.089326 | 0.12923 | 0.75257 | 31.64 | -31.6399 | -31.64 | 1000 | 1000 | 31.64 | 61.71
2016-05-24 19:00:00 | 0.089326 | 0.12923 | 0.80864 | 32.38 | -32.3799 | -32.38 | 1000 | 1000 | 32.38 | 66.02
2016-05-24 20:00:00 | 0.089326 | 0.12923 | 0.80522 | 30.43 | -30.4299 | -30.43 | 1000 | 1000 | 30.43 | 58.99
2016-05-24 21:00:00 | 0.089326 | 0.12923 | 0.76479 | 24.98 | -24.9799 | -24.98 | 1000 | 1000 | 24.98 | 61.5
2016-05-24 22:00:00 | 0.1022 | 0.14154 | 0.70234 | 22.97 | -22.9699 | -22.97 | 1000 | 1000 | 22.97 | 62.2
2016-05-24 23:00:00 | 0.1022 | 0.14154 | 0.55862 | 22.57 | -22.5699 | -22.57 | 1000 | 1000 | 22.57 | 50.8
2016-05-25 00:00:00 | 0.1022 | 0.14154 | 0.38499 | 21.57 | -21.5699 | -21.57 | 1000 | 1000 | 21.57 | 50.91
2016-05-25 01:00:00 | 0.09898 | 0.13846 | 0.29435 | 21 | -20.9999 | -21 | 1000 | 1000 | 21 | 49.43
2016-05-25 02:00:00 | 0.10542 | 0.14462 | 0.26838 | 21.63 | -21.6299 | -21.63 | 1000 | 1000 | 21.63 | 45.66
2016-05-25 03:00:00 | 0.11185 | 0.15077 | 0.25636 | 22.99 | -22.9899 | -22.99 | 1000 | 1000 | 22.99 | 45.32
2016-05-25 04:00:00 | 0.11185 | 0.15077 | 0.27574 | 30.92 | -30.9199 | -30.92 | 1000 | 1000 | 30.92 | 46.6
2016-05-25 05:00:00 | 0.10542 | 0.14462 | 0.32711 | 35.8 | -35.7999 | -35.8 | 1000 | 1000 | 35.8 | 49.43
2016-05-25 06:00:00 | 0.095762 | 0.13538 | 0.49677 | 39.2 | -39.1999 | -39.2 | 1000 | 1000 | 39.2 | 53.89
2016-05-25 07:00:00 | 0.089326 | 0.12923 | 0.66071 | 34.99 | -34.9899 | -34.99 | 1000 | 1000 | 34.99 | 69.09
2016-05-25 08:00:00 | 0.089326 | 0.12923 | 0.77487 | 34.16 | -34.1599 | -34.16 | 1000 | 1000 | 34.16 | 69.07
2016-05-25 09:00:00 | 0.089326 | 0.12923 | 0.82093 | 33.07 | -33.0699 | -33.07 | 1000 | 1000 | 33.07 | 68.36
2016-05-25 10:00:00 | 0.089326 | 0.12923 | 0.80488 | 31.02 | -31.0199 | -31.02 | 1000 | 1000 | 31.02 | 66.84
2016-05-25 11:00:00 | 0.089326 | 0.12923 | 0.82247 | 28.95 | -28.9499 | -28.95 | 1000 | 1000 | 28.95 | 73.35
2016-05-25 12:00:00 | 0.089326 | 0.12923 | 0.87793 | 30.13 | -30.1299 | -30.13 | 1000 | 1000 | 30.13 | 72.06
2016-05-25 13:00:00 | 0.089326 | 0.12923 | 0.83028 | 30.12 | -30.1199 | -30.12 | 1000 | 1000 | 30.12 | 71.43
2016-05-25 14:00:00 | 0.089326 | 0.12923 | 0.73403 | 30.9 | -30.8999 | -30.9 | 1000 | 1000 | 30.9 | 72.82
2016-05-25 15:00:00 | 0.089326 | 0.12923 | 0.68907 | 32.92 | -32.9199 | -32.92 | 1000 | 1000 | 32.92 | 68.9
2016-05-25 16:00:00 | 0.089326 | 0.12923 | 0.6725 | 35.8 | -35.7999 | -35.8 | 1000 | 1000 | 35.8 | 67.92
2016-05-25 17:00:00 | 0.089326 | 0.12923 | 0.69967 | 36.61 | -36.6099 | -36.61 | 1000 | 1000 | 36.61 | 69.04
2016-05-25 18:00:00 | 0.089326 | 0.12923 | 0.75257 | 36.76 | -36.7599 | -36.76 | 1000 | 1000 | 36.76 | 71.49
2016-05-25 19:00:00 | 0.089326 | 0.12923 | 0.80864 | 35.49 | -35.4899 | -35.49 | 1000 | 1000 | 35.49 | 69.83
2016-05-25 20:00:00 | 0.11507 | 0.15385 | 0.80522 | 34.92 | -34.9199 | -34.92 | 1000 | 1000 | 34.92 | 72.05
2016-05-25 21:00:00 | 0.16656 | 0.20308 | 0.76479 | 28.06 | -28.0599 | -28.06 | 1000 | 1000 | 28.06 | 69.62
2016-05-25 22:00:00 | 0.22126 | 0.25538 | 0.70234 | 25.74 | -25.7399 | -25.74 | 1000 | 1000 | 25.74 | 66.05
2016-05-25 23:00:00 | 0.21483 | 0.24923 | 0.55862 | 24.16 | -24.1599 | -24.16 | 1000 | 1000 | 24.16 | 53.2
2016-05-26 00:00:00 | 0.19874 | 0.23385 | 0.38499 | 23.42 | -23.4199 | -23.42 | 1000 | 1000 | 23.42 | 50.48
2016-05-26 01:00:00 | 0.19552 | 0.23077 | 0.29435 | 23.27 | -23.2699 | -23.27 | 1000 | 1000 | 23.27 | 48.5
2016-05-26 02:00:00 | 0.18586 | 0.22154 | 0.26838 | 23.33 | -23.3299 | -23.33 | 1000 | 1000 | 23.33 | 46.92
2016-05-26 03:00:00 | 0.17621 | 0.21231 | 0.25636 | 23.79 | -23.7899 | -23.79 | 1000 | 1000 | 23.79 | 46.3
2016-05-26 04:00:00 | 0.17943 | 0.21538 | 0.27574 | 26.15 | -26.1499 | -26.15 | 1000 | 1000 | 26.15 | 47.23
2016-05-26 05:00:00 | 0.17621 | 0.21231 | 0.32711 | 30.96 | -30.9599 | -30.96 | 1000 | 1000 | 30.96 | 47
2016-05-26 06:00:00 | 0.16977 | 0.20615 | 0.49677 | 30.97 | -30.9699 | -30.97 | 1000 | 1000 | 30.97 | 52.83
2016-05-26 07:00:00 | 0.15368 | 0.19077 | 0.66071 | 27.94 | -27.9399 | -27.94 | 1000 | 1000 | 27.94 | 68.39
2016-05-26 08:00:00 | 0.14081 | 0.17846 | 0.77487 | 25.57 | -25.5699 | -25.57 | 1000 | 1000 | 25.57 | 68.92
2016-05-26 09:00:00 | 0.12794 | 0.16615 | 0.82093 | 24.79 | -24.7899 | -24.79 | 1000 | 1000 | 24.79 | 61.2
2016-05-26 10:00:00 | 0.09898 | 0.13846 | 0.80488 | 25.46 | -25.4599 | -25.46 | 1000 | 1000 | 25.46 | 62.27
2016-05-26 11:00:00 | 0.089326 | 0.12923 | 0.82247 | 24.71 | -24.7099 | -24.71 | 1000 | 1000 | 24.71 | 63.27
2016-05-26 12:00:00 | 0.089326 | 0.12923 | 0.87793 | 24.69 | -24.6899 | -24.69 | 1000 | 1000 | 24.69 | 61.19
2016-05-26 13:00:00 | 0.089326 | 0.12923 | 0.83028 | 25.16 | -25.1599 | -25.16 | 1000 | 1000 | 25.16 | 61.48
2016-05-26 14:00:00 | 0.089326 | 0.12923 | 0.73403 | 25.76 | -25.7599 | -25.76 | 1000 | 1000 | 25.76 | 58.97
2016-05-26 15:00:00 | 0.089326 | 0.12923 | 0.68907 | 28.07 | -28.0699 | -28.07 | 1000 | 1000 | 28.07 | 56.18
2016-05-26 16:00:00 | 0.089326 | 0.12923 | 0.6725 | 34 | -33.9999 | -34 | 1000 | 1000 | 34 | 54.09
2016-05-26 17:00:00 | 0.089326 | 0.12923 | 0.69967 | 35.27 | -35.2699 | -35.27 | 1000 | 1000 | 35.27 | 54.21
2016-05-26 18:00:00 | 0.089326 | 0.12923 | 0.75257 | 34.95 | -34.9499 | -34.95 | 1000 | 1000 | 34.95 | 54.6
2016-05-26 19:00:00 | 0.089326 | 0.12923 | 0.80864 | 32.94 | -32.9399 | -32.94 | 1000 | 1000 | 32.94 | 54.69
2016-05-26 20:00:00 | 0.09898 | 0.13846 | 0.80522 | 33.1 | -33.0999 | -33.1 | 1000 | 1000 | 33.1 | 54.35
2016-05-26 21:00:00 | 0.13438 | 0.17231 | 0.76479 | 26.94 | -26.9399 | -26.94 | 1000 | 1000 | 26.94 | 54.09
2016-05-26 22:00:00 | 0.15368 | 0.19077 | 0.70234 | 24.43 | -24.4299 | -24.43 | 1000 | 1000 | 24.43 | 53.26
2016-05-26 23:00:00 | 0.16977 | 0.20615 | 0.55862 | 23.42 | -23.4199 | -23.42 | 1000 | 1000 | 23.42 | 51.27
2016-05-27 00:00:00 | 0.17299 | 0.20923 | 0.38499 | 21.95 | -21.9499 | -21.95 | 1000 | 1000 | 21.95 | 49.24
2016-05-27 01:00:00 | 0.17299 | 0.20923 | 0.29435 | 20.61 | -20.6099 | -20.61 | 1000 | 1000 | 20.61 | 48.45
2016-05-27 02:00:00 | 0.17943 | 0.21538 | 0.26838 | 21.69 | -21.6899 | -21.69 | 1000 | 1000 | 21.69 | 47.75
2016-05-27 03:00:00 | 0.17943 | 0.21538 | 0.25636 | 23.45 | -23.4499 | -23.45 | 1000 | 1000 | 23.45 | 47.38
2016-05-27 04:00:00 | 0.17943 | 0.21538 | 0.27574 | 27.88 | -27.8799 | -27.88 | 1000 | 1000 | 27.88 | 48.14
2016-05-27 05:00:00 | 0.16656 | 0.20308 | 0.32711 | 32.99 | -32.9899 | -32.99 | 1000 | 1000 | 32.99 | 48.09
2016-05-27 06:00:00 | 0.1569 | 0.19385 | 0.49677 | 35.48 | -35.4799 | -35.48 | 1000 | 1000 | 35.48 | 56.79
2016-05-27 07:00:00 | 0.14081 | 0.17846 | 0.66071 | 34.26 | -34.2599 | -34.26 | 1000 | 1000 | 34.26 | 64.16
2016-05-27 08:00:00 | 0.11507 | 0.15385 | 0.77487 | 32.95 | -32.9499 | -32.95 | 1000 | 1000 | 32.95 | 64.94
2016-05-27 09:00:00 | 0.089326 | 0.12923 | 0.82093 | 32.91 | -32.9099 | -32.91 | 1000 | 1000 | 32.91 | 64.16
2016-05-27 10:00:00 | 0.089326 | 0.12923 | 0.80488 | 30.37 | -30.3699 | -30.37 | 1000 | 1000 | 30.37 | 67.16
2016-05-27 11:00:00 | 0.089326 | 0.12923 | 0.82247 | 27.2 | -27.1999 | -27.2 | 1000 | 1000 | 27.2 | 70.88
2016-05-27 12:00:00 | 0.089326 | 0.12923 | 0.87793 | 26.64 | -26.6399 | -26.64 | 1000 | 1000 | 26.64 | 70.08
2016-05-27 13:00:00 | 0.089326 | 0.12923 | 0.83028 | 26.86 | -26.8599 | -26.86 | 1000 | 1000 | 26.86 | 68.4
2016-05-27 14:00:00 | 0.089326 | 0.12923 | 0.73403 | 27.68 | -27.6799 | -27.68 | 1000 | 1000 | 27.68 | 65.12
2016-05-27 15:00:00 | 0.089326 | 0.12923 | 0.68907 | 30.96 | -30.9599 | -30.96 | 1000 | 1000 | 30.96 | 56.2
2016-05-27 16:00:00 | 0.089326 | 0.12923 | 0.6725 | 32.91 | -32.9099 | -32.91 | 1000 | 1000 | 32.91 | 58.24
2016-05-27 17:00:00 | 0.089326 | 0.12923 | 0.69967 | 33.2 | -33.1999 | -33.2 | 1000 | 1000 | 33.2 | 57.82
2016-05-27 18:00:00 | 0.089326 | 0.12923 | 0.75257 | 32.19 | -32.1899 | -32.19 | 1000 | 1000 | 32.19 | 57.87
2016-05-27 19:00:00 | 0.089326 | 0.12923 | 0.80864 | 31.85 | -31.8499 | -31.85 | 1000 | 1000 | 31.85 | 55.16
2016-05-27 20:00:00 | 0.14725 | 0.18462 | 0.80522 | 30.23 | -30.2299 | -30.23 | 1000 | 1000 | 30.23 | 52.79
2016-05-27 21:00:00 | 0.20195 | 0.23692 | 0.76479 | 25.99 | -25.9899 | -25.99 | 1000 | 1000 | 25.99 | 52.64
2016-05-27 22:00:00 | 0.22448 | 0.25846 | 0.70234 | 28.92 | -28.9199 | -28.92 | 1000 | 1000 | 28.92 | 60.53
2016-05-27 23:00:00 | 0.20839 | 0.24308 | 0.55862 | 24.38 | -24.3799 | -24.38 | 1000 | 1000 | 24.38 | 54.58
2016-05-28 00:00:00 | 0.20517 | 0.24 | 0.43448 | 22.79 | -22.7899 | -22.79 | 1000 | 1000 | 22.79 | 52.15
2016-05-28 01:00:00 | 0.22448 | 0.25846 | 0.35271 | 22.14 | -22.1399 | -22.14 | 1000 | 1000 | 22.14 | 50.5
2016-05-28 02:00:00 | 0.247 | 0.28 | 0.29453 | 21.69 | -21.6899 | -21.69 | 1000 | 1000 | 21.69 | 47.67
2016-05-28 03:00:00 | 0.26953 | 0.30154 | 0.28312 | 21.91 | -21.9099 | -21.91 | 1000 | 1000 | 21.91 | 46.93
2016-05-28 04:00:00 | 0.27597 | 0.30769 | 0.28766 | 22.56 | -22.5599 | -22.56 | 1000 | 1000 | 22.56 | 45.52
2016-05-28 05:00:00 | 0.20195 | 0.23692 | 0.29561 | 24.02 | -24.0199 | -24.02 | 1000 | 1000 | 24.02 | 45.3
2016-05-28 06:00:00 | 0.16334 | 0.2 | 0.35179 | 26.57 | -26.5699 | -26.57 | 1000 | 1000 | 26.57 | 49.79
2016-05-28 07:00:00 | 0.13438 | 0.17231 | 0.5156 | 26.95 | -26.9499 | -26.95 | 1000 | 1000 | 26.95 | 52.31
2016-05-28 08:00:00 | 0.089326 | 0.12923 | 0.71509 | 24.46 | -24.4599 | -24.46 | 1000 | 1000 | 24.46 | 54.95
2016-05-28 09:00:00 | 0.089326 | 0.12923 | 0.84809 | 23.49 | -23.4899 | -23.49 | 1000 | 1000 | 23.49 | 58.74
2016-05-28 10:00:00 | 0.089326 | 0.12923 | 0.89163 | 22.87 | -22.8699 | -22.87 | 1000 | 1000 | 22.87 | 56.08
2016-05-28 11:00:00 | 0.089326 | 0.12923 | 0.92322 | 22.06 | -22.0599 | -22.06 | 1000 | 1000 | 22.06 | 55.96
2016-05-28 12:00:00 | 0.089326 | 0.12923 | 0.96569 | 21.47 | -21.4699 | -21.47 | 1000 | 1000 | 21.47 | 53.32
2016-05-28 13:00:00 | 0.089326 | 0.12923 | 0.9165 | 20.42 | -20.4199 | -20.42 | 1000 | 1000 | 20.42 | 52.16
2016-05-28 14:00:00 | 0.089326 | 0.12923 | 0.79457 | 20 | -19.9999 | -20 | 1000 | 1000 | 20 | 50.73
2016-05-28 15:00:00 | 0.089326 | 0.12923 | 0.72708 | 22.01 | -22.0099 | -22.01 | 1000 | 1000 | 22.01 | 48.91
2016-05-28 16:00:00 | 0.089326 | 0.12923 | 0.70007 | 25.57 | -25.5699 | -25.57 | 1000 | 1000 | 25.57 | 47.61
2016-05-28 17:00:00 | 0.089326 | 0.12923 | 0.71577 | 26.42 | -26.4199 | -26.42 | 1000 | 1000 | 26.42 | 51.59
2016-05-28 18:00:00 | 0.089326 | 0.12923 | 0.79423 | 27.1 | -27.0999 | -27.1 | 1000 | 1000 | 27.1 | 52.6
2016-05-28 19:00:00 | 0.1022 | 0.14154 | 0.85492 | 25.69 | -25.6899 | -25.69 | 1000 | 1000 | 25.69 | 52.73
2016-05-28 20:00:00 | 0.14725 | 0.18462 | 0.82777 | 23.37 | -23.3699 | -23.37 | 1000 | 1000 | 23.37 | 52.56
2016-05-28 21:00:00 | 0.16012 | 0.19692 | 0.74686 | 22.31 | -22.3099 | -22.31 | 1000 | 1000 | 22.31 | 52.75
2016-05-28 22:00:00 | 0.15047 | 0.18769 | 0.71732 | 18.03 | -18.0299 | -18.03 | 1000 | 1000 | 18.03 | 53.2
2016-05-28 23:00:00 | 0.14081 | 0.17846 | 0.60822 | 13.15 | -13.1499 | -13.15 | 1000 | 1000 | 13.15 | 51.01
2016-05-29 00:00:00 | 0.15368 | 0.19077 | 0.45214 | 12.97 | -12.9699 | -12.97 | 1000 | 1000 | 12.97 | 47.97
2016-05-29 01:00:00 | 0.17299 | 0.20923 | 0.34401 | 13.17 | -13.1699 | -13.17 | 1000 | 1000 | 13.17 | 33.86
2016-05-29 02:00:00 | 0.17299 | 0.20923 | 0.28601 | 8.9 | -8.8999 | -8.9 | 1000 | 1000 | 8.9 | 28.36
2016-05-29 03:00:00 | 0.1923 | 0.22769 | 0.26624 | 6.16 | -6.1599 | -6.16 | 1000 | 1000 | 6.16 | 34
2016-05-29 04:00:00 | 0.1569 | 0.19385 | 0.26199 | 10.58 | -10.5799 | -10.58 | 1000 | 1000 | 10.58 | 39.41
2016-05-29 05:00:00 | 0.12794 | 0.16615 | 0.25637 | 13.87 | -13.8699 | -13.87 | 1000 | 1000 | 13.87 | 38.89
2016-05-29 06:00:00 | 0.089326 | 0.12923 | 0.26819 | 14.67 | -14.6699 | -14.67 | 1000 | 1000 | 14.67 | 29.94
2016-05-29 07:00:00 | 0.089326 | 0.12923 | 0.35225 | 15.23 | -15.2299 | -15.23 | 1000 | 1000 | 15.23 | 40.59
2016-05-29 08:00:00 | 0.089326 | 0.12923 | 0.53724 | 12.87 | -12.8699 | -12.87 | 1000 | 1000 | 12.87 | 45.02
2016-05-29 09:00:00 | 0.089326 | 0.12923 | 0.74695 | 14.03 | -14.0299 | -14.03 | 1000 | 1000 | 14.03 | 49.04
2016-05-29 10:00:00 | 0.089326 | 0.12923 | 0.86788 | 10.46 | -10.4599 | -10.46 | 1000 | 1000 | 10.46 | 47.74
2016-05-29 11:00:00 | 0.089326 | 0.12923 | 0.95599 | 8.57 | -8.5699 | -8.57 | 1000 | 1000 | 8.57 | 47.96
2016-05-29 12:00:00 | 0.089326 | 0.12923 | 0.97702 | 4.6 | -4.5999 | -4.6 | 1000 | 1000 | 4.6 | 45.81
2016-05-29 13:00:00 | 0.089326 | 0.12923 | 0.83282 | 3.78 | -3.7799 | -3.78 | 1000 | 1000 | 3.78 | 29.96
2016-05-29 14:00:00 | 0.089326 | 0.12923 | 0.69241 | 5.32 | -5.3199 | -5.32 | 1000 | 1000 | 5.32 | 27.63
2016-05-29 15:00:00 | 0.089326 | 0.12923 | 0.59885 | 8.42 | -8.4199 | -8.42 | 1000 | 1000 | 8.42 | 28.25
2016-05-29 16:00:00 | 0.089326 | 0.12923 | 0.52621 | 18.08 | -18.0799 | -18.08 | 1000 | 1000 | 18.08 | 32.57
2016-05-29 17:00:00 | 0.089326 | 0.12923 | 0.53897 | 21.88 | -21.8799 | -21.88 | 1000 | 1000 | 21.88 | 49.27
2016-05-29 18:00:00 | 0.089326 | 0.12923 | 0.62018 | 22.77 | -22.7699 | -22.77 | 1000 | 1000 | 22.77 | 51.61
2016-05-29 19:00:00 | 0.089326 | 0.12923 | 0.73239 | 23.04 | -23.0399 | -23.04 | 1000 | 1000 | 23.04 | 52.76
2016-05-29 20:00:00 | 0.089326 | 0.12923 | 0.76848 | 23.1 | -23.0999 | -23.1 | 1000 | 1000 | 23.1 | 56.31
2016-05-29 21:00:00 | 0.089326 | 0.12923 | 0.7291 | 19.73 | -19.7299 | -19.73 | 1000 | 1000 | 19.73 | 59.97
2016-05-29 22:00:00 | 0.089326 | 0.12923 | 0.67717 | 18.07 | -18.0699 | -18.07 | 1000 | 1000 | 18.07 | 61.11
2016-05-29 23:00:00 | 0.089326 | 0.12923 | 0.53066 | 13.87 | -13.8699 | -13.87 | 1000 | 1000 | 13.87 | 51.89
2016-05-30 00:00:00 | 0.089326 | 0.12923 | 0.38499 | 12.27 | -12.2699 | -12.27 | 1000 | 1000 | 12.27 | 50.34
2016-05-30 01:00:00 | 0.089326 | 0.12923 | 0.29435 | 11.28 | -11.2799 | -11.28 | 1000 | 1000 | 11.28 | 48.5
2016-05-30 02:00:00 | 0.089326 | 0.12923 | 0.26838 | 11.86 | -11.8599 | -11.86 | 1000 | 1000 | 11.86 | 47.12
2016-05-30 03:00:00 | 0.089326 | 0.12923 | 0.25636 | 18.01 | -18.0099 | -18.01 | 1000 | 1000 | 18.01 | 46.93
2016-05-30 04:00:00 | 0.089326 | 0.12923 | 0.27574 | 26.16 | -26.1599 | -26.16 | 1000 | 1000 | 26.16 | 46.55
2016-05-30 05:00:00 | 0.089326 | 0.12923 | 0.32711 | 34.94 | -34.9399 | -34.94 | 1000 | 1000 | 34.94 | 48.58
2016-05-30 06:00:00 | 0.089326 | 0.12923 | 0.49677 | 35.25 | -35.2499 | -35.25 | 1000 | 1000 | 35.25 | 55.61
2016-05-30 07:00:00 | 0.089326 | 0.12923 | 0.66071 | 35.43 | -35.4299 | -35.43 | 1000 | 1000 | 35.43 | 67.5
2016-05-30 08:00:00 | 0.089326 | 0.12923 | 0.77487 | 34.79 | -34.7899 | -34.79 | 1000 | 1000 | 34.79 | 69.62
2016-05-30 09:00:00 | 0.089326 | 0.12923 | 0.82093 | 34.25 | -34.2499 | -34.25 | 1000 | 1000 | 34.25 | 66.68
2016-05-30 10:00:00 | 0.089326 | 0.12923 | 0.80488 | 29 | -28.9999 | -29 | 1000 | 1000 | 29 | 67.3
2016-05-30 11:00:00 | 0.089326 | 0.12923 | 0.82247 | 26.33 | -26.3299 | -26.33 | 1000 | 1000 | 26.33 | 69.61
2016-05-30 12:00:00 | 0.089326 | 0.12923 | 0.87793 | 25.08 | -25.0799 | -25.08 | 1000 | 1000 | 25.08 | 68.3
2016-05-30 13:00:00 | 0.089326 | 0.12923 | 0.83028 | 24.67 | -24.6699 | -24.67 | 1000 | 1000 | 24.67 | 66.4
2016-05-30 14:00:00 | 0.089326 | 0.12923 | 0.73403 | 25.06 | -25.0599 | -25.06 | 1000 | 1000 | 25.06 | 66.28
2016-05-30 15:00:00 | 0.089326 | 0.12923 | 0.68907 | 25.47 | -25.4699 | -25.47 | 1000 | 1000 | 25.47 | 64.14
2016-05-30 16:00:00 | 0.089326 | 0.12923 | 0.6725 | 28.74 | -28.7399 | -28.74 | 1000 | 1000 | 28.74 | 60.19
2016-05-30 17:00:00 | 0.089326 | 0.12923 | 0.69967 | 28.99 | -28.9899 | -28.99 | 1000 | 1000 | 28.99 | 62.58
2016-05-30 18:00:00 | 0.089326 | 0.12923 | 0.75257 | 25.48 | -25.4799 | -25.48 | 1000 | 1000 | 25.48 | 64.15
2016-05-30 19:00:00 | 0.089326 | 0.12923 | 0.80864 | 24.68 | -24.6799 | -24.68 | 1000 | 1000 | 24.68 | 64.96
2016-05-30 20:00:00 | 0.089326 | 0.12923 | 0.80522 | 23.9 | -23.8999 | -23.9 | 1000 | 1000 | 23.9 | 65.9
2016-05-30 21:00:00 | 0.089326 | 0.12923 | 0.76479 | 21.94 | -21.9399 | -21.94 | 1000 | 1000 | 21.94 | 60.71
2016-05-30 22:00:00 | 0.089326 | 0.12923 | 0.70234 | 21.17 | -21.1699 | -21.17 | 1000 | 1000 | 21.17 | 58.44
2016-05-30 23:00:00 | 0.089326 | 0.12923 | 0.55862 | 19.25 | -19.2499 | -19.25 | 1000 | 1000 | 19.25 | 52.08
2016-05-31 00:00:00 | 0.089326 | 0.12923 | 0.38499 | 16.44 | -16.4399 | -16.44 | 1000 | 1000 | 16.44 | 45.79
2016-05-31 01:00:00 | 0.089326 | 0.12923 | 0.29435 | 16.09 | -16.0899 | -16.09 | 1000 | 1000 | 16.09 | 43.45
2016-05-31 02:00:00 | 0.089326 | 0.12923 | 0.26838 | 17.31 | -17.3099 | -17.31 | 1000 | 1000 | 17.31 | 40.99
2016-05-31 03:00:00 | 0.095762 | 0.13538 | 0.25636 | 20.98 | -20.9799 | -20.98 | 1000 | 1000 | 20.98 | 44.01
2016-05-31 04:00:00 | 0.089326 | 0.12923 | 0.27574 | 24.52 | -24.5199 | -24.52 | 1000 | 1000 | 24.52 | 45.83
2016-05-31 05:00:00 | 0.089326 | 0.12923 | 0.32711 | 32.93 | -32.9299 | -32.93 | 1000 | 1000 | 32.93 | 46.13
2016-05-31 06:00:00 | 0.089326 | 0.12923 | 0.49677 | 35.81 | -35.8099 | -35.81 | 1000 | 1000 | 35.81 | 52.76
2016-05-31 07:00:00 | 0.089326 | 0.12923 | 0.66071 | 35.47 | -35.4699 | -35.47 | 1000 | 1000 | 35.47 | 59.94
2016-05-31 08:00:00 | 0.089326 | 0.12923 | 0.77487 | 34.94 | -34.9399 | -34.94 | 1000 | 1000 | 34.94 | 69.09
2016-05-31 09:00:00 | 0.089326 | 0.12923 | 0.82093 | 35.8 | -35.7999 | -35.8 | 1000 | 1000 | 35.8 | 71.02
2016-05-31 10:00:00 | 0.089326 | 0.12923 | 0.80488 | 32.78 | -32.7799 | -32.78 | 1000 | 1000 | 32.78 | 70.5
2016-05-31 11:00:00 | 0.089326 | 0.12923 | 0.82247 | 30.94 | -30.9399 | -30.94 | 1000 | 1000 | 30.94 | 71.3
2016-05-31 12:00:00 | 0.089326 | 0.12923 | 0.87793 | 30.57 | -30.5699 | -30.57 | 1000 | 1000 | 30.57 | 68.09
2016-05-31 13:00:00 | 0.089326 | 0.12923 | 0.83028 | 28.82 | -28.8199 | -28.82 | 1000 | 1000 | 28.82 | 68.51
2016-05-31 14:00:00 | 0.089326 | 0.12923 | 0.73403 | 29.26 | -29.2599 | -29.26 | 1000 | 1000 | 29.26 | 67.96
2016-05-31 15:00:00 | 0.089326 | 0.12923 | 0.68907 | 32.37 | -32.3699 | -32.37 | 1000 | 1000 | 32.37 | 65.98
2016-05-31 16:00:00 | 0.089326 | 0.12923 | 0.6725 | 34.94 | -34.9399 | -34.94 | 1000 | 1000 | 34.94 | 65.12
2016-05-31 17:00:00 | 0.089326 | 0.12923 | 0.69967 | 35.92 | -35.9199 | -35.92 | 1000 | 1000 | 35.92 | 61.07
2016-05-31 18:00:00 | 0.089326 | 0.12923 | 0.75257 | 32.95 | -32.9499 | -32.95 | 1000 | 1000 | 32.95 | 61.78
2016-05-31 19:00:00 | 0.089326 | 0.12923 | 0.80864 | 31.98 | -31.9799 | -31.98 | 1000 | 1000 | 31.98 | 56.25
2016-05-31 20:00:00 | 0.089326 | 0.12923 | 0.80522 | 30.78 | -30.7799 | -30.78 | 1000 | 1000 | 30.78 | 54.68
2016-05-31 21:00:00 | 0.089326 | 0.12923 | 0.76479 | 26.15 | -26.1499 | -26.15 | 1000 | 1000 | 26.15 | 54.36
2016-05-31 22:00:00 | 0.089326 | 0.12923 | 0.70234 | 24 | -23.9999 | -24 | 1000 | 1000 | 24 | 55.01
2016-05-31 23:00:00 | 0.089326 | 0.12923 | 0.55862 | 22.23 | -22.2299 | -22.23 | 1000 | 1000 | 22.23 | 51.59
2016-06-01 00:00:00 | 0.089326 | 0.12923 | 0.38499 | 21.07 | -21.0699 | -21.07 | 1000 | 1000 | 21.07 | 50.56
2016-06-01 01:00:00 | 0.089326 | 0.12923 | 0.29435 | 20.08 | -20.0799 | -20.08 | 1000 | 1000 | 20.08 | 48.6
2016-06-01 02:00:00 | 0.089326 | 0.12923 | 0.26838 | 20.18 | -20.1799 | -20.18 | 1000 | 1000 | 20.18 | 46.25
2016-06-01 03:00:00 | 0.089326 | 0.12923 | 0.25636 | 23.1 | -23.0999 | -23.1 | 1000 | 1000 | 23.1 | 45.23
2016-06-01 04:00:00 | 0.089326 | 0.12923 | 0.27574 | 29.9 | -29.8999 | -29.9 | 1000 | 1000 | 29.9 | 45.08
2016-06-01 05:00:00 | 0.089326 | 0.12923 | 0.32711 | 37.49 | -37.4899 | -37.49 | 1000 | 1000 | 37.49 | 49.92
2016-06-01 06:00:00 | 0.089326 | 0.12923 | 0.49677 | 40.87 | -40.8699 | -40.87 | 1000 | 1000 | 40.87 | 54.59
2016-06-01 07:00:00 | 0.089326 | 0.12923 | 0.66071 | 41 | -40.9999 | -41 | 1000 | 1000 | 41 | 64.09
2016-06-01 08:00:00 | 0.089326 | 0.12923 | 0.77487 | 40.44 | -40.4399 | -40.44 | 1000 | 1000 | 40.44 | 65
2016-06-01 09:00:00 | 0.089326 | 0.12923 | 0.82093 | 40.51 | -40.5099 | -40.51 | 1000 | 1000 | 40.51 | 66.94
2016-06-01 10:00:00 | 0.089326 | 0.12923 | 0.80488 | 36.64 | -36.6399 | -36.64 | 1000 | 1000 | 36.64 | 68.98
2016-06-01 11:00:00 | 0.089326 | 0.12923 | 0.82247 | 32.11 | -32.1099 | -32.11 | 1000 | 1000 | 32.11 | 74.33
2016-06-01 12:00:00 | 0.089326 | 0.12923 | 0.87793 | 30.9 | -30.8999 | -30.9 | 1000 | 1000 | 30.9 | 70.96
2016-06-01 13:00:00 | 0.089326 | 0.12923 | 0.83028 | 28.96 | -28.9599 | -28.96 | 1000 | 1000 | 28.96 | 70.27
2016-06-01 14:00:00 | 0.089326 | 0.12923 | 0.73403 | 28.12 | -28.1199 | -28.12 | 1000 | 1000 | 28.12 | 69.6
2016-06-01 15:00:00 | 0.089326 | 0.12923 | 0.68907 | 30.11 | -30.1099 | -30.11 | 1000 | 1000 | 30.11 | 66.98
2016-06-01 16:00:00 | 0.089326 | 0.12923 | 0.6725 | 32.66 | -32.6599 | -32.66 | 1000 | 1000 | 32.66 | 61.63
2016-06-01 17:00:00 | 0.089326 | 0.12923 | 0.69967 | 32.92 | -32.9199 | -32.92 | 1000 | 1000 | 32.92 | 64.95
2016-06-01 18:00:00 | 0.089326 | 0.12923 | 0.75257 | 30.95 | -30.9499 | -30.95 | 1000 | 1000 | 30.95 | 60.1
2016-06-01 19:00:00 | 0.089326 | 0.12923 | 0.80864 | 29.57 | -29.5699 | -29.57 | 1000 | 1000 | 29.57 | 59.96
2016-06-01 20:00:00 | 0.089326 | 0.12923 | 0.80522 | 30.9 | -30.8999 | -30.9 | 1000 | 1000 | 30.9 | 64.94
2016-06-01 21:00:00 | 0.089326 | 0.12923 | 0.76479 | 26.64 | -26.6399 | -26.64 | 1000 | 1000 | 26.64 | 61.28
2016-06-01 22:00:00 | 0.089326 | 0.12923 | 0.70234 | 21.96 | -21.9599 | -21.96 | 1000 | 1000 | 21.96 | 57.71
2016-06-01 23:00:00 | 0.089326 | 0.12923 | 0.55862 | 20.75 | -20.7499 | -20.75 | 1000 | 1000 | 20.75 | 53.45
2016-06-02 00:00:00 | 0.089326 | 0.12923 | 0.38499 | 20.06 | -20.0599 | -20.06 | 1000 | 1000 | 20.06 | 50.37
2016-06-02 01:00:00 | 0.089326 | 0.12923 | 0.29435 | 20 | -19.9999 | -20 | 1000 | 1000 | 20 | 49.92
2016-06-02 02:00:00 | 0.089326 | 0.12923 | 0.26838 | 20 | -19.9999 | -20 | 1000 | 1000 | 20 | 48.8
2016-06-02 03:00:00 | 0.089326 | 0.12923 | 0.25636 | 22.37 | -22.3699 | -22.37 | 1000 | 1000 | 22.37 | 48.48
2016-06-02 04:00:00 | 0.089326 | 0.12923 | 0.27574 | 29.03 | -29.0299 | -29.03 | 1000 | 1000 | 29.03 | 48.11
2016-06-02 05:00:00 | 0.089326 | 0.12923 | 0.32711 | 37.97 | -37.9699 | -37.97 | 1000 | 1000 | 37.97 | 47.97
2016-06-02 06:00:00 | 0.089326 | 0.12923 | 0.49677 | 39.54 | -39.5399 | -39.54 | 1000 | 1000 | 39.54 | 49.51
2016-06-02 07:00:00 | 0.089326 | 0.12923 | 0.66071 | 37.98 | -37.9799 | -37.98 | 1000 | 1000 | 37.98 | 51.98
2016-06-02 08:00:00 | 0.089326 | 0.12923 | 0.77487 | 37.09 | -37.0899 | -37.09 | 1000 | 1000 | 37.09 | 53.13
2016-06-02 09:00:00 | 0.089326 | 0.12923 | 0.82093 | 36.37 | -36.3699 | -36.37 | 1000 | 1000 | 36.37 | 52.8
2016-06-02 10:00:00 | 0.089326 | 0.12923 | 0.80488 | 32.08 | -32.0799 | -32.08 | 1000 | 1000 | 32.08 | 52.84
2016-06-02 11:00:00 | 0.089326 | 0.12923 | 0.82247 | 28.67 | -28.6699 | -28.67 | 1000 | 1000 | 28.67 | 53.18
2016-06-02 12:00:00 | 0.089326 | 0.12923 | 0.87793 | 26.68 | -26.6799 | -26.68 | 1000 | 1000 | 26.68 | 50.86
2016-06-02 13:00:00 | 0.089326 | 0.12923 | 0.83028 | 25.95 | -25.9499 | -25.95 | 1000 | 1000 | 25.95 | 48.18
2016-06-02 14:00:00 | 0.089326 | 0.12923 | 0.73403 | 25.92 | -25.9199 | -25.92 | 1000 | 1000 | 25.92 | 46.33
2016-06-02 15:00:00 | 0.089326 | 0.12923 | 0.68907 | 28.22 | -28.2199 | -28.22 | 1000 | 1000 | 28.22 | 44.93
2016-06-02 16:00:00 | 0.089326 | 0.12923 | 0.6725 | 31.84 | -31.8399 | -31.84 | 1000 | 1000 | 31.84 | 46.88
2016-06-02 17:00:00 | 0.089326 | 0.12923 | 0.69967 | 32.96 | -32.9599 | -32.96 | 1000 | 1000 | 32.96 | 52.16
2016-06-02 18:00:00 | 0.089326 | 0.12923 | 0.75257 | 31.96 | -31.9599 | -31.96 | 1000 | 1000 | 31.96 | 53.37
2016-06-02 19:00:00 | 0.089326 | 0.12923 | 0.80864 | 29.46 | -29.4599 | -29.46 | 1000 | 1000 | 29.46 | 54.25
2016-06-02 20:00:00 | 0.089326 | 0.12923 | 0.80522 | 29.16 | -29.1599 | -29.16 | 1000 | 1000 | 29.16 | 54.33
2016-06-02 21:00:00 | 0.089326 | 0.12923 | 0.76479 | 24.59 | -24.5899 | -24.59 | 1000 | 1000 | 24.59 | 56.08
2016-06-02 22:00:00 | 0.089326 | 0.12923 | 0.70234 | 24.1 | -24.0999 | -24.1 | 1000 | 1000 | 24.1 | 55.13
2016-06-02 23:00:00 | 0.089326 | 0.12923 | 0.55862 | 21.68 | -21.6799 | -21.68 | 1000 | 1000 | 21.68 | 52.33
2016-06-03 00:00:00 | 0.089326 | 0.12923 | 0.38499 | 21.22 | -21.2199 | -21.22 | 1000 | 1000 | 21.22 | 49.17
2016-06-03 01:00:00 | 0.089326 | 0.12923 | 0.29435 | 20.64 | -20.6399 | -20.64 | 1000 | 1000 | 20.64 | 45.4
2016-06-03 02:00:00 | 0.089326 | 0.12923 | 0.26838 | 20.9 | -20.8999 | -20.9 | 1000 | 1000 | 20.9 | 44.91
2016-06-03 03:00:00 | 0.089326 | 0.12923 | 0.25636 | 22.5 | -22.4999 | -22.5 | 1000 | 1000 | 22.5 | 43.66
2016-06-03 04:00:00 | 0.089326 | 0.12923 | 0.27574 | 27.46 | -27.4599 | -27.46 | 1000 | 1000 | 27.46 | 44.91
2016-06-03 05:00:00 | 0.089326 | 0.12923 | 0.32711 | 35.45 | -35.4499 | -35.45 | 1000 | 1000 | 35.45 | 48.43
2016-06-03 06:00:00 | 0.089326 | 0.12923 | 0.49677 | 40.08 | -40.0799 | -40.08 | 1000 | 1000 | 40.08 | 52.48
2016-06-03 07:00:00 | 0.089326 | 0.12923 | 0.66071 | 39.93 | -39.9299 | -39.93 | 1000 | 1000 | 39.93 | 55.79
2016-06-03 08:00:00 | 0.089326 | 0.12923 | 0.77487 | 36.44 | -36.4399 | -36.44 | 1000 | 1000 | 36.44 | 58.38
2016-06-03 09:00:00 | 0.089326 | 0.12923 | 0.82093 | 35.64 | -35.6399 | -35.64 | 1000 | 1000 | 35.64 | 59.92
2016-06-03 10:00:00 | 0.089326 | 0.12923 | 0.80488 | 30.92 | -30.9199 | -30.92 | 1000 | 1000 | 30.92 | 57.81
2016-06-03 11:00:00 | 0.089326 | 0.12923 | 0.82247 | 27.77 | -27.7699 | -27.77 | 1000 | 1000 | 27.77 | 58.03
2016-06-03 12:00:00 | 0.089326 | 0.12923 | 0.87793 | 25.28 | -25.2799 | -25.28 | 1000 | 1000 | 25.28 | 58.11
2016-06-03 13:00:00 | 0.089326 | 0.12923 | 0.83028 | 25.26 | -25.2599 | -25.26 | 1000 | 1000 | 25.26 | 55.53
2016-06-03 14:00:00 | 0.089326 | 0.12923 | 0.73403 | 25.49 | -25.4899 | -25.49 | 1000 | 1000 | 25.49 | 54.4
2016-06-03 15:00:00 | 0.089326 | 0.12923 | 0.68907 | 28 | -27.9999 | -28 | 1000 | 1000 | 28 | 52.46
2016-06-03 16:00:00 | 0.089326 | 0.12923 | 0.6725 | 31.82 | -31.8199 | -31.82 | 1000 | 1000 | 31.82 | 52.86
2016-06-03 17:00:00 | 0.089326 | 0.12923 | 0.69967 | 33.61 | -33.6099 | -33.61 | 1000 | 1000 | 33.61 | 54.3
2016-06-03 18:00:00 | 0.089326 | 0.12923 | 0.75257 | 31.98 | -31.9799 | -31.98 | 1000 | 1000 | 31.98 | 55.11
2016-06-03 19:00:00 | 0.089326 | 0.12923 | 0.80864 | 30.66 | -30.6599 | -30.66 | 1000 | 1000 | 30.66 | 58.35
2016-06-03 20:00:00 | 0.089326 | 0.12923 | 0.80522 | 32.16 | -32.1599 | -32.16 | 1000 | 1000 | 32.16 | 55.14
2016-06-03 21:00:00 | 0.089326 | 0.12923 | 0.76479 | 28.94 | -28.9399 | -28.94 | 1000 | 1000 | 28.94 | 55.03
2016-06-03 22:00:00 | 0.089326 | 0.12923 | 0.70234 | 23.72 | -23.7199 | -23.72 | 1000 | 1000 | 23.72 | 61.26
2016-06-03 23:00:00 | 0.09898 | 0.13846 | 0.55862 | 23.21 | -23.2099 | -23.21 | 1000 | 1000 | 23.21 | 53.86
2016-06-04 00:00:00 | 0.11507 | 0.15385 | 0.43448 | 21.63 | -21.6299 | -21.63 | 1000 | 1000 | 21.63 | 50.34
2016-06-04 01:00:00 | 0.10863 | 0.14769 | 0.35271 | 21.29 | -21.2899 | -21.29 | 1000 | 1000 | 21.29 | 46.91
2016-06-04 02:00:00 | 0.13116 | 0.16923 | 0.29453 | 21.26 | -21.2599 | -21.26 | 1000 | 1000 | 21.26 | 45.01
2016-06-04 03:00:00 | 0.14081 | 0.17846 | 0.28312 | 21.3 | -21.2999 | -21.3 | 1000 | 1000 | 21.3 | 44.92
2016-06-04 04:00:00 | 0.12472 | 0.16308 | 0.28766 | 21.53 | -21.5299 | -21.53 | 1000 | 1000 | 21.53 | 43.93
2016-06-04 05:00:00 | 0.089326 | 0.12923 | 0.29561 | 23.5 | -23.4999 | -23.5 | 1000 | 1000 | 23.5 | 44.95
2016-06-04 06:00:00 | 0.089326 | 0.12923 | 0.35179 | 27.49 | -27.4899 | -27.49 | 1000 | 1000 | 27.49 | 46.9
2016-06-04 07:00:00 | 0.089326 | 0.12923 | 0.5156 | 28.98 | -28.9799 | -28.98 | 1000 | 1000 | 28.98 | 50.91
2016-06-04 08:00:00 | 0.089326 | 0.12923 | 0.71509 | 26.56 | -26.5599 | -26.56 | 1000 | 1000 | 26.56 | 52.65
2016-06-04 09:00:00 | 0.089326 | 0.12923 | 0.84809 | 26.91 | -26.9099 | -26.91 | 1000 | 1000 | 26.91 | 53.75
2016-06-04 10:00:00 | 0.089326 | 0.12923 | 0.89163 | 25.73 | -25.7299 | -25.73 | 1000 | 1000 | 25.73 | 55.93
2016-06-04 11:00:00 | 0.089326 | 0.12923 | 0.92322 | 22.78 | -22.7799 | -22.78 | 1000 | 1000 | 22.78 | 55.94
2016-06-04 12:00:00 | 0.089326 | 0.12923 | 0.96569 | 21.58 | -21.5799 | -21.58 | 1000 | 1000 | 21.58 | 53.98
2016-06-04 13:00:00 | 0.089326 | 0.12923 | 0.9165 | 21.41 | -21.4099 | -21.41 | 1000 | 1000 | 21.41 | 52.46
2016-06-04 14:00:00 | 0.089326 | 0.12923 | 0.79457 | 21.53 | -21.5299 | -21.53 | 1000 | 1000 | 21.53 | 51.27
2016-06-04 15:00:00 | 0.089326 | 0.12923 | 0.72708 | 25.29 | -25.2899 | -25.29 | 1000 | 1000 | 25.29 | 50.49
2016-06-04 16:00:00 | 0.089326 | 0.12923 | 0.70007 | 28.19 | -28.1899 | -28.19 | 1000 | 1000 | 28.19 | 49.99
2016-06-04 17:00:00 | 0.089326 | 0.12923 | 0.71577 | 30.07 | -30.0699 | -30.07 | 1000 | 1000 | 30.07 | 51.61
2016-06-04 18:00:00 | 0.089326 | 0.12923 | 0.79423 | 29.87 | -29.8699 | -29.87 | 1000 | 1000 | 29.87 | 52.87
2016-06-04 19:00:00 | 0.089326 | 0.12923 | 0.85492 | 29.88 | -29.8799 | -29.88 | 1000 | 1000 | 29.88 | 53.91
2016-06-04 20:00:00 | 0.089326 | 0.12923 | 0.82777 | 30.99 | -30.9899 | -30.99 | 1000 | 1000 | 30.99 | 52.48
2016-06-04 21:00:00 | 0.089326 | 0.12923 | 0.74686 | 28.88 | -28.8799 | -28.88 | 1000 | 1000 | 28.88 | 52.32
2016-06-04 22:00:00 | 0.089326 | 0.12923 | 0.71732 | 24.43 | -24.4299 | -24.43 | 1000 | 1000 | 24.43 | 53.24
2016-06-04 23:00:00 | 0.095762 | 0.13538 | 0.60822 | 22 | -21.9999 | -22 | 1000 | 1000 | 22 | 51
2016-06-05 00:00:00 | 0.10542 | 0.14462 | 0.45214 | 20.08 | -20.0799 | -20.08 | 1000 | 1000 | 20.08 | 49.91
2016-06-05 01:00:00 | 0.13438 | 0.17231 | 0.34401 | 19.08 | -19.0799 | -19.08 | 1000 | 1000 | 19.08 | 46.13
2016-06-05 02:00:00 | 0.14725 | 0.18462 | 0.28601 | 18.03 | -18.0299 | -18.03 | 1000 | 1000 | 18.03 | 44.12
2016-06-05 03:00:00 | 0.16977 | 0.20615 | 0.26624 | 16.61 | -16.6099 | -16.61 | 1000 | 1000 | 16.61 | 41.15
2016-06-05 04:00:00 | 0.14081 | 0.17846 | 0.26199 | 16.09 | -16.0899 | -16.09 | 1000 | 1000 | 16.09 | 41.15
2016-06-05 05:00:00 | 0.089326 | 0.12923 | 0.25637 | 17.78 | -17.7799 | -17.78 | 1000 | 1000 | 17.78 | 42.07
2016-06-05 06:00:00 | 0.089326 | 0.12923 | 0.26819 | 17.89 | -17.8899 | -17.89 | 1000 | 1000 | 17.89 | 44.51
2016-06-05 07:00:00 | 0.089326 | 0.12923 | 0.35225 | 17.08 | -17.0799 | -17.08 | 1000 | 1000 | 17.08 | 46.17
2016-06-05 08:00:00 | 0.089326 | 0.12923 | 0.53724 | 17.84 | -17.8399 | -17.84 | 1000 | 1000 | 17.84 | 48.22
2016-06-05 09:00:00 | 0.089326 | 0.12923 | 0.74695 | 18.48 | -18.4799 | -18.48 | 1000 | 1000 | 18.48 | 49.61
2016-06-05 10:00:00 | 0.089326 | 0.12923 | 0.86788 | 17.94 | -17.9399 | -17.94 | 1000 | 1000 | 17.94 | 50.47
2016-06-05 11:00:00 | 0.089326 | 0.12923 | 0.95599 | 15.15 | -15.1499 | -15.15 | 1000 | 1000 | 15.15 | 51.69
2016-06-05 12:00:00 | 0.089326 | 0.12923 | 0.97702 | 14.47 | -14.4699 | -14.47 | 1000 | 1000 | 14.47 | 51.26
2016-06-05 13:00:00 | 0.089326 | 0.12923 | 0.83282 | 14.03 | -14.0299 | -14.03 | 1000 | 1000 | 14.03 | 49.87
2016-06-05 14:00:00 | 0.089326 | 0.12923 | 0.69241 | 14.54 | -14.5399 | -14.54 | 1000 | 1000 | 14.54 | 46.71
2016-06-05 15:00:00 | 0.089326 | 0.12923 | 0.59885 | 18.62 | -18.6199 | -18.62 | 1000 | 1000 | 18.62 | 45.6
2016-06-05 16:00:00 | 0.089326 | 0.12923 | 0.52621 | 23.91 | -23.9099 | -23.91 | 1000 | 1000 | 23.91 | 47.82
2016-06-05 17:00:00 | 0.089326 | 0.12923 | 0.53897 | 26.92 | -26.9199 | -26.92 | 1000 | 1000 | 26.92 | 51.08
2016-06-05 18:00:00 | 0.089326 | 0.12923 | 0.62018 | 28.85 | -28.8499 | -28.85 | 1000 | 1000 | 28.85 | 52.64
2016-06-05 19:00:00 | 0.089326 | 0.12923 | 0.73239 | 29.14 | -29.1399 | -29.14 | 1000 | 1000 | 29.14 | 53.67
2016-06-05 20:00:00 | 0.089326 | 0.12923 | 0.76848 | 30.74 | -30.7399 | -30.74 | 1000 | 1000 | 30.74 | 53.74
2016-06-05 21:00:00 | 0.089326 | 0.12923 | 0.7291 | 27.93 | -27.9299 | -27.93 | 1000 | 1000 | 27.93 | 53.83
2016-06-05 22:00:00 | 0.089326 | 0.12923 | 0.67717 | 24.59 | -24.5899 | -24.59 | 1000 | 1000 | 24.59 | 56.03
2016-06-05 23:00:00 | 0.089326 | 0.12923 | 0.53066 | 22.76 | -22.7599 | -22.76 | 1000 | 1000 | 22.76 | 51.03
2016-06-06 00:00:00 | 0.10542 | 0.14462 | 0.38499 | 21.87 | -21.8699 | -21.87 | 1000 | 1000 | 21.87 | 48.53
2016-06-06 01:00:00 | 0.13116 | 0.16923 | 0.29435 | 21.19 | -21.1899 | -21.19 | 1000 | 1000 | 21.19 | 44.88
2016-06-06 02:00:00 | 0.14403 | 0.18154 | 0.26838 | 21.15 | -21.1499 | -21.15 | 1000 | 1000 | 21.15 | 42.43
2016-06-06 03:00:00 | 0.16977 | 0.20615 | 0.25636 | 22.71 | -22.7099 | -22.71 | 1000 | 1000 | 22.71 | 41.15
2016-06-06 04:00:00 | 0.16977 | 0.20615 | 0.27574 | 29.98 | -29.9799 | -29.98 | 1000 | 1000 | 29.98 | 42.07
2016-06-06 05:00:00 | 0.13438 | 0.17231 | 0.32711 | 36.16 | -36.1599 | -36.16 | 1000 | 1000 | 36.16 | 46.21
2016-06-06 06:00:00 | 0.092544 | 0.13231 | 0.49677 | 37.82 | -37.8199 | -37.82 | 1000 | 1000 | 37.82 | 52.54
2016-06-06 07:00:00 | 0.089326 | 0.12923 | 0.66071 | 34.94 | -34.9399 | -34.94 | 1000 | 1000 | 34.94 | 65.48
2016-06-06 08:00:00 | 0.089326 | 0.12923 | 0.77487 | 32.57 | -32.5699 | -32.57 | 1000 | 1000 | 32.57 | 67.91
2016-06-06 09:00:00 | 0.089326 | 0.12923 | 0.82093 | 31.93 | -31.9299 | -31.93 | 1000 | 1000 | 31.93 | 68.08
2016-06-06 10:00:00 | 0.089326 | 0.12923 | 0.80488 | 28.63 | -28.6299 | -28.63 | 1000 | 1000 | 28.63 | 67.98
2016-06-06 11:00:00 | 0.089326 | 0.12923 | 0.82247 | 28.08 | -28.0799 | -28.08 | 1000 | 1000 | 28.08 | 69.41
2016-06-06 12:00:00 | 0.089326 | 0.12923 | 0.87793 | 28.78 | -28.7799 | -28.78 | 1000 | 1000 | 28.78 | 68.6
2016-06-06 13:00:00 | 0.089326 | 0.12923 | 0.83028 | 29.63 | -29.6299 | -29.63 | 1000 | 1000 | 29.63 | 68.62
2016-06-06 14:00:00 | 0.089326 | 0.12923 | 0.73403 | 30.99 | -30.9899 | -30.99 | 1000 | 1000 | 30.99 | 68.91
2016-06-06 15:00:00 | 0.089326 | 0.12923 | 0.68907 | 34.68 | -34.6799 | -34.68 | 1000 | 1000 | 34.68 | 65.69
2016-06-06 16:00:00 | 0.089326 | 0.12923 | 0.6725 | 38.76 | -38.7599 | -38.76 | 1000 | 1000 | 38.76 | 64.93
2016-06-06 17:00:00 | 0.089326 | 0.12923 | 0.69967 | 41.06 | -41.0599 | -41.06 | 1000 | 1000 | 41.06 | 68.08
2016-06-06 18:00:00 | 0.089326 | 0.12923 | 0.75257 | 37.31 | -37.3099 | -37.31 | 1000 | 1000 | 37.31 | 69.03
2016-06-06 19:00:00 | 0.10542 | 0.14462 | 0.80864 | 34.2 | -34.1999 | -34.2 | 1000 | 1000 | 34.2 | 67.95
2016-06-06 20:00:00 | 0.18908 | 0.22462 | 0.80522 | 33.81 | -33.8099 | -33.81 | 1000 | 1000 | 33.81 | 67.02
2016-06-06 21:00:00 | 0.21483 | 0.24923 | 0.76479 | 28.79 | -28.7899 | -28.79 | 1000 | 1000 | 28.79 | 67.81
2016-06-06 22:00:00 | 0.247 | 0.28 | 0.70234 | 24.85 | -24.8499 | -24.85 | 1000 | 1000 | 24.85 | 63.1
2016-06-06 23:00:00 | 0.26953 | 0.30154 | 0.55862 | 23.34 | -23.3399 | -23.34 | 1000 | 1000 | 23.34 | 53.12
2016-06-07 00:00:00 | 0.29849 | 0.32923 | 0.38499 | 22.59 | -22.5899 | -22.59 | 1000 | 1000 | 22.59 | 50.83
2016-06-07 01:00:00 | 0.36607 | 0.39385 | 0.29435 | 21.58 | -21.5799 | -21.58 | 1000 | 1000 | 21.58 | 48.89
2016-06-07 02:00:00 | 0.40468 | 0.43077 | 0.26838 | 21.67 | -21.6699 | -21.67 | 1000 | 1000 | 21.67 | 48
2016-06-07 03:00:00 | 0.39503 | 0.42154 | 0.25636 | 22.09 | -22.0899 | -22.09 | 1000 | 1000 | 22.09 | 46.24
2016-06-07 04:00:00 | 0.36285 | 0.39077 | 0.27574 | 29.68 | -29.6799 | -29.68 | 1000 | 1000 | 29.68 | 47.32
2016-06-07 05:00:00 | 0.23092 | 0.26462 | 0.32711 | 35.82 | -35.8199 | -35.82 | 1000 | 1000 | 35.82 | 49.55
2016-06-07 06:00:00 | 0.16656 | 0.20308 | 0.49677 | 39.48 | -39.4799 | -39.48 | 1000 | 1000 | 39.48 | 53.59
2016-06-07 07:00:00 | 0.095762 | 0.13538 | 0.66071 | 34.49 | -34.4899 | -34.49 | 1000 | 1000 | 34.49 | 68.04
2016-06-07 08:00:00 | 0.089326 | 0.12923 | 0.77487 | 29.15 | -29.1499 | -29.15 | 1000 | 1000 | 29.15 | 69.51
2016-06-07 09:00:00 | 0.089326 | 0.12923 | 0.82093 | 28.8 | -28.7999 | -28.8 | 1000 | 1000 | 28.8 | 68.92
2016-06-07 10:00:00 | 0.089326 | 0.12923 | 0.80488 | 25.94 | -25.9399 | -25.94 | 1000 | 1000 | 25.94 | 71.07
2016-06-07 11:00:00 | 0.089326 | 0.12923 | 0.82247 | 25.59 | -25.5899 | -25.59 | 1000 | 1000 | 25.59 | 72.92
2016-06-07 12:00:00 | 0.089326 | 0.12923 | 0.87793 | 25.18 | -25.1799 | -25.18 | 1000 | 1000 | 25.18 | 70.51
2016-06-07 13:00:00 | 0.089326 | 0.12923 | 0.83028 | 26.41 | -26.4099 | -26.41 | 1000 | 1000 | 26.41 | 69.14
2016-06-07 14:00:00 | 0.089326 | 0.12923 | 0.73403 | 27.53 | -27.5299 | -27.53 | 1000 | 1000 | 27.53 | 69.98
2016-06-07 15:00:00 | 0.089326 | 0.12923 | 0.68907 | 32.13 | -32.1299 | -32.13 | 1000 | 1000 | 32.13 | 71.31
2016-06-07 16:00:00 | 0.089326 | 0.12923 | 0.6725 | 36.02 | -36.0199 | -36.02 | 1000 | 1000 | 36.02 | 71.31
2016-06-07 17:00:00 | 0.089326 | 0.12923 | 0.69967 | 38.48 | -38.4799 | -38.48 | 1000 | 1000 | 38.48 | 69.41
2016-06-07 18:00:00 | 0.089326 | 0.12923 | 0.75257 | 34.9 | -34.8999 | -34.9 | 1000 | 1000 | 34.9 | 69.02
2016-06-07 19:00:00 | 0.089326 | 0.12923 | 0.80864 | 32.97 | -32.9699 | -32.97 | 1000 | 1000 | 32.97 | 68.96
2016-06-07 20:00:00 | 0.089326 | 0.12923 | 0.80522 | 32.59 | -32.5899 | -32.59 | 1000 | 1000 | 32.59 | 67.08
2016-06-07 21:00:00 | 0.089326 | 0.12923 | 0.76479 | 27.54 | -27.5399 | -27.54 | 1000 | 1000 | 27.54 | 63.73
2016-06-07 22:00:00 | 0.089326 | 0.12923 | 0.70234 | 25.98 | -25.9799 | -25.98 | 1000 | 1000 | 25.98 | 58.49
2016-06-07 23:00:00 | 0.11185 | 0.15077 | 0.55862 | 23.89 | -23.8899 | -23.89 | 1000 | 1000 | 23.89 | 51.23
2016-06-08 00:00:00 | 0.1376 | 0.17538 | 0.38499 | 22.83 | -22.8299 | -22.83 | 1000 | 1000 | 22.83 | 50.2
2016-06-08 01:00:00 | 0.18586 | 0.22154 | 0.29435 | 21.68 | -21.6799 | -21.68 | 1000 | 1000 | 21.68 | 48.58
2016-06-08 02:00:00 | 0.16656 | 0.20308 | 0.26838 | 21.54 | -21.5399 | -21.54 | 1000 | 1000 | 21.54 | 46.11
2016-06-08 03:00:00 | 0.16334 | 0.2 | 0.25636 | 23.38 | -23.3799 | -23.38 | 1000 | 1000 | 23.38 | 45.84
2016-06-08 04:00:00 | 0.15368 | 0.19077 | 0.27574 | 28.21 | -28.2099 | -28.21 | 1000 | 1000 | 28.21 | 45.8
2016-06-08 05:00:00 | 0.089326 | 0.12923 | 0.32711 | 35.07 | -35.0699 | -35.07 | 1000 | 1000 | 35.07 | 48.94
2016-06-08 06:00:00 | 0.089326 | 0.12923 | 0.49677 | 41.31 | -41.3099 | -41.31 | 1000 | 1000 | 41.31 | 57.66
2016-06-08 07:00:00 | 0.089326 | 0.12923 | 0.66071 | 37.33 | -37.3299 | -37.33 | 1000 | 1000 | 37.33 | 70.26
2016-06-08 08:00:00 | 0.089326 | 0.12923 | 0.77487 | 34.25 | -34.2499 | -34.25 | 1000 | 1000 | 34.25 | 77.98
2016-06-08 09:00:00 | 0.089326 | 0.12923 | 0.82093 | 32.99 | -32.9899 | -32.99 | 1000 | 1000 | 32.99 | 76.07
2016-06-08 10:00:00 | 0.089326 | 0.12923 | 0.80488 | 28.52 | -28.5199 | -28.52 | 1000 | 1000 | 28.52 | 79.09
2016-06-08 11:00:00 | 0.089326 | 0.12923 | 0.82247 | 27.6 | -27.5999 | -27.6 | 1000 | 1000 | 27.6 | 84.94
2016-06-08 12:00:00 | 0.089326 | 0.12923 | 0.87793 | 27.18 | -27.1799 | -27.18 | 1000 | 1000 | 27.18 | 74.83
2016-06-08 13:00:00 | 0.089326 | 0.12923 | 0.83028 | 26.37 | -26.3699 | -26.37 | 1000 | 1000 | 26.37 | 74.92
2016-06-08 14:00:00 | 0.089326 | 0.12923 | 0.73403 | 26 | -25.9999 | -26 | 1000 | 1000 | 26 | 71.53
2016-06-08 15:00:00 | 0.089326 | 0.12923 | 0.68907 | 28.24 | -28.2399 | -28.24 | 1000 | 1000 | 28.24 | 68.89
2016-06-08 16:00:00 | 0.089326 | 0.12923 | 0.6725 | 30.68 | -30.6799 | -30.68 | 1000 | 1000 | 30.68 | 62.04
2016-06-08 17:00:00 | 0.089326 | 0.12923 | 0.69967 | 32.9 | -32.8999 | -32.9 | 1000 | 1000 | 32.9 | 57.71
2016-06-08 18:00:00 | 0.089326 | 0.12923 | 0.75257 | 32.12 | -32.1199 | -32.12 | 1000 | 1000 | 32.12 | 55.39
2016-06-08 19:00:00 | 0.089326 | 0.12923 | 0.80864 | 32.55 | -32.5499 | -32.55 | 1000 | 1000 | 32.55 | 52.96
2016-06-08 20:00:00 | 0.089326 | 0.12923 | 0.80522 | 30.9 | -30.8999 | -30.9 | 1000 | 1000 | 30.9 | 52.86
2016-06-08 21:00:00 | 0.089326 | 0.12923 | 0.76479 | 26.5 | -26.4999 | -26.5 | 1000 | 1000 | 26.5 | 53.71
2016-06-08 22:00:00 | 0.089326 | 0.12923 | 0.70234 | 23.67 | -23.6699 | -23.67 | 1000 | 1000 | 23.67 | 54.57
2016-06-08 23:00:00 | 0.092544 | 0.13231 | 0.55862 | 21.87 | -21.8699 | -21.87 | 1000 | 1000 | 21.87 | 50.91
2016-06-09 00:00:00 | 0.092544 | 0.13231 | 0.38499 | 20.81 | -20.8099 | -20.81 | 1000 | 1000 | 20.81 | 47.88
2016-06-09 01:00:00 | 0.092544 | 0.13231 | 0.29435 | 20.58 | -20.5799 | -20.58 | 1000 | 1000 | 20.58 | 43.89
2016-06-09 02:00:00 | 0.10863 | 0.14769 | 0.26838 | 21.11 | -21.1099 | -21.11 | 1000 | 1000 | 21.11 | 39.61
2016-06-09 03:00:00 | 0.15047 | 0.18769 | 0.25636 | 23.06 | -23.0599 | -23.06 | 1000 | 1000 | 23.06 | 39.28
2016-06-09 04:00:00 | 0.13438 | 0.17231 | 0.27574 | 28.03 | -28.0299 | -28.03 | 1000 | 1000 | 28.03 | 42.01
2016-06-09 05:00:00 | 0.12151 | 0.16 | 0.32711 | 33.97 | -33.9699 | -33.97 | 1000 | 1000 | 33.97 | 46.61
2016-06-09 06:00:00 | 0.12794 | 0.16615 | 0.49677 | 43.08 | -43.0799 | -43.08 | 1000 | 1000 | 43.08 | 51.12
2016-06-09 07:00:00 | 0.089326 | 0.12923 | 0.66071 | 44 | -43.9999 | -44 | 1000 | 1000 | 44 | 54.81
2016-06-09 08:00:00 | 0.089326 | 0.12923 | 0.77487 | 42.89 | -42.8899 | -42.89 | 1000 | 1000 | 42.89 | 58.65
2016-06-09 09:00:00 | 0.089326 | 0.12923 | 0.82093 | 41.4 | -41.3999 | -41.4 | 1000 | 1000 | 41.4 | 58.84
2016-06-09 10:00:00 | 0.089326 | 0.12923 | 0.80488 | 34.99 | -34.9899 | -34.99 | 1000 | 1000 | 34.99 | 61.51
2016-06-09 11:00:00 | 0.089326 | 0.12923 | 0.82247 | 33.93 | -33.9299 | -33.93 | 1000 | 1000 | 33.93 | 65.58
2016-06-09 12:00:00 | 0.089326 | 0.12923 | 0.87793 | 30.2 | -30.1999 | -30.2 | 1000 | 1000 | 30.2 | 65.09
2016-06-09 13:00:00 | 0.089326 | 0.12923 | 0.83028 | 27.34 | -27.3399 | -27.34 | 1000 | 1000 | 27.34 | 65.12
2016-06-09 14:00:00 | 0.089326 | 0.12923 | 0.73403 | 27.01 | -27.0099 | -27.01 | 1000 | 1000 | 27.01 | 61.72
2016-06-09 15:00:00 | 0.089326 | 0.12923 | 0.68907 | 28.84 | -28.8399 | -28.84 | 1000 | 1000 | 28.84 | 60
2016-06-09 16:00:00 | 0.089326 | 0.12923 | 0.6725 | 32.95 | -32.9499 | -32.95 | 1000 | 1000 | 32.95 | 61.8
2016-06-09 17:00:00 | 0.089326 | 0.12923 | 0.69967 | 34.94 | -34.9399 | -34.94 | 1000 | 1000 | 34.94 | 59.69
2016-06-09 18:00:00 | 0.089326 | 0.12923 | 0.75257 | 33.7 | -33.6999 | -33.7 | 1000 | 1000 | 33.7 | 59.78
2016-06-09 19:00:00 | 0.089326 | 0.12923 | 0.80864 | 31.51 | -31.5099 | -31.51 | 1000 | 1000 | 31.51 | 61.24
2016-06-09 20:00:00 | 0.13116 | 0.16923 | 0.80522 | 30.49 | -30.4899 | -30.49 | 1000 | 1000 | 30.49 | 64.5
2016-06-09 21:00:00 | 0.19552 | 0.23077 | 0.76479 | 25.89 | -25.8899 | -25.89 | 1000 | 1000 | 25.89 | 62.51
2016-06-09 22:00:00 | 0.24057 | 0.27385 | 0.70234 | 23.55 | -23.5499 | -23.55 | 1000 | 1000 | 23.55 | 55.86
2016-06-09 23:00:00 | 0.18908 | 0.22462 | 0.55862 | 21.57 | -21.5699 | -21.57 | 1000 | 1000 | 21.57 | 51.35
2016-06-10 00:00:00 | 0.15368 | 0.19077 | 0.38499 | 21.03 | -21.0299 | -21.03 | 1000 | 1000 | 21.03 | 48.54
2016-06-10 01:00:00 | 0.16012 | 0.19692 | 0.29435 | 19.91 | -19.9099 | -19.91 | 1000 | 1000 | 19.91 | 46.76
2016-06-10 02:00:00 | 0.1923 | 0.22769 | 0.26838 | 19.16 | -19.1599 | -19.16 | 1000 | 1000 | 19.16 | 44.51
2016-06-10 03:00:00 | 0.17299 | 0.20923 | 0.25636 | 20.97 | -20.9699 | -20.97 | 1000 | 1000 | 20.97 | 42.32
2016-06-10 04:00:00 | 0.22448 | 0.25846 | 0.27574 | 27.25 | -27.2499 | -27.25 | 1000 | 1000 | 27.25 | 43.75
2016-06-10 05:00:00 | 0.20195 | 0.23692 | 0.32711 | 33.94 | -33.9399 | -33.94 | 1000 | 1000 | 33.94 | 47.08
2016-06-10 06:00:00 | 0.17943 | 0.21538 | 0.49677 | 35.95 | -35.9499 | -35.95 | 1000 | 1000 | 35.95 | 52.61
2016-06-10 07:00:00 | 0.11185 | 0.15077 | 0.66071 | 30.97 | -30.9699 | -30.97 | 1000 | 1000 | 30.97 | 66.74
2016-06-10 08:00:00 | 0.089326 | 0.12923 | 0.77487 | 24.68 | -24.6799 | -24.68 | 1000 | 1000 | 24.68 | 66.98
2016-06-10 09:00:00 | 0.089326 | 0.12923 | 0.82093 | 24.47 | -24.4699 | -24.47 | 1000 | 1000 | 24.47 | 66.7
2016-06-10 10:00:00 | 0.089326 | 0.12923 | 0.80488 | 22.52 | -22.5199 | -22.52 | 1000 | 1000 | 22.52 | 67.43
2016-06-10 11:00:00 | 0.089326 | 0.12923 | 0.82247 | 21.37 | -21.3699 | -21.37 | 1000 | 1000 | 21.37 | 69.02
2016-06-10 12:00:00 | 0.089326 | 0.12923 | 0.87793 | 21.06 | -21.0599 | -21.06 | 1000 | 1000 | 21.06 | 67.89
2016-06-10 13:00:00 | 0.089326 | 0.12923 | 0.83028 | 21.8 | -21.7999 | -21.8 | 1000 | 1000 | 21.8 | 67.01
2016-06-10 14:00:00 | 0.089326 | 0.12923 | 0.73403 | 23.09 | -23.0899 | -23.09 | 1000 | 1000 | 23.09 | 64.51
2016-06-10 15:00:00 | 0.089326 | 0.12923 | 0.68907 | 26.29 | -26.2899 | -26.29 | 1000 | 1000 | 26.29 | 61.95
2016-06-10 16:00:00 | 0.089326 | 0.12923 | 0.6725 | 30.01 | -30.0099 | -30.01 | 1000 | 1000 | 30.01 | 62.01
2016-06-10 17:00:00 | 0.089326 | 0.12923 | 0.69967 | 32.85 | -32.8499 | -32.85 | 1000 | 1000 | 32.85 | 64.91
2016-06-10 18:00:00 | 0.089326 | 0.12923 | 0.75257 | 32.06 | -32.0599 | -32.06 | 1000 | 1000 | 32.06 | 65.12
2016-06-10 19:00:00 | 0.089326 | 0.12923 | 0.80864 | 31.67 | -31.6699 | -31.67 | 1000 | 1000 | 31.67 | 65.95
2016-06-10 20:00:00 | 0.17621 | 0.21231 | 0.80522 | 32.86 | -32.8599 | -32.86 | 1000 | 1000 | 32.86 | 64.92
2016-06-10 21:00:00 | 0.18908 | 0.22462 | 0.76479 | 29.45 | -29.4499 | -29.45 | 1000 | 1000 | 29.45 | 59.03
2016-06-10 22:00:00 | 0.18265 | 0.21846 | 0.70234 | 26.14 | -26.1399 | -26.14 | 1000 | 1000 | 26.14 | 54.97
2016-06-10 23:00:00 | 0.17943 | 0.21538 | 0.55862 | 24.2 | -24.1999 | -24.2 | 1000 | 1000 | 24.2 | 52.09
2016-06-11 00:00:00 | 0.19552 | 0.23077 | 0.43448 | 23.01 | -23.0099 | -23.01 | 1000 | 1000 | 23.01 | 50.51
2016-06-11 01:00:00 | 0.25666 | 0.28923 | 0.35271 | 21.57 | -21.5699 | -21.57 | 1000 | 1000 | 21.57 | 47.51
2016-06-11 02:00:00 | 0.29206 | 0.32308 | 0.29453 | 21.71 | -21.7099 | -21.71 | 1000 | 1000 | 21.71 | 46.16
2016-06-11 03:00:00 | 0.32424 | 0.35385 | 0.28312 | 21.25 | -21.2499 | -21.25 | 1000 | 1000 | 21.25 | 46.91
2016-06-11 04:00:00 | 0.30171 | 0.33231 | 0.28766 | 21.82 | -21.8199 | -21.82 | 1000 | 1000 | 21.82 | 45.66
2016-06-11 05:00:00 | 0.20839 | 0.24308 | 0.29561 | 22.85 | -22.8499 | -22.85 | 1000 | 1000 | 22.85 | 44.97
2016-06-11 06:00:00 | 0.13438 | 0.17231 | 0.35179 | 26.06 | -26.0599 | -26.06 | 1000 | 1000 | 26.06 | 44.51
2016-06-11 07:00:00 | 0.089326 | 0.12923 | 0.5156 | 29.47 | -29.4699 | -29.47 | 1000 | 1000 | 29.47 | 48.83
2016-06-11 08:00:00 | 0.089326 | 0.12923 | 0.71509 | 29.46 | -29.4599 | -29.46 | 1000 | 1000 | 29.46 | 54.3
2016-06-11 09:00:00 | 0.089326 | 0.12923 | 0.84809 | 30.03 | -30.0299 | -30.03 | 1000 | 1000 | 30.03 | 59.02
2016-06-11 10:00:00 | 0.089326 | 0.12923 | 0.89163 | 28.49 | -28.4899 | -28.49 | 1000 | 1000 | 28.49 | 61.17
2016-06-11 11:00:00 | 0.089326 | 0.12923 | 0.92322 | 25.69 | -25.6899 | -25.69 | 1000 | 1000 | 25.69 | 60.99
2016-06-11 12:00:00 | 0.089326 | 0.12923 | 0.96569 | 23.85 | -23.8499 | -23.85 | 1000 | 1000 | 23.85 | 56.9
2016-06-11 13:00:00 | 0.089326 | 0.12923 | 0.9165 | 23.8 | -23.7999 | -23.8 | 1000 | 1000 | 23.8 | 53.2
2016-06-11 14:00:00 | 0.089326 | 0.12923 | 0.79457 | 24.06 | -24.0599 | -24.06 | 1000 | 1000 | 24.06 | 51.23
2016-06-11 15:00:00 | 0.089326 | 0.12923 | 0.72708 | 27.92 | -27.9199 | -27.92 | 1000 | 1000 | 27.92 | 48.53
2016-06-11 16:00:00 | 0.089326 | 0.12923 | 0.70007 | 30.23 | -30.2299 | -30.23 | 1000 | 1000 | 30.23 | 49.14
2016-06-11 17:00:00 | 0.089326 | 0.12923 | 0.71577 | 31.47 | -31.4699 | -31.47 | 1000 | 1000 | 31.47 | 52.03
2016-06-11 18:00:00 | 0.089326 | 0.12923 | 0.79423 | 31.85 | -31.8499 | -31.85 | 1000 | 1000 | 31.85 | 55.74
2016-06-11 19:00:00 | 0.14081 | 0.17846 | 0.85492 | 29.47 | -29.4699 | -29.47 | 1000 | 1000 | 29.47 | 60
2016-06-11 20:00:00 | 0.20517 | 0.24 | 0.82777 | 30.94 | -30.9399 | -30.94 | 1000 | 1000 | 30.94 | 57.85
2016-06-11 21:00:00 | 0.23092 | 0.26462 | 0.74686 | 27.73 | -27.7299 | -27.73 | 1000 | 1000 | 27.73 | 59.87
2016-06-11 22:00:00 | 0.24379 | 0.27692 | 0.71732 | 22.74 | -22.7399 | -22.74 | 1000 | 1000 | 22.74 | 61.19
2016-06-11 23:00:00 | 0.26631 | 0.29846 | 0.60822 | 18.6 | -18.5999 | -18.6 | 1000 | 1000 | 18.6 | 54.53
2016-06-12 00:00:00 | 0.30171 | 0.33231 | 0.45214 | 18.58 | -18.5799 | -18.58 | 1000 | 1000 | 18.58 | 50
2016-06-12 01:00:00 | 0.33389 | 0.36308 | 0.34401 | 18.58 | -18.5799 | -18.58 | 1000 | 1000 | 18.58 | 47.65
2016-06-12 02:00:00 | 0.34354 | 0.37231 | 0.28601 | 18.54 | -18.5399 | -18.54 | 1000 | 1000 | 18.54 | 45.99
2016-06-12 03:00:00 | 0.33067 | 0.36 | 0.26624 | 17.5 | -17.4999 | -17.5 | 1000 | 1000 | 17.5 | 44.71
2016-06-12 04:00:00 | 0.32424 | 0.35385 | 0.26199 | 17.58 | -17.5799 | -17.58 | 1000 | 1000 | 17.58 | 41
2016-06-12 05:00:00 | 0.27918 | 0.31077 | 0.25637 | 19.16 | -19.1599 | -19.16 | 1000 | 1000 | 19.16 | 38.14
2016-06-12 06:00:00 | 0.22126 | 0.25538 | 0.26819 | 21.57 | -21.5699 | -21.57 | 1000 | 1000 | 21.57 | 35.11
2016-06-12 07:00:00 | 0.18265 | 0.21846 | 0.35225 | 22.91 | -22.9099 | -22.91 | 1000 | 1000 | 22.91 | 41.88
2016-06-12 08:00:00 | 0.11507 | 0.15385 | 0.53724 | 21.19 | -21.1899 | -21.19 | 1000 | 1000 | 21.19 | 44.14
2016-06-12 09:00:00 | 0.089326 | 0.12923 | 0.74695 | 25.3 | -25.2999 | -25.3 | 1000 | 1000 | 25.3 | 48.54
2016-06-12 10:00:00 | 0.089326 | 0.12923 | 0.86788 | 22.94 | -22.9399 | -22.94 | 1000 | 1000 | 22.94 | 51.15
2016-06-12 11:00:00 | 0.089326 | 0.12923 | 0.95599 | 19.16 | -19.1599 | -19.16 | 1000 | 1000 | 19.16 | 52.9
2016-06-12 12:00:00 | 0.089326 | 0.12923 | 0.97702 | 18.53 | -18.5299 | -18.53 | 1000 | 1000 | 18.53 | 51.36
2016-06-12 13:00:00 | 0.089326 | 0.12923 | 0.83282 | 19.07 | -19.0699 | -19.07 | 1000 | 1000 | 19.07 | 48.2
2016-06-12 14:00:00 | 0.089326 | 0.12923 | 0.69241 | 21.06 | -21.0599 | -21.06 | 1000 | 1000 | 21.06 | 46.86
2016-06-12 15:00:00 | 0.089326 | 0.12923 | 0.59885 | 23.93 | -23.9299 | -23.93 | 1000 | 1000 | 23.93 | 46.16
2016-06-12 16:00:00 | 0.089326 | 0.12923 | 0.52621 | 27.52 | -27.5199 | -27.52 | 1000 | 1000 | 27.52 | 47.78
2016-06-12 17:00:00 | 0.089326 | 0.12923 | 0.53897 | 29.78 | -29.7799 | -29.78 | 1000 | 1000 | 29.78 | 51
2016-06-12 18:00:00 | 0.089326 | 0.12923 | 0.62018 | 31.33 | -31.3299 | -31.33 | 1000 | 1000 | 31.33 | 58.58
2016-06-12 19:00:00 | 0.11185 | 0.15077 | 0.73239 | 29.4 | -29.3999 | -29.4 | 1000 | 1000 | 29.4 | 66.87
2016-06-12 20:00:00 | 0.16012 | 0.19692 | 0.76848 | 29.81 | -29.8099 | -29.81 | 1000 | 1000 | 29.81 | 64.97
2016-06-12 21:00:00 | 0.17299 | 0.20923 | 0.7291 | 23.24 | -23.2399 | -23.24 | 1000 | 1000 | 23.24 | 67.06
2016-06-12 22:00:00 | 0.17943 | 0.21538 | 0.67717 | 21.34 | -21.3399 | -21.34 | 1000 | 1000 | 21.34 | 67.1
2016-06-12 23:00:00 | 0.17943 | 0.21538 | 0.53066 | 19.46 | -19.4599 | -19.46 | 1000 | 1000 | 19.46 | 51.66
2016-06-13 00:00:00 | 0.18265 | 0.21846 | 0.38499 | 17.63 | -17.6299 | -17.63 | 1000 | 1000 | 17.63 | 47.98
2016-06-13 01:00:00 | 0.18908 | 0.22462 | 0.29435 | 18.37 | -18.3699 | -18.37 | 1000 | 1000 | 18.37 | 42.72
2016-06-13 02:00:00 | 0.1923 | 0.22769 | 0.26838 | 18.57 | -18.5699 | -18.57 | 1000 | 1000 | 18.57 | 38.06
2016-06-13 03:00:00 | 0.19552 | 0.23077 | 0.25636 | 21.03 | -21.0299 | -21.03 | 1000 | 1000 | 21.03 | 32.18
2016-06-13 04:00:00 | 0.18908 | 0.22462 | 0.27574 | 27.31 | -27.3099 | -27.31 | 1000 | 1000 | 27.31 | 32.8
2016-06-13 05:00:00 | 0.18908 | 0.22462 | 0.32711 | 33.49 | -33.4899 | -33.49 | 1000 | 1000 | 33.49 | 37.85
2016-06-13 06:00:00 | 0.17621 | 0.21231 | 0.49677 | 37.13 | -37.1299 | -37.13 | 1000 | 1000 | 37.13 | 45.56
2016-06-13 07:00:00 | 0.14725 | 0.18462 | 0.66071 | 39.91 | -39.9099 | -39.91 | 1000 | 1000 | 39.91 | 48.96
2016-06-13 08:00:00 | 0.095762 | 0.13538 | 0.77487 | 38.17 | -38.1699 | -38.17 | 1000 | 1000 | 38.17 | 51.81
2016-06-13 09:00:00 | 0.089326 | 0.12923 | 0.82093 | 39.09 | -39.0899 | -39.09 | 1000 | 1000 | 39.09 | 54.31
2016-06-13 10:00:00 | 0.089326 | 0.12923 | 0.80488 | 34.23 | -34.2299 | -34.23 | 1000 | 1000 | 34.23 | 57.22
2016-06-13 11:00:00 | 0.11829 | 0.15692 | 0.82247 | 32.32 | -32.3199 | -32.32 | 1000 | 1000 | 32.32 | 64.79
2016-06-13 12:00:00 | 0.1022 | 0.14154 | 0.87793 | 31.68 | -31.6799 | -31.68 | 1000 | 1000 | 31.68 | 62.95
2016-06-13 13:00:00 | 0.11185 | 0.15077 | 0.83028 | 30.89 | -30.8899 | -30.89 | 1000 | 1000 | 30.89 | 57.04
2016-06-13 14:00:00 | 0.12151 | 0.16 | 0.73403 | 29.38 | -29.3799 | -29.38 | 1000 | 1000 | 29.38 | 54.25
2016-06-13 15:00:00 | 0.12472 | 0.16308 | 0.68907 | 30.45 | -30.4499 | -30.45 | 1000 | 1000 | 30.45 | 53.29
2016-06-13 16:00:00 | 0.13116 | 0.16923 | 0.6725 | 31.75 | -31.7499 | -31.75 | 1000 | 1000 | 31.75 | 52.55
2016-06-13 17:00:00 | 0.13116 | 0.16923 | 0.69967 | 32.97 | -32.9699 | -32.97 | 1000 | 1000 | 32.97 | 54.98
2016-06-13 18:00:00 | 0.12472 | 0.16308 | 0.75257 | 32.58 | -32.5799 | -32.58 | 1000 | 1000 | 32.58 | 61.06
2016-06-13 19:00:00 | 0.11829 | 0.15692 | 0.80864 | 29.98 | -29.9799 | -29.98 | 1000 | 1000 | 29.98 | 64.74
2016-06-13 20:00:00 | 0.12472 | 0.16308 | 0.80522 | 29.31 | -29.3099 | -29.31 | 1000 | 1000 | 29.31 | 61.18
2016-06-13 21:00:00 | 0.12472 | 0.16308 | 0.76479 | 26.14 | -26.1399 | -26.14 | 1000 | 1000 | 26.14 | 61.16
2016-06-13 22:00:00 | 0.1376 | 0.17538 | 0.70234 | 24.82 | -24.8199 | -24.82 | 1000 | 1000 | 24.82 | 61.93
2016-06-13 23:00:00 | 0.14403 | 0.18154 | 0.55862 | 22.76 | -22.7599 | -22.76 | 1000 | 1000 | 22.76 | 52.11
2016-06-14 00:00:00 | 0.14403 | 0.18154 | 0.38499 | 21.88 | -21.8799 | -21.88 | 1000 | 1000 | 21.88 | 49.29
2016-06-14 01:00:00 | 0.14725 | 0.18462 | 0.29435 | 21.64 | -21.6399 | -21.64 | 1000 | 1000 | 21.64 | 45.63
2016-06-14 02:00:00 | 0.14725 | 0.18462 | 0.26838 | 22.04 | -22.0399 | -22.04 | 1000 | 1000 | 22.04 | 44.14
2016-06-14 03:00:00 | 0.15047 | 0.18769 | 0.25636 | 23 | -22.9999 | -23 | 1000 | 1000 | 23 | 43.63
2016-06-14 04:00:00 | 0.14725 | 0.18462 | 0.27574 | 27.4 | -27.3999 | -27.4 | 1000 | 1000 | 27.4 | 44
2016-06-14 05:00:00 | 0.13438 | 0.17231 | 0.32711 | 35.29 | -35.2899 | -35.29 | 1000 | 1000 | 35.29 | 46.06
2016-06-14 06:00:00 | 0.092544 | 0.13231 | 0.49677 | 38.39 | -38.3899 | -38.39 | 1000 | 1000 | 38.39 | 54.33
2016-06-14 07:00:00 | 0.089326 | 0.12923 | 0.66071 | 38.44 | -38.4399 | -38.44 | 1000 | 1000 | 38.44 | 69.46
2016-06-14 08:00:00 | 0.089326 | 0.12923 | 0.77487 | 37.25 | -37.2499 | -37.25 | 1000 | 1000 | 37.25 | 71.51
2016-06-14 09:00:00 | 0.089326 | 0.12923 | 0.82093 | 35.83 | -35.8299 | -35.83 | 1000 | 1000 | 35.83 | 70.5
2016-06-14 10:00:00 | 0.089326 | 0.12923 | 0.80488 | 32 | -31.9999 | -32 | 1000 | 1000 | 32 | 71.39
2016-06-14 11:00:00 | 0.089326 | 0.12923 | 0.82247 | 29.37 | -29.3699 | -29.37 | 1000 | 1000 | 29.37 | 71.71
2016-06-14 12:00:00 | 0.089326 | 0.12923 | 0.87793 | 27.55 | -27.5499 | -27.55 | 1000 | 1000 | 27.55 | 68.9
2016-06-14 13:00:00 | 0.089326 | 0.12923 | 0.83028 | 27.38 | -27.3799 | -27.38 | 1000 | 1000 | 27.38 | 66.97
2016-06-14 14:00:00 | 0.089326 | 0.12923 | 0.73403 | 28.64 | -28.6399 | -28.64 | 1000 | 1000 | 28.64 | 66.86
2016-06-14 15:00:00 | 0.089326 | 0.12923 | 0.68907 | 32.51 | -32.5099 | -32.51 | 1000 | 1000 | 32.51 | 63.17
2016-06-14 16:00:00 | 0.089326 | 0.12923 | 0.6725 | 35.08 | -35.0799 | -35.08 | 1000 | 1000 | 35.08 | 58.79
2016-06-14 17:00:00 | 0.089326 | 0.12923 | 0.69967 | 37.5 | -37.4999 | -37.5 | 1000 | 1000 | 37.5 | 61.13
2016-06-14 18:00:00 | 0.089326 | 0.12923 | 0.75257 | 36 | -35.9999 | -36 | 1000 | 1000 | 36 | 62.05
2016-06-14 19:00:00 | 0.089326 | 0.12923 | 0.80864 | 32.01 | -32.0099 | -32.01 | 1000 | 1000 | 32.01 | 62.13
2016-06-14 20:00:00 | 0.089326 | 0.12923 | 0.80522 | 30.1 | -30.0999 | -30.1 | 1000 | 1000 | 30.1 | 64.96
2016-06-14 21:00:00 | 0.089326 | 0.12923 | 0.76479 | 26.59 | -26.5899 | -26.59 | 1000 | 1000 | 26.59 | 64.56
2016-06-14 22:00:00 | 0.089326 | 0.12923 | 0.70234 | 26.19 | -26.1899 | -26.19 | 1000 | 1000 | 26.19 | 63.43
2016-06-14 23:00:00 | 0.11507 | 0.15385 | 0.55862 | 25.34 | -25.3399 | -25.34 | 1000 | 1000 | 25.34 | 52.83
2016-06-15 00:00:00 | 0.14403 | 0.18154 | 0.38499 | 24.32 | -24.3199 | -24.32 | 1000 | 1000 | 24.32 | 49.52
2016-06-15 01:00:00 | 0.15047 | 0.18769 | 0.29435 | 23.73 | -23.7299 | -23.73 | 1000 | 1000 | 23.73 | 47.7
2016-06-15 02:00:00 | 0.16012 | 0.19692 | 0.26838 | 23.52 | -23.5199 | -23.52 | 1000 | 1000 | 23.52 | 46.25
2016-06-15 03:00:00 | 0.16656 | 0.20308 | 0.25636 | 25.31 | -25.3099 | -25.31 | 1000 | 1000 | 25.31 | 45.28
2016-06-15 04:00:00 | 0.14081 | 0.17846 | 0.27574 | 28.37 | -28.3699 | -28.37 | 1000 | 1000 | 28.37 | 46.64
2016-06-15 05:00:00 | 0.089326 | 0.12923 | 0.32711 | 35.91 | -35.9099 | -35.91 | 1000 | 1000 | 35.91 | 48.82
2016-06-15 06:00:00 | 0.089326 | 0.12923 | 0.49677 | 38.79 | -38.7899 | -38.79 | 1000 | 1000 | 38.79 | 53.06
2016-06-15 07:00:00 | 0.089326 | 0.12923 | 0.66071 | 36.2 | -36.1999 | -36.2 | 1000 | 1000 | 36.2 | 65.12
2016-06-15 08:00:00 | 0.089326 | 0.12923 | 0.77487 | 35.91 | -35.9099 | -35.91 | 1000 | 1000 | 35.91 | 68.84
2016-06-15 09:00:00 | 0.089326 | 0.12923 | 0.82093 | 35.51 | -35.5099 | -35.51 | 1000 | 1000 | 35.51 | 71.11
2016-06-15 10:00:00 | 0.089326 | 0.12923 | 0.80488 | 30.21 | -30.2099 | -30.21 | 1000 | 1000 | 30.21 | 74.91
2016-06-15 11:00:00 | 0.089326 | 0.12923 | 0.82247 | 28.29 | -28.2899 | -28.29 | 1000 | 1000 | 28.29 | 77.8
2016-06-15 12:00:00 | 0.089326 | 0.12923 | 0.87793 | 27.99 | -27.9899 | -27.99 | 1000 | 1000 | 27.99 | 72.23
2016-06-15 13:00:00 | 0.089326 | 0.12923 | 0.83028 | 27.73 | -27.7299 | -27.73 | 1000 | 1000 | 27.73 | 71.42
2016-06-15 14:00:00 | 0.089326 | 0.12923 | 0.73403 | 29.12 | -29.1199 | -29.12 | 1000 | 1000 | 29.12 | 72.01
2016-06-15 15:00:00 | 0.089326 | 0.12923 | 0.68907 | 31 | -30.9999 | -31 | 1000 | 1000 | 31 | 70.22
2016-06-15 16:00:00 | 0.089326 | 0.12923 | 0.6725 | 34.53 | -34.5299 | -34.53 | 1000 | 1000 | 34.53 | 68.81
2016-06-15 17:00:00 | 0.089326 | 0.12923 | 0.69967 | 36.91 | -36.9099 | -36.91 | 1000 | 1000 | 36.91 | 71.08
2016-06-15 18:00:00 | 0.089326 | 0.12923 | 0.75257 | 35.49 | -35.4899 | -35.49 | 1000 | 1000 | 35.49 | 71.41
2016-06-15 19:00:00 | 0.089326 | 0.12923 | 0.80864 | 33.25 | -33.2499 | -33.25 | 1000 | 1000 | 33.25 | 71.15
2016-06-15 20:00:00 | 0.092544 | 0.13231 | 0.80522 | 33.02 | -33.0199 | -33.02 | 1000 | 1000 | 33.02 | 69.05
2016-06-15 21:00:00 | 0.11507 | 0.15385 | 0.76479 | 27.33 | -27.3299 | -27.33 | 1000 | 1000 | 27.33 | 67.02
2016-06-15 22:00:00 | 0.11507 | 0.15385 | 0.70234 | 26.46 | -26.4599 | -26.46 | 1000 | 1000 | 26.46 | 65.14
2016-06-15 23:00:00 | 0.1022 | 0.14154 | 0.55862 | 25.64 | -25.6399 | -25.64 | 1000 | 1000 | 25.64 | 53.2
2016-06-16 00:00:00 | 0.10542 | 0.14462 | 0.38499 | 24.6 | -24.5999 | -24.6 | 1000 | 1000 | 24.6 | 49.69
2016-06-16 01:00:00 | 0.12472 | 0.16308 | 0.29435 | 23.61 | -23.6099 | -23.61 | 1000 | 1000 | 23.61 | 47.72
2016-06-16 02:00:00 | 0.15368 | 0.19077 | 0.26838 | 23.99 | -23.9899 | -23.99 | 1000 | 1000 | 23.99 | 46.35
2016-06-16 03:00:00 | 0.17299 | 0.20923 | 0.25636 | 24.95 | -24.9499 | -24.95 | 1000 | 1000 | 24.95 | 45.65
2016-06-16 04:00:00 | 0.17943 | 0.21538 | 0.27574 | 29.84 | -29.8399 | -29.84 | 1000 | 1000 | 29.84 | 44.44
2016-06-16 05:00:00 | 0.14725 | 0.18462 | 0.32711 | 37.82 | -37.8199 | -37.82 | 1000 | 1000 | 37.82 | 48.28
2016-06-16 06:00:00 | 0.12151 | 0.16 | 0.49677 | 39.74 | -39.7399 | -39.74 | 1000 | 1000 | 39.74 | 54.06
2016-06-16 07:00:00 | 0.089326 | 0.12923 | 0.66071 | 35.43 | -35.4299 | -35.43 | 1000 | 1000 | 35.43 | 69.06
2016-06-16 08:00:00 | 0.089326 | 0.12923 | 0.77487 | 34.88 | -34.8799 | -34.88 | 1000 | 1000 | 34.88 | 69.05
2016-06-16 09:00:00 | 0.089326 | 0.12923 | 0.82093 | 33.76 | -33.7599 | -33.76 | 1000 | 1000 | 33.76 | 68.31
2016-06-16 10:00:00 | 0.089326 | 0.12923 | 0.80488 | 29.71 | -29.7099 | -29.71 | 1000 | 1000 | 29.71 | 68.9
2016-06-16 11:00:00 | 0.089326 | 0.12923 | 0.82247 | 26.98 | -26.9799 | -26.98 | 1000 | 1000 | 26.98 | 69.9
2016-06-16 12:00:00 | 0.089326 | 0.12923 | 0.87793 | 27.44 | -27.4399 | -27.44 | 1000 | 1000 | 27.44 | 68.03
2016-06-16 13:00:00 | 0.089326 | 0.12923 | 0.83028 | 28.47 | -28.4699 | -28.47 | 1000 | 1000 | 28.47 | 66.25
2016-06-16 14:00:00 | 0.089326 | 0.12923 | 0.73403 | 31.75 | -31.7499 | -31.75 | 1000 | 1000 | 31.75 | 65.38
2016-06-16 15:00:00 | 0.089326 | 0.12923 | 0.68907 | 33.03 | -33.0299 | -33.03 | 1000 | 1000 | 33.03 | 63.68
2016-06-16 16:00:00 | 0.089326 | 0.12923 | 0.6725 | 34.71 | -34.7099 | -34.71 | 1000 | 1000 | 34.71 | 64.86
2016-06-16 17:00:00 | 0.089326 | 0.12923 | 0.69967 | 35.2 | -35.1999 | -35.2 | 1000 | 1000 | 35.2 | 65.91
2016-06-16 18:00:00 | 0.089326 | 0.12923 | 0.75257 | 35.28 | -35.2799 | -35.28 | 1000 | 1000 | 35.28 | 66.08
2016-06-16 19:00:00 | 0.089326 | 0.12923 | 0.80864 | 33.02 | -33.0199 | -33.02 | 1000 | 1000 | 33.02 | 63.15
2016-06-16 20:00:00 | 0.089326 | 0.12923 | 0.80522 | 31.05 | -31.0499 | -31.05 | 1000 | 1000 | 31.05 | 59.93
2016-06-16 21:00:00 | 0.089326 | 0.12923 | 0.76479 | 26.62 | -26.6199 | -26.62 | 1000 | 1000 | 26.62 | 57.36
2016-06-16 22:00:00 | 0.089326 | 0.12923 | 0.70234 | 25.9 | -25.8999 | -25.9 | 1000 | 1000 | 25.9 | 55
2016-06-16 23:00:00 | 0.089326 | 0.12923 | 0.55862 | 23.73 | -23.7299 | -23.73 | 1000 | 1000 | 23.73 | 51.1
2016-06-17 00:00:00 | 0.089326 | 0.12923 | 0.38499 | 22.16 | -22.1599 | -22.16 | 1000 | 1000 | 22.16 | 48.29
2016-06-17 01:00:00 | 0.089326 | 0.12923 | 0.29435 | 21.37 | -21.3699 | -21.37 | 1000 | 1000 | 21.37 | 44.7
2016-06-17 02:00:00 | 0.089326 | 0.12923 | 0.26838 | 21.72 | -21.7199 | -21.72 | 1000 | 1000 | 21.72 | 42.7
2016-06-17 03:00:00 | 0.089326 | 0.12923 | 0.25636 | 22.45 | -22.4499 | -22.45 | 1000 | 1000 | 22.45 | 40.17
2016-06-17 04:00:00 | 0.089326 | 0.12923 | 0.27574 | 27.85 | -27.8499 | -27.85 | 1000 | 1000 | 27.85 | 40.17
2016-06-17 05:00:00 | 0.095762 | 0.13538 | 0.32711 | 35.3 | -35.2999 | -35.3 | 1000 | 1000 | 35.3 | 44.47
2016-06-17 06:00:00 | 0.10542 | 0.14462 | 0.49677 | 39.7 | -39.6999 | -39.7 | 1000 | 1000 | 39.7 | 51.63
2016-06-17 07:00:00 | 0.095762 | 0.13538 | 0.66071 | 37.5 | -37.4999 | -37.5 | 1000 | 1000 | 37.5 | 58
2016-06-17 08:00:00 | 0.089326 | 0.12923 | 0.77487 | 34.94 | -34.9399 | -34.94 | 1000 | 1000 | 34.94 | 62.23
2016-06-17 09:00:00 | 0.089326 | 0.12923 | 0.82093 | 33.25 | -33.2499 | -33.25 | 1000 | 1000 | 33.25 | 61.29
2016-06-17 10:00:00 | 0.095762 | 0.13538 | 0.80488 | 28.81 | -28.8099 | -28.81 | 1000 | 1000 | 28.81 | 63.91
2016-06-17 11:00:00 | 0.095762 | 0.13538 | 0.82247 | 24.97 | -24.9699 | -24.97 | 1000 | 1000 | 24.97 | 66.43
2016-06-17 12:00:00 | 0.10542 | 0.14462 | 0.87793 | 23.92 | -23.9199 | -23.92 | 1000 | 1000 | 23.92 | 64.62
2016-06-17 13:00:00 | 0.095762 | 0.13538 | 0.83028 | 23.01 | -23.0099 | -23.01 | 1000 | 1000 | 23.01 | 61.26
2016-06-17 14:00:00 | 0.089326 | 0.12923 | 0.73403 | 23.06 | -23.0599 | -23.06 | 1000 | 1000 | 23.06 | 57.08
2016-06-17 15:00:00 | 0.089326 | 0.12923 | 0.68907 | 26.55 | -26.5499 | -26.55 | 1000 | 1000 | 26.55 | 54.88
2016-06-17 16:00:00 | 0.089326 | 0.12923 | 0.6725 | 30.72 | -30.7199 | -30.72 | 1000 | 1000 | 30.72 | 54.88
2016-06-17 17:00:00 | 0.089326 | 0.12923 | 0.69967 | 32.15 | -32.1499 | -32.15 | 1000 | 1000 | 32.15 | 61.29
2016-06-17 18:00:00 | 0.089326 | 0.12923 | 0.75257 | 30.59 | -30.5899 | -30.59 | 1000 | 1000 | 30.59 | 65.12
2016-06-17 19:00:00 | 0.089326 | 0.12923 | 0.80864 | 28.16 | -28.1599 | -28.16 | 1000 | 1000 | 28.16 | 66.05
2016-06-17 20:00:00 | 0.095762 | 0.13538 | 0.80522 | 29.08 | -29.0799 | -29.08 | 1000 | 1000 | 29.08 | 62.3
2016-06-17 21:00:00 | 0.09898 | 0.13846 | 0.76479 | 26.07 | -26.0699 | -26.07 | 1000 | 1000 | 26.07 | 59.94
2016-06-17 22:00:00 | 0.09898 | 0.13846 | 0.70234 | 23.06 | -23.0599 | -23.06 | 1000 | 1000 | 23.06 | 58.98
2016-06-17 23:00:00 | 0.11507 | 0.15385 | 0.55862 | 22.45 | -22.4499 | -22.45 | 1000 | 1000 | 22.45 | 52.36
2016-06-18 00:00:00 | 0.12151 | 0.16 | 0.43448 | 21.02 | -21.0199 | -21.02 | 1000 | 1000 | 21.02 | 51.97
2016-06-18 01:00:00 | 0.14403 | 0.18154 | 0.35271 | 20.09 | -20.0899 | -20.09 | 1000 | 1000 | 20.09 | 47.9
2016-06-18 02:00:00 | 0.15368 | 0.19077 | 0.29453 | 20.06 | -20.0599 | -20.06 | 1000 | 1000 | 20.06 | 44.24
2016-06-18 03:00:00 | 0.16656 | 0.20308 | 0.28312 | 18.75 | -18.7499 | -18.75 | 1000 | 1000 | 18.75 | 40.51
2016-06-18 04:00:00 | 0.1569 | 0.19385 | 0.28766 | 20.73 | -20.7299 | -20.73 | 1000 | 1000 | 20.73 | 36.19
2016-06-18 05:00:00 | 0.1376 | 0.17538 | 0.29561 | 22.75 | -22.7499 | -22.75 | 1000 | 1000 | 22.75 | 31.69
2016-06-18 06:00:00 | 0.09898 | 0.13846 | 0.35179 | 24.47 | -24.4699 | -24.47 | 1000 | 1000 | 24.47 | 41.83
2016-06-18 07:00:00 | 0.089326 | 0.12923 | 0.5156 | 23 | -22.9999 | -23 | 1000 | 1000 | 23 | 48.03
2016-06-18 08:00:00 | 0.089326 | 0.12923 | 0.71509 | 21.64 | -21.6399 | -21.64 | 1000 | 1000 | 21.64 | 59.91
2016-06-18 09:00:00 | 0.089326 | 0.12923 | 0.84809 | 21.08 | -21.0799 | -21.08 | 1000 | 1000 | 21.08 | 62.19
2016-06-18 10:00:00 | 0.089326 | 0.12923 | 0.89163 | 16.04 | -16.0399 | -16.04 | 1000 | 1000 | 16.04 | 62.17
2016-06-18 11:00:00 | 0.089326 | 0.12923 | 0.92322 | 12.85 | -12.8499 | -12.85 | 1000 | 1000 | 12.85 | 62.97
2016-06-18 12:00:00 | 0.089326 | 0.12923 | 0.96569 | 15.93 | -15.9299 | -15.93 | 1000 | 1000 | 15.93 | 61.28
2016-06-18 13:00:00 | 0.089326 | 0.12923 | 0.9165 | 18.67 | -18.6699 | -18.67 | 1000 | 1000 | 18.67 | 52.89
2016-06-18 14:00:00 | 0.089326 | 0.12923 | 0.79457 | 21.49 | -21.4899 | -21.49 | 1000 | 1000 | 21.49 | 49.3
2016-06-18 15:00:00 | 0.089326 | 0.12923 | 0.72708 | 23.38 | -23.3799 | -23.38 | 1000 | 1000 | 23.38 | 47.88
2016-06-18 16:00:00 | 0.089326 | 0.12923 | 0.70007 | 26.53 | -26.5299 | -26.53 | 1000 | 1000 | 26.53 | 48.14
2016-06-18 17:00:00 | 0.089326 | 0.12923 | 0.71577 | 27.28 | -27.2799 | -27.28 | 1000 | 1000 | 27.28 | 52.08
2016-06-18 18:00:00 | 0.089326 | 0.12923 | 0.79423 | 26.83 | -26.8299 | -26.83 | 1000 | 1000 | 26.83 | 52.23
2016-06-18 19:00:00 | 0.089326 | 0.12923 | 0.85492 | 26.97 | -26.9699 | -26.97 | 1000 | 1000 | 26.97 | 55.02
2016-06-18 20:00:00 | 0.089326 | 0.12923 | 0.82777 | 28 | -27.9999 | -28 | 1000 | 1000 | 28 | 51.96
2016-06-18 21:00:00 | 0.12794 | 0.16615 | 0.74686 | 24.48 | -24.4799 | -24.48 | 1000 | 1000 | 24.48 | 51.33
2016-06-18 22:00:00 | 0.12151 | 0.16 | 0.71732 | 20.64 | -20.6399 | -20.64 | 1000 | 1000 | 20.64 | 50
2016-06-18 23:00:00 | 0.15047 | 0.18769 | 0.60822 | 15.16 | -15.1599 | -15.16 | 1000 | 1000 | 15.16 | 46.96
2016-06-19 00:00:00 | 0.15047 | 0.18769 | 0.45214 | 13.04 | -13.0399 | -13.04 | 1000 | 1000 | 13.04 | 27.09
2016-06-19 01:00:00 | 0.16012 | 0.19692 | 0.34401 | 10.88 | -10.8799 | -10.88 | 1000 | 1000 | 10.88 | 10.3
2016-06-19 02:00:00 | 0.17299 | 0.20923 | 0.28601 | 15.04 | -15.0399 | -15.04 | 1000 | 1000 | 15.04 | 9.92
2016-06-19 03:00:00 | 0.20195 | 0.23692 | 0.26624 | 13.1 | -13.0999 | -13.1 | 1000 | 1000 | 13.1 | 9.96
2016-06-19 04:00:00 | 0.17621 | 0.21231 | 0.26199 | 10.16 | -10.1599 | -10.16 | 1000 | 1000 | 10.16 | 9.49
2016-06-19 05:00:00 | 0.11185 | 0.15077 | 0.25637 | 10.13 | -10.1299 | -10.13 | 1000 | 1000 | 10.13 | 5.21
2016-06-19 06:00:00 | 0.089326 | 0.12923 | 0.26819 | 14.29 | -14.2899 | -14.29 | 1000 | 1000 | 14.29 | 0.03
2016-06-19 07:00:00 | 0.089326 | 0.12923 | 0.35225 | 16.98 | -16.9799 | -16.98 | 1000 | 1000 | 16.98 | 5.33
2016-06-19 08:00:00 | 0.089326 | 0.12923 | 0.53724 | 17.55 | -17.5499 | -17.55 | 1000 | 1000 | 17.55 | 9.98
2016-06-19 09:00:00 | 0.089326 | 0.12923 | 0.74695 | 19.08 | -19.0799 | -19.08 | 1000 | 1000 | 19.08 | 10.11
2016-06-19 10:00:00 | 0.089326 | 0.12923 | 0.86788 | 17.12 | -17.1199 | -17.12 | 1000 | 1000 | 17.12 | 10.2
2016-06-19 11:00:00 | 0.089326 | 0.12923 | 0.95599 | 11.63 | -11.6299 | -11.63 | 1000 | 1000 | 11.63 | 10.46
2016-06-19 12:00:00 | 0.089326 | 0.12923 | 0.97702 | 9.04 | -9.0399 | -9.04 | 1000 | 1000 | 9.04 | 10.75
2016-06-19 13:00:00 | 0.089326 | 0.12923 | 0.83282 | 8.9 | -8.8999 | -8.9 | 1000 | 1000 | 8.9 | 10.17
2016-06-19 14:00:00 | 0.089326 | 0.12923 | 0.69241 | 11.79 | -11.7899 | -11.79 | 1000 | 1000 | 11.79 | 1.96
2016-06-19 15:00:00 | 0.089326 | 0.12923 | 0.59885 | 19.04 | -19.0399 | -19.04 | 1000 | 1000 | 19.04 | -0.02
2016-06-19 16:00:00 | 0.089326 | 0.12923 | 0.52621 | 22.97 | -22.9699 | -22.97 | 1000 | 1000 | 22.97 | -0.59
2016-06-19 17:00:00 | 0.089326 | 0.12923 | 0.53897 | 26.95 | -26.9499 | -26.95 | 1000 | 1000 | 26.95 | 3.6
2016-06-19 18:00:00 | 0.089326 | 0.12923 | 0.62018 | 27.8 | -27.7999 | -27.8 | 1000 | 1000 | 27.8 | 10.33
2016-06-19 19:00:00 | 0.089326 | 0.12923 | 0.73239 | 29.88 | -29.8799 | -29.88 | 1000 | 1000 | 29.88 | 21.49
2016-06-19 20:00:00 | 0.11829 | 0.15692 | 0.76848 | 29.26 | -29.2599 | -29.26 | 1000 | 1000 | 29.26 | 25.33
2016-06-19 21:00:00 | 0.14403 | 0.18154 | 0.7291 | 27.14 | -27.1399 | -27.14 | 1000 | 1000 | 27.14 | 40.63
2016-06-19 22:00:00 | 0.12472 | 0.16308 | 0.67717 | 24.92 | -24.9199 | -24.92 | 1000 | 1000 | 24.92 | 46.31
2016-06-19 23:00:00 | 0.11507 | 0.15385 | 0.53066 | 21.6 | -21.5999 | -21.6 | 1000 | 1000 | 21.6 | 39.06
2016-06-20 00:00:00 | 0.15368 | 0.19077 | 0.38499 | 20.4 | -20.3999 | -20.4 | 1000 | 1000 | 20.4 | 10.19
2016-06-20 01:00:00 | 0.20839 | 0.24308 | 0.29435 | 17.45 | -17.4499 | -17.45 | 1000 | 1000 | 17.45 | 9.5
2016-06-20 02:00:00 | 0.22448 | 0.25846 | 0.26838 | 17.05 | -17.0499 | -17.05 | 1000 | 1000 | 17.05 | 6.52
2016-06-20 03:00:00 | 0.24379 | 0.27692 | 0.25636 | 19.99 | -19.9899 | -19.99 | 1000 | 1000 | 19.99 | 3.59
2016-06-20 04:00:00 | 0.22126 | 0.25538 | 0.27574 | 28.97 | -28.9699 | -28.97 | 1000 | 1000 | 28.97 | 5.25
2016-06-20 05:00:00 | 0.14725 | 0.18462 | 0.32711 | 34.42 | -34.4199 | -34.42 | 1000 | 1000 | 34.42 | 10.14
2016-06-20 06:00:00 | 0.089326 | 0.12923 | 0.49677 | 34.94 | -34.9399 | -34.94 | 1000 | 1000 | 34.94 | 47.33
2016-06-20 07:00:00 | 0.089326 | 0.12923 | 0.66071 | 29.44 | -29.4399 | -29.44 | 1000 | 1000 | 29.44 | 54.01
2016-06-20 08:00:00 | 0.089326 | 0.12923 | 0.77487 | 26.84 | -26.8399 | -26.84 | 1000 | 1000 | 26.84 | 57.8
2016-06-20 09:00:00 | 0.089326 | 0.12923 | 0.82093 | 26.95 | -26.9499 | -26.95 | 1000 | 1000 | 26.95 | 56.19
2016-06-20 10:00:00 | 0.089326 | 0.12923 | 0.80488 | 25.51 | -25.5099 | -25.51 | 1000 | 1000 | 25.51 | 60
2016-06-20 11:00:00 | 0.089326 | 0.12923 | 0.82247 | 25.24 | -25.2399 | -25.24 | 1000 | 1000 | 25.24 | 64.63
2016-06-20 12:00:00 | 0.089326 | 0.12923 | 0.87793 | 25.44 | -25.4399 | -25.44 | 1000 | 1000 | 25.44 | 65.27
2016-06-20 13:00:00 | 0.089326 | 0.12923 | 0.83028 | 25.49 | -25.4899 | -25.49 | 1000 | 1000 | 25.49 | 64.66
2016-06-20 14:00:00 | 0.089326 | 0.12923 | 0.73403 | 25.19 | -25.1899 | -25.19 | 1000 | 1000 | 25.19 | 65.05
2016-06-20 15:00:00 | 0.089326 | 0.12923 | 0.68907 | 27.74 | -27.7399 | -27.74 | 1000 | 1000 | 27.74 | 61.32
2016-06-20 16:00:00 | 0.089326 | 0.12923 | 0.6725 | 32.97 | -32.9699 | -32.97 | 1000 | 1000 | 32.97 | 59.29
2016-06-20 17:00:00 | 0.089326 | 0.12923 | 0.69967 | 34.96 | -34.9599 | -34.96 | 1000 | 1000 | 34.96 | 61.23
2016-06-20 18:00:00 | 0.089326 | 0.12923 | 0.75257 | 33.57 | -33.5699 | -33.57 | 1000 | 1000 | 33.57 | 63.84
2016-06-20 19:00:00 | 0.089326 | 0.12923 | 0.80864 | 31.76 | -31.7599 | -31.76 | 1000 | 1000 | 31.76 | 60.73
2016-06-20 20:00:00 | 0.089326 | 0.12923 | 0.80522 | 30.74 | -30.7399 | -30.74 | 1000 | 1000 | 30.74 | 55
2016-06-20 21:00:00 | 0.089326 | 0.12923 | 0.76479 | 25.38 | -25.3799 | -25.38 | 1000 | 1000 | 25.38 | 51.67
2016-06-20 22:00:00 | 0.089326 | 0.12923 | 0.70234 | 24.23 | -24.2299 | -24.23 | 1000 | 1000 | 24.23 | 53.56
2016-06-20 23:00:00 | 0.089326 | 0.12923 | 0.55862 | 23.37 | -23.3699 | -23.37 | 1000 | 1000 | 23.37 | 49.25
2016-06-21 00:00:00 | 0.092544 | 0.13231 | 0.38499 | 22.34 | -22.3399 | -22.34 | 1000 | 1000 | 22.34 | 48.39
2016-06-21 01:00:00 | 0.089326 | 0.12923 | 0.29435 | 21.23 | -21.2299 | -21.23 | 1000 | 1000 | 21.23 | 45.46
2016-06-21 02:00:00 | 0.089326 | 0.12923 | 0.26838 | 21.89 | -21.8899 | -21.89 | 1000 | 1000 | 21.89 | 42.43
2016-06-21 03:00:00 | 0.089326 | 0.12923 | 0.25636 | 23.93 | -23.9299 | -23.93 | 1000 | 1000 | 23.93 | 41.03
2016-06-21 04:00:00 | 0.09898 | 0.13846 | 0.27574 | 29.54 | -29.5399 | -29.54 | 1000 | 1000 | 29.54 | 39.01
2016-06-21 05:00:00 | 0.089326 | 0.12923 | 0.32711 | 38.73 | -38.7299 | -38.73 | 1000 | 1000 | 38.73 | 44.75
2016-06-21 06:00:00 | 0.089326 | 0.12923 | 0.49677 | 40.78 | -40.7799 | -40.78 | 1000 | 1000 | 40.78 | 49.15
2016-06-21 07:00:00 | 0.089326 | 0.12923 | 0.66071 | 42.59 | -42.5899 | -42.59 | 1000 | 1000 | 42.59 | 58.35
2016-06-21 08:00:00 | 0.089326 | 0.12923 | 0.77487 | 41.79 | -41.7899 | -41.79 | 1000 | 1000 | 41.79 | 66.02
2016-06-21 09:00:00 | 0.089326 | 0.12923 | 0.82093 | 43.73 | -43.7299 | -43.73 | 1000 | 1000 | 43.73 | 68.52
2016-06-21 10:00:00 | 0.089326 | 0.12923 | 0.80488 | 39.59 | -39.5899 | -39.59 | 1000 | 1000 | 39.59 | 69.76
2016-06-21 11:00:00 | 0.089326 | 0.12923 | 0.82247 | 37.64 | -37.6399 | -37.64 | 1000 | 1000 | 37.64 | 70.47
2016-06-21 12:00:00 | 0.089326 | 0.12923 | 0.87793 | 35.84 | -35.8399 | -35.84 | 1000 | 1000 | 35.84 | 68.57
2016-06-21 13:00:00 | 0.089326 | 0.12923 | 0.83028 | 34.16 | -34.1599 | -34.16 | 1000 | 1000 | 34.16 | 66.25
2016-06-21 14:00:00 | 0.089326 | 0.12923 | 0.73403 | 32.45 | -32.4499 | -32.45 | 1000 | 1000 | 32.45 | 63.19
2016-06-21 15:00:00 | 0.089326 | 0.12923 | 0.68907 | 33.05 | -33.0499 | -33.05 | 1000 | 1000 | 33.05 | 58.48
2016-06-21 16:00:00 | 0.089326 | 0.12923 | 0.6725 | 34.94 | -34.9399 | -34.94 | 1000 | 1000 | 34.94 | 57.76
2016-06-21 17:00:00 | 0.089326 | 0.12923 | 0.69967 | 35.91 | -35.9099 | -35.91 | 1000 | 1000 | 35.91 | 57.87
2016-06-21 18:00:00 | 0.089326 | 0.12923 | 0.75257 | 37.44 | -37.4399 | -37.44 | 1000 | 1000 | 37.44 | 57.93
2016-06-21 19:00:00 | 0.089326 | 0.12923 | 0.80864 | 34.98 | -34.9799 | -34.98 | 1000 | 1000 | 34.98 | 58.19
2016-06-21 20:00:00 | 0.089326 | 0.12923 | 0.80522 | 33.93 | -33.9299 | -33.93 | 1000 | 1000 | 33.93 | 56.68
2016-06-21 21:00:00 | 0.089326 | 0.12923 | 0.76479 | 30 | -29.9999 | -30 | 1000 | 1000 | 30 | 56.17
2016-06-21 22:00:00 | 0.089326 | 0.12923 | 0.70234 | 28.06 | -28.0599 | -28.06 | 1000 | 1000 | 28.06 | 52.61
2016-06-21 23:00:00 | 0.089326 | 0.12923 | 0.55862 | 24.95 | -24.9499 | -24.95 | 1000 | 1000 | 24.95 | 49.86
2016-06-22 00:00:00 | 0.09898 | 0.13846 | 0.38499 | 23.95 | -23.9499 | -23.95 | 1000 | 1000 | 23.95 | 46.91
2016-06-22 01:00:00 | 0.10863 | 0.14769 | 0.29435 | 23.14 | -23.1399 | -23.14 | 1000 | 1000 | 23.14 | 43.03
2016-06-22 02:00:00 | 0.11507 | 0.15385 | 0.26838 | 22.97 | -22.9699 | -22.97 | 1000 | 1000 | 22.97 | 41.09
2016-06-22 03:00:00 | 0.09898 | 0.13846 | 0.25636 | 24.06 | -24.0599 | -24.06 | 1000 | 1000 | 24.06 | 37.68
2016-06-22 04:00:00 | 0.1022 | 0.14154 | 0.27574 | 29.98 | -29.9799 | -29.98 | 1000 | 1000 | 29.98 | 39
2016-06-22 05:00:00 | 0.089326 | 0.12923 | 0.32711 | 40 | -39.9999 | -40 | 1000 | 1000 | 40 | 45
2016-06-22 06:00:00 | 0.089326 | 0.12923 | 0.49677 | 42 | -41.9999 | -42 | 1000 | 1000 | 42 | 49.23
2016-06-22 07:00:00 | 0.089326 | 0.12923 | 0.66071 | 40 | -39.9999 | -40 | 1000 | 1000 | 40 | 56.44
2016-06-22 08:00:00 | 0.089326 | 0.12923 | 0.77487 | 37.27 | -37.2699 | -37.27 | 1000 | 1000 | 37.27 | 60.15
2016-06-22 09:00:00 | 0.089326 | 0.12923 | 0.82093 | 36.62 | -36.6199 | -36.62 | 1000 | 1000 | 36.62 | 60.62
2016-06-22 10:00:00 | 0.089326 | 0.12923 | 0.80488 | 33.6 | -33.5999 | -33.6 | 1000 | 1000 | 33.6 | 63.35
2016-06-22 11:00:00 | 0.089326 | 0.12923 | 0.82247 | 30.29 | -30.2899 | -30.29 | 1000 | 1000 | 30.29 | 65.97
2016-06-22 12:00:00 | 0.089326 | 0.12923 | 0.87793 | 28.94 | -28.9399 | -28.94 | 1000 | 1000 | 28.94 | 64.6
2016-06-22 13:00:00 | 0.089326 | 0.12923 | 0.83028 | 28.93 | -28.9299 | -28.93 | 1000 | 1000 | 28.93 | 64.53
2016-06-22 14:00:00 | 0.089326 | 0.12923 | 0.73403 | 30.31 | -30.3099 | -30.31 | 1000 | 1000 | 30.31 | 62.13
2016-06-22 15:00:00 | 0.089326 | 0.12923 | 0.68907 | 33.7 | -33.6999 | -33.7 | 1000 | 1000 | 33.7 | 59.68
2016-06-22 16:00:00 | 0.089326 | 0.12923 | 0.6725 | 38.12 | -38.1199 | -38.12 | 1000 | 1000 | 38.12 | 58.23
2016-06-22 17:00:00 | 0.089326 | 0.12923 | 0.69967 | 39.8 | -39.7999 | -39.8 | 1000 | 1000 | 39.8 | 59.76
2016-06-22 18:00:00 | 0.089326 | 0.12923 | 0.75257 | 38.3 | -38.2999 | -38.3 | 1000 | 1000 | 38.3 | 57.95
2016-06-22 19:00:00 | 0.089326 | 0.12923 | 0.80864 | 37.39 | -37.3899 | -37.39 | 1000 | 1000 | 37.39 | 54.03
2016-06-22 20:00:00 | 0.089326 | 0.12923 | 0.80522 | 35.98 | -35.9799 | -35.98 | 1000 | 1000 | 35.98 | 52.81
2016-06-22 21:00:00 | 0.089326 | 0.12923 | 0.76479 | 30.35 | -30.3499 | -30.35 | 1000 | 1000 | 30.35 | 51.28
2016-06-22 22:00:00 | 0.089326 | 0.12923 | 0.70234 | 28.09 | -28.0899 | -28.09 | 1000 | 1000 | 28.09 | 53.04
2016-06-22 23:00:00 | 0.089326 | 0.12923 | 0.55862 | 25.64 | -25.6399 | -25.64 | 1000 | 1000 | 25.64 | 48.11
2016-06-23 00:00:00 | 0.089326 | 0.12923 | 0.38499 | 24.38 | -24.3799 | -24.38 | 1000 | 1000 | 24.38 | 42
2016-06-23 01:00:00 | 0.089326 | 0.12923 | 0.29435 | 23.3 | -23.2999 | -23.3 | 1000 | 1000 | 23.3 | 31.52
2016-06-23 02:00:00 | 0.089326 | 0.12923 | 0.26838 | 23.24 | -23.2399 | -23.24 | 1000 | 1000 | 23.24 | 23.57
2016-06-23 03:00:00 | 0.089326 | 0.12923 | 0.25636 | 24.14 | -24.1399 | -24.14 | 1000 | 1000 | 24.14 | 20.99
2016-06-23 04:00:00 | 0.089326 | 0.12923 | 0.27574 | 28.16 | -28.1599 | -28.16 | 1000 | 1000 | 28.16 | 24.55
2016-06-23 05:00:00 | 0.089326 | 0.12923 | 0.32711 | 35.91 | -35.9099 | -35.91 | 1000 | 1000 | 35.91 | 28.89
2016-06-23 06:00:00 | 0.089326 | 0.12923 | 0.49677 | 35.91 | -35.9099 | -35.91 | 1000 | 1000 | 35.91 | 41.8
2016-06-23 07:00:00 | 0.089326 | 0.12923 | 0.66071 | 34.97 | -34.9699 | -34.97 | 1000 | 1000 | 34.97 | 48.99
2016-06-23 08:00:00 | 0.089326 | 0.12923 | 0.77487 | 29.78 | -29.7799 | -29.78 | 1000 | 1000 | 29.78 | 49.9
2016-06-23 09:00:00 | 0.089326 | 0.12923 | 0.82093 | 27.95 | -27.9499 | -27.95 | 1000 | 1000 | 27.95 | 50.56
2016-06-23 10:00:00 | 0.089326 | 0.12923 | 0.80488 | 25.62 | -25.6199 | -25.62 | 1000 | 1000 | 25.62 | 49.75
2016-06-23 11:00:00 | 0.089326 | 0.12923 | 0.82247 | 25.08 | -25.0799 | -25.08 | 1000 | 1000 | 25.08 | 52.48
2016-06-23 12:00:00 | 0.089326 | 0.12923 | 0.87793 | 25.37 | -25.3699 | -25.37 | 1000 | 1000 | 25.37 | 51.21
2016-06-23 13:00:00 | 0.089326 | 0.12923 | 0.83028 | 25.71 | -25.7099 | -25.71 | 1000 | 1000 | 25.71 | 55.07
2016-06-23 14:00:00 | 0.089326 | 0.12923 | 0.73403 | 27.31 | -27.3099 | -27.31 | 1000 | 1000 | 27.31 | 50.37
2016-06-23 15:00:00 | 0.089326 | 0.12923 | 0.68907 | 30.83 | -30.8299 | -30.83 | 1000 | 1000 | 30.83 | 49.95
2016-06-23 16:00:00 | 0.089326 | 0.12923 | 0.6725 | 35.92 | -35.9199 | -35.92 | 1000 | 1000 | 35.92 | 49.43
2016-06-23 17:00:00 | 0.089326 | 0.12923 | 0.69967 | 40.06 | -40.0599 | -40.06 | 1000 | 1000 | 40.06 | 50.51
2016-06-23 18:00:00 | 0.089326 | 0.12923 | 0.75257 | 38.04 | -38.0399 | -38.04 | 1000 | 1000 | 38.04 | 52.84
2016-06-23 19:00:00 | 0.089326 | 0.12923 | 0.80864 | 32.72 | -32.7199 | -32.72 | 1000 | 1000 | 32.72 | 51.24
2016-06-23 20:00:00 | 0.089326 | 0.12923 | 0.80522 | 30.77 | -30.7699 | -30.77 | 1000 | 1000 | 30.77 | 53.6
2016-06-23 21:00:00 | 0.089326 | 0.12923 | 0.76479 | 26.99 | -26.9899 | -26.99 | 1000 | 1000 | 26.99 | 53
2016-06-23 22:00:00 | 0.089326 | 0.12923 | 0.70234 | 26.03 | -26.0299 | -26.03 | 1000 | 1000 | 26.03 | 56.65
2016-06-23 23:00:00 | 0.089326 | 0.12923 | 0.55862 | 24.56 | -24.5599 | -24.56 | 1000 | 1000 | 24.56 | 49.34
2016-06-24 00:00:00 | 0.089326 | 0.12923 | 0.38499 | 24.08 | -24.0799 | -24.08 | 1000 | 1000 | 24.08 | 44.04
2016-06-24 01:00:00 | 0.089326 | 0.12923 | 0.29435 | 23.36 | -23.3599 | -23.36 | 1000 | 1000 | 23.36 | 40.03
2016-06-24 02:00:00 | 0.089326 | 0.12923 | 0.26838 | 23.91 | -23.9099 | -23.91 | 1000 | 1000 | 23.91 | 36
2016-06-24 03:00:00 | 0.089326 | 0.12923 | 0.25636 | 26.43 | -26.4299 | -26.43 | 1000 | 1000 | 26.43 | 29.98
2016-06-24 04:00:00 | 0.089326 | 0.12923 | 0.27574 | 31.86 | -31.8599 | -31.86 | 1000 | 1000 | 31.86 | 26.62
2016-06-24 05:00:00 | 0.089326 | 0.12923 | 0.32711 | 37.03 | -37.0299 | -37.03 | 1000 | 1000 | 37.03 | 37.21
2016-06-24 06:00:00 | 0.089326 | 0.12923 | 0.49677 | 38.84 | -38.8399 | -38.84 | 1000 | 1000 | 38.84 | 44.94
2016-06-24 07:00:00 | 0.089326 | 0.12923 | 0.66071 | 34.46 | -34.4599 | -34.46 | 1000 | 1000 | 34.46 | 57.64
2016-06-24 08:00:00 | 0.089326 | 0.12923 | 0.77487 | 31.96 | -31.9599 | -31.96 | 1000 | 1000 | 31.96 | 61.62
2016-06-24 09:00:00 | 0.089326 | 0.12923 | 0.82093 | 30.01 | -30.0099 | -30.01 | 1000 | 1000 | 30.01 | 61.19
2016-06-24 10:00:00 | 0.089326 | 0.12923 | 0.80488 | 29.93 | -29.9299 | -29.93 | 1000 | 1000 | 29.93 | 62.93
2016-06-24 11:00:00 | 0.089326 | 0.12923 | 0.82247 | 28.27 | -28.2699 | -28.27 | 1000 | 1000 | 28.27 | 63.42
2016-06-24 12:00:00 | 0.089326 | 0.12923 | 0.87793 | 28.66 | -28.6599 | -28.66 | 1000 | 1000 | 28.66 | 62.84
2016-06-24 13:00:00 | 0.089326 | 0.12923 | 0.83028 | 28.38 | -28.3799 | -28.38 | 1000 | 1000 | 28.38 | 57.52
2016-06-24 14:00:00 | 0.089326 | 0.12923 | 0.73403 | 29.63 | -29.6299 | -29.63 | 1000 | 1000 | 29.63 | 52.6
2016-06-24 15:00:00 | 0.089326 | 0.12923 | 0.68907 | 31.65 | -31.6499 | -31.65 | 1000 | 1000 | 31.65 | 49.2
2016-06-24 16:00:00 | 0.089326 | 0.12923 | 0.6725 | 34.98 | -34.9799 | -34.98 | 1000 | 1000 | 34.98 | 47.44
2016-06-24 17:00:00 | 0.089326 | 0.12923 | 0.69967 | 35.53 | -35.5299 | -35.53 | 1000 | 1000 | 35.53 | 48.48
2016-06-24 18:00:00 | 0.089326 | 0.12923 | 0.75257 | 34.95 | -34.9499 | -34.95 | 1000 | 1000 | 34.95 | 52.56
2016-06-24 19:00:00 | 0.089326 | 0.12923 | 0.80864 | 33.28 | -33.2799 | -33.28 | 1000 | 1000 | 33.28 | 55.3
2016-06-24 20:00:00 | 0.089326 | 0.12923 | 0.80522 | 34.12 | -34.1199 | -34.12 | 1000 | 1000 | 34.12 | 54.63
2016-06-24 21:00:00 | 0.089326 | 0.12923 | 0.76479 | 32.04 | -32.0399 | -32.04 | 1000 | 1000 | 32.04 | 52.02
2016-06-24 22:00:00 | 0.089326 | 0.12923 | 0.70234 | 30.14 | -30.1399 | -30.14 | 1000 | 1000 | 30.14 | 56.62
2016-06-24 23:00:00 | 0.089326 | 0.12923 | 0.55862 | 28.97 | -28.9699 | -28.97 | 1000 | 1000 | 28.97 | 53.02
2016-06-25 00:00:00 | 0.089326 | 0.12923 | 0.43448 | 26.64 | -26.6399 | -26.64 | 1000 | 1000 | 26.64 | 46.73
2016-06-25 01:00:00 | 0.089326 | 0.12923 | 0.35271 | 24.28 | -24.2799 | -24.28 | 1000 | 1000 | 24.28 | 42.55
2016-06-25 02:00:00 | 0.089326 | 0.12923 | 0.29453 | 23.35 | -23.3499 | -23.35 | 1000 | 1000 | 23.35 | 40.95
2016-06-25 03:00:00 | 0.089326 | 0.12923 | 0.28312 | 23 | -22.9999 | -23 | 1000 | 1000 | 23 | 33.88
2016-06-25 04:00:00 | 0.089326 | 0.12923 | 0.28766 | 24 | -23.9999 | -24 | 1000 | 1000 | 24 | 25.05
2016-06-25 05:00:00 | 0.089326 | 0.12923 | 0.29561 | 26.93 | -26.9299 | -26.93 | 1000 | 1000 | 26.93 | 23.59
2016-06-25 06:00:00 | 0.089326 | 0.12923 | 0.35179 | 30.25 | -30.2499 | -30.25 | 1000 | 1000 | 30.25 | 29.84
2016-06-25 07:00:00 | 0.089326 | 0.12923 | 0.5156 | 32.96 | -32.9599 | -32.96 | 1000 | 1000 | 32.96 | 37.48
2016-06-25 08:00:00 | 0.089326 | 0.12923 | 0.71509 | 33.86 | -33.8599 | -33.86 | 1000 | 1000 | 33.86 | 47
2016-06-25 09:00:00 | 0.089326 | 0.12923 | 0.84809 | 32.95 | -32.9499 | -32.95 | 1000 | 1000 | 32.95 | 50.69
2016-06-25 10:00:00 | 0.089326 | 0.12923 | 0.89163 | 30.06 | -30.0599 | -30.06 | 1000 | 1000 | 30.06 | 53.2
2016-06-25 11:00:00 | 0.089326 | 0.12923 | 0.92322 | 27.81 | -27.8099 | -27.81 | 1000 | 1000 | 27.81 | 54.67
2016-06-25 12:00:00 | 0.089326 | 0.12923 | 0.96569 | 25.08 | -25.0799 | -25.08 | 1000 | 1000 | 25.08 | 55.6
2016-06-25 13:00:00 | 0.089326 | 0.12923 | 0.9165 | 24.43 | -24.4299 | -24.43 | 1000 | 1000 | 24.43 | 53.19
2016-06-25 14:00:00 | 0.089326 | 0.12923 | 0.79457 | 24.43 | -24.4299 | -24.43 | 1000 | 1000 | 24.43 | 50.37
2016-06-25 15:00:00 | 0.089326 | 0.12923 | 0.72708 | 27.31 | -27.3099 | -27.31 | 1000 | 1000 | 27.31 | 49.76
2016-06-25 16:00:00 | 0.089326 | 0.12923 | 0.70007 | 29.42 | -29.4199 | -29.42 | 1000 | 1000 | 29.42 | 49.01
2016-06-25 17:00:00 | 0.089326 | 0.12923 | 0.71577 | 30.53 | -30.5299 | -30.53 | 1000 | 1000 | 30.53 | 50.54
2016-06-25 18:00:00 | 0.089326 | 0.12923 | 0.79423 | 29.8 | -29.7999 | -29.8 | 1000 | 1000 | 29.8 | 55.29
2016-06-25 19:00:00 | 0.089326 | 0.12923 | 0.85492 | 28.81 | -28.8099 | -28.81 | 1000 | 1000 | 28.81 | 54.44
2016-06-25 20:00:00 | 0.089326 | 0.12923 | 0.82777 | 29.61 | -29.6099 | -29.61 | 1000 | 1000 | 29.61 | 49.85
2016-06-25 21:00:00 | 0.089326 | 0.12923 | 0.74686 | 27.02 | -27.0199 | -27.02 | 1000 | 1000 | 27.02 | 49.91
2016-06-25 22:00:00 | 0.089326 | 0.12923 | 0.71732 | 17.29 | -17.2899 | -17.29 | 1000 | 1000 | 17.29 | 56.4
2016-06-25 23:00:00 | 0.089326 | 0.12923 | 0.60822 | 12.78 | -12.7799 | -12.78 | 1000 | 1000 | 12.78 | 49.52
2016-06-26 00:00:00 | 0.089326 | 0.12923 | 0.45214 | 14.25 | -14.2499 | -14.25 | 1000 | 1000 | 14.25 | 43.18
2016-06-26 01:00:00 | 0.089326 | 0.12923 | 0.34401 | 13.35 | -13.3499 | -13.35 | 1000 | 1000 | 13.35 | 41.14
2016-06-26 02:00:00 | 0.089326 | 0.12923 | 0.28601 | 13.08 | -13.0799 | -13.08 | 1000 | 1000 | 13.08 | 25.37
2016-06-26 03:00:00 | 0.089326 | 0.12923 | 0.26624 | 12.43 | -12.4299 | -12.43 | 1000 | 1000 | 12.43 | 23.22
2016-06-26 04:00:00 | 0.089326 | 0.12923 | 0.26199 | 11.53 | -11.5299 | -11.53 | 1000 | 1000 | 11.53 | 21.59
2016-06-26 05:00:00 | 0.089326 | 0.12923 | 0.25637 | 12.63 | -12.6299 | -12.63 | 1000 | 1000 | 12.63 | 19.92
2016-06-26 06:00:00 | 0.089326 | 0.12923 | 0.26819 | 13.46 | -13.4599 | -13.46 | 1000 | 1000 | 13.46 | 23.21
2016-06-26 07:00:00 | 0.089326 | 0.12923 | 0.35225 | 13.51 | -13.5099 | -13.51 | 1000 | 1000 | 13.51 | 33.43
2016-06-26 08:00:00 | 0.089326 | 0.12923 | 0.53724 | 9.79 | -9.7899 | -9.79 | 1000 | 1000 | 9.79 | 40.45
2016-06-26 09:00:00 | 0.089326 | 0.12923 | 0.74695 | 12.86 | -12.8599 | -12.86 | 1000 | 1000 | 12.86 | 43.36
2016-06-26 10:00:00 | 0.089326 | 0.12923 | 0.86788 | 12.08 | -12.0799 | -12.08 | 1000 | 1000 | 12.08 | 50.84
2016-06-26 11:00:00 | 0.089326 | 0.12923 | 0.95599 | 9.29 | -9.2899 | -9.29 | 1000 | 1000 | 9.29 | 56.06
2016-06-26 12:00:00 | 0.089326 | 0.12923 | 0.97702 | 8.05 | -8.0499 | -8.05 | 1000 | 1000 | 8.05 | 55.78
2016-06-26 13:00:00 | 0.089326 | 0.12923 | 0.83282 | 9.19 | -9.1899 | -9.19 | 1000 | 1000 | 9.19 | 44.84
2016-06-26 14:00:00 | 0.089326 | 0.12923 | 0.69241 | 11.67 | -11.6699 | -11.67 | 1000 | 1000 | 11.67 | 41.99
2016-06-26 15:00:00 | 0.089326 | 0.12923 | 0.59885 | 15.79 | -15.7899 | -15.79 | 1000 | 1000 | 15.79 | 41.69
2016-06-26 16:00:00 | 0.089326 | 0.12923 | 0.52621 | 23.76 | -23.7599 | -23.76 | 1000 | 1000 | 23.76 | 42.25
2016-06-26 17:00:00 | 0.089326 | 0.12923 | 0.53897 | 26.79 | -26.7899 | -26.79 | 1000 | 1000 | 26.79 | 49.16
2016-06-26 18:00:00 | 0.089326 | 0.12923 | 0.62018 | 29.97 | -29.9699 | -29.97 | 1000 | 1000 | 29.97 | 54.12
2016-06-26 19:00:00 | 0.089326 | 0.12923 | 0.73239 | 28.46 | -28.4599 | -28.46 | 1000 | 1000 | 28.46 | 55.39
2016-06-26 20:00:00 | 0.089326 | 0.12923 | 0.76848 | 31.91 | -31.9099 | -31.91 | 1000 | 1000 | 31.91 | 55.1
2016-06-26 21:00:00 | 0.089326 | 0.12923 | 0.7291 | 28.12 | -28.1199 | -28.12 | 1000 | 1000 | 28.12 | 54.19
2016-06-26 22:00:00 | 0.13438 | 0.17231 | 0.67717 | 24.1 | -24.0999 | -24.1 | 1000 | 1000 | 24.1 | 62
2016-06-26 23:00:00 | 0.10863 | 0.14769 | 0.53066 | 20.99 | -20.9899 | -20.99 | 1000 | 1000 | 20.99 | 54.17
2016-06-27 00:00:00 | 0.1376 | 0.17538 | 0.38499 | 19.04 | -19.0399 | -19.04 | 1000 | 1000 | 19.04 | 46.2
2016-06-27 01:00:00 | 0.16012 | 0.19692 | 0.29435 | 16.29 | -16.2899 | -16.29 | 1000 | 1000 | 16.29 | 43.05
2016-06-27 02:00:00 | 0.18265 | 0.21846 | 0.26838 | 16.12 | -16.1199 | -16.12 | 1000 | 1000 | 16.12 | 41.41
2016-06-27 03:00:00 | 0.17621 | 0.21231 | 0.25636 | 19.02 | -19.0199 | -19.02 | 1000 | 1000 | 19.02 | 39.57
2016-06-27 04:00:00 | 0.14403 | 0.18154 | 0.27574 | 27.75 | -27.7499 | -27.75 | 1000 | 1000 | 27.75 | 39.66
2016-06-27 05:00:00 | 0.092544 | 0.13231 | 0.32711 | 33.07 | -33.0699 | -33.07 | 1000 | 1000 | 33.07 | 42.25
2016-06-27 06:00:00 | 0.089326 | 0.12923 | 0.49677 | 34.26 | -34.2599 | -34.26 | 1000 | 1000 | 34.26 | 47.81
2016-06-27 07:00:00 | 0.089326 | 0.12923 | 0.66071 | 31.02 | -31.0199 | -31.02 | 1000 | 1000 | 31.02 | 57.16
2016-06-27 08:00:00 | 0.089326 | 0.12923 | 0.77487 | 26.57 | -26.5699 | -26.57 | 1000 | 1000 | 26.57 | 57.1
2016-06-27 09:00:00 | 0.089326 | 0.12923 | 0.82093 | 26.29 | -26.2899 | -26.29 | 1000 | 1000 | 26.29 | 59.05
2016-06-27 10:00:00 | 0.089326 | 0.12923 | 0.80488 | 24.82 | -24.8199 | -24.82 | 1000 | 1000 | 24.82 | 61.63
2016-06-27 11:00:00 | 0.089326 | 0.12923 | 0.82247 | 25.38 | -25.3799 | -25.38 | 1000 | 1000 | 25.38 | 63.9
2016-06-27 12:00:00 | 0.089326 | 0.12923 | 0.87793 | 24.87 | -24.8699 | -24.87 | 1000 | 1000 | 24.87 | 62.51
2016-06-27 13:00:00 | 0.089326 | 0.12923 | 0.83028 | 25.95 | -25.9499 | -25.95 | 1000 | 1000 | 25.95 | 62.96
2016-06-27 14:00:00 | 0.089326 | 0.12923 | 0.73403 | 25.92 | -25.9199 | -25.92 | 1000 | 1000 | 25.92 | 63.99
2016-06-27 15:00:00 | 0.089326 | 0.12923 | 0.68907 | 28.08 | -28.0799 | -28.08 | 1000 | 1000 | 28.08 | 61.59
2016-06-27 16:00:00 | 0.089326 | 0.12923 | 0.6725 | 34.98 | -34.9799 | -34.98 | 1000 | 1000 | 34.98 | 61.94
2016-06-27 17:00:00 | 0.089326 | 0.12923 | 0.69967 | 39.05 | -39.0499 | -39.05 | 1000 | 1000 | 39.05 | 61.67
2016-06-27 18:00:00 | 0.089326 | 0.12923 | 0.75257 | 38.31 | -38.3099 | -38.31 | 1000 | 1000 | 38.31 | 62.17
2016-06-27 19:00:00 | 0.089326 | 0.12923 | 0.80864 | 36.52 | -36.5199 | -36.52 | 1000 | 1000 | 36.52 | 62.24
2016-06-27 20:00:00 | 0.089326 | 0.12923 | 0.80522 | 36.4 | -36.3999 | -36.4 | 1000 | 1000 | 36.4 | 57.13
2016-06-27 21:00:00 | 0.089326 | 0.12923 | 0.76479 | 31.69 | -31.6899 | -31.69 | 1000 | 1000 | 31.69 | 53.02
2016-06-27 22:00:00 | 0.089326 | 0.12923 | 0.70234 | 26.84 | -26.8399 | -26.84 | 1000 | 1000 | 26.84 | 53.02
2016-06-27 23:00:00 | 0.089326 | 0.12923 | 0.55862 | 24.4 | -24.3999 | -24.4 | 1000 | 1000 | 24.4 | 45.1
2016-06-28 00:00:00 | 0.089326 | 0.12923 | 0.38499 | 24.09 | -24.0899 | -24.09 | 1000 | 1000 | 24.09 | 40.28
2016-06-28 01:00:00 | 0.089326 | 0.12923 | 0.29435 | 23.13 | -23.1299 | -23.13 | 1000 | 1000 | 23.13 | 36.76
2016-06-28 02:00:00 | 0.089326 | 0.12923 | 0.26838 | 22.76 | -22.7599 | -22.76 | 1000 | 1000 | 22.76 | 31.81
2016-06-28 03:00:00 | 0.089326 | 0.12923 | 0.25636 | 24.19 | -24.1899 | -24.19 | 1000 | 1000 | 24.19 | 29.52
2016-06-28 04:00:00 | 0.089326 | 0.12923 | 0.27574 | 30 | -29.9999 | -30 | 1000 | 1000 | 30 | 31.28
2016-06-28 05:00:00 | 0.089326 | 0.12923 | 0.32711 | 40.08 | -40.0799 | -40.08 | 1000 | 1000 | 40.08 | 40.35
2016-06-28 06:00:00 | 0.089326 | 0.12923 | 0.49677 | 41.91 | -41.9099 | -41.91 | 1000 | 1000 | 41.91 | 46.96
2016-06-28 07:00:00 | 0.11185 | 0.15077 | 0.66071 | 41.98 | -41.9799 | -41.98 | 1000 | 1000 | 41.98 | 56.72
2016-06-28 08:00:00 | 0.089326 | 0.12923 | 0.77487 | 38.94 | -38.9399 | -38.94 | 1000 | 1000 | 38.94 | 60.72
2016-06-28 09:00:00 | 0.089326 | 0.12923 | 0.82093 | 37.88 | -37.8799 | -37.88 | 1000 | 1000 | 37.88 | 59.66
2016-06-28 10:00:00 | 0.13116 | 0.16923 | 0.80488 | 35.36 | -35.3599 | -35.36 | 1000 | 1000 | 35.36 | 59.64
2016-06-28 11:00:00 | 0.089326 | 0.12923 | 0.82247 | 34.08 | -34.0799 | -34.08 | 1000 | 1000 | 34.08 | 59.07
2016-06-28 12:00:00 | 0.089326 | 0.12923 | 0.87793 | 32.62 | -32.6199 | -32.62 | 1000 | 1000 | 32.62 | 55.97
2016-06-28 13:00:00 | 0.089326 | 0.12923 | 0.83028 | 31.37 | -31.3699 | -31.37 | 1000 | 1000 | 31.37 | 54.24
2016-06-28 14:00:00 | 0.089326 | 0.12923 | 0.73403 | 30.89 | -30.8899 | -30.89 | 1000 | 1000 | 30.89 | 52.94
2016-06-28 15:00:00 | 0.089326 | 0.12923 | 0.68907 | 36.04 | -36.0399 | -36.04 | 1000 | 1000 | 36.04 | 55.34
2016-06-28 16:00:00 | 0.089326 | 0.12923 | 0.6725 | 39.85 | -39.8499 | -39.85 | 1000 | 1000 | 39.85 | 54.46
2016-06-28 17:00:00 | 0.089326 | 0.12923 | 0.69967 | 41.74 | -41.7399 | -41.74 | 1000 | 1000 | 41.74 | 59.71
2016-06-28 18:00:00 | 0.089326 | 0.12923 | 0.75257 | 38.99 | -38.9899 | -38.99 | 1000 | 1000 | 38.99 | 59.18
2016-06-28 19:00:00 | 0.089326 | 0.12923 | 0.80864 | 34.56 | -34.5599 | -34.56 | 1000 | 1000 | 34.56 | 57.94
2016-06-28 20:00:00 | 0.089326 | 0.12923 | 0.80522 | 33.84 | -33.8399 | -33.84 | 1000 | 1000 | 33.84 | 53.27
2016-06-28 21:00:00 | 0.089326 | 0.12923 | 0.76479 | 28.34 | -28.3399 | -28.34 | 1000 | 1000 | 28.34 | 52.3
2016-06-28 22:00:00 | 0.095762 | 0.13538 | 0.70234 | 24.03 | -24.0299 | -24.03 | 1000 | 1000 | 24.03 | 54.27
2016-06-28 23:00:00 | 0.12151 | 0.16 | 0.55862 | 22.14 | -22.1399 | -22.14 | 1000 | 1000 | 22.14 | 47.22
2016-06-29 00:00:00 | 0.12472 | 0.16308 | 0.38499 | 20.64 | -20.6399 | -20.64 | 1000 | 1000 | 20.64 | 42.53
2016-06-29 01:00:00 | 0.13438 | 0.17231 | 0.29435 | 19.91 | -19.9099 | -19.91 | 1000 | 1000 | 19.91 | 38.48
2016-06-29 02:00:00 | 0.12472 | 0.16308 | 0.26838 | 19.17 | -19.1699 | -19.17 | 1000 | 1000 | 19.17 | 36.88
2016-06-29 03:00:00 | 0.12794 | 0.16615 | 0.25636 | 19.99 | -19.9899 | -19.99 | 1000 | 1000 | 19.99 | 35.58
2016-06-29 04:00:00 | 0.12794 | 0.16615 | 0.27574 | 24.58 | -24.5799 | -24.58 | 1000 | 1000 | 24.58 | 35.29
2016-06-29 05:00:00 | 0.11185 | 0.15077 | 0.32711 | 32.91 | -32.9099 | -32.91 | 1000 | 1000 | 32.91 | 40.1
2016-06-29 06:00:00 | 0.11507 | 0.15385 | 0.49677 | 34.94 | -34.9399 | -34.94 | 1000 | 1000 | 34.94 | 46.96
2016-06-29 07:00:00 | 0.089326 | 0.12923 | 0.66071 | 31.82 | -31.8199 | -31.82 | 1000 | 1000 | 31.82 | 55
2016-06-29 08:00:00 | 0.089326 | 0.12923 | 0.77487 | 26.05 | -26.0499 | -26.05 | 1000 | 1000 | 26.05 | 55.08
2016-06-29 09:00:00 | 0.089326 | 0.12923 | 0.82093 | 24.71 | -24.7099 | -24.71 | 1000 | 1000 | 24.71 | 56.18
2016-06-29 10:00:00 | 0.089326 | 0.12923 | 0.80488 | 23.92 | -23.9199 | -23.92 | 1000 | 1000 | 23.92 | 59.15
2016-06-29 11:00:00 | 0.089326 | 0.12923 | 0.82247 | 23.6 | -23.5999 | -23.6 | 1000 | 1000 | 23.6 | 63.19
2016-06-29 12:00:00 | 0.089326 | 0.12923 | 0.87793 | 23.4 | -23.3999 | -23.4 | 1000 | 1000 | 23.4 | 62.92
2016-06-29 13:00:00 | 0.089326 | 0.12923 | 0.83028 | 23.96 | -23.9599 | -23.96 | 1000 | 1000 | 23.96 | 63.68
2016-06-29 14:00:00 | 0.089326 | 0.12923 | 0.73403 | 23.71 | -23.7099 | -23.71 | 1000 | 1000 | 23.71 | 63.04
2016-06-29 15:00:00 | 0.089326 | 0.12923 | 0.68907 | 26.54 | -26.5399 | -26.54 | 1000 | 1000 | 26.54 | 61.25
2016-06-29 16:00:00 | 0.089326 | 0.12923 | 0.6725 | 33.46 | -33.4599 | -33.46 | 1000 | 1000 | 33.46 | 57.96
2016-06-29 17:00:00 | 0.089326 | 0.12923 | 0.69967 | 38.99 | -38.9899 | -38.99 | 1000 | 1000 | 38.99 | 57.03
2016-06-29 18:00:00 | 0.089326 | 0.12923 | 0.75257 | 37.49 | -37.4899 | -37.49 | 1000 | 1000 | 37.49 | 57.25
2016-06-29 19:00:00 | 0.089326 | 0.12923 | 0.80864 | 34.98 | -34.9799 | -34.98 | 1000 | 1000 | 34.98 | 53.2
2016-06-29 20:00:00 | 0.089326 | 0.12923 | 0.80522 | 34.94 | -34.9399 | -34.94 | 1000 | 1000 | 34.94 | 51.59
2016-06-29 21:00:00 | 0.089326 | 0.12923 | 0.76479 | 29.96 | -29.9599 | -29.96 | 1000 | 1000 | 29.96 | 50.48
2016-06-29 22:00:00 | 0.13116 | 0.16923 | 0.70234 | 25.16 | -25.1599 | -25.16 | 1000 | 1000 | 25.16 | 54
2016-06-29 23:00:00 | 0.11829 | 0.15692 | 0.55862 | 23.34 | -23.3399 | -23.34 | 1000 | 1000 | 23.34 | 50.57
2016-06-30 00:00:00 | 0.11829 | 0.15692 | 0.38499 | 22.08 | -22.0799 | -22.08 | 1000 | 1000 | 22.08 | 42.57
2016-06-30 01:00:00 | 0.16977 | 0.20615 | 0.29435 | 20.11 | -20.1099 | -20.11 | 1000 | 1000 | 20.11 | 40.2
2016-06-30 02:00:00 | 0.16334 | 0.2 | 0.26838 | 19.82 | -19.8199 | -19.82 | 1000 | 1000 | 19.82 | 36.13
2016-06-30 03:00:00 | 0.14081 | 0.17846 | 0.25636 | 21.58 | -21.5799 | -21.58 | 1000 | 1000 | 21.58 | 33.1
2016-06-30 04:00:00 | 0.14725 | 0.18462 | 0.27574 | 26.61 | -26.6099 | -26.61 | 1000 | 1000 | 26.61 | 35.03
2016-06-30 05:00:00 | 0.089326 | 0.12923 | 0.32711 | 34.94 | -34.9399 | -34.94 | 1000 | 1000 | 34.94 | 40.52
2016-06-30 06:00:00 | 0.089326 | 0.12923 | 0.49677 | 39.86 | -39.8599 | -39.86 | 1000 | 1000 | 39.86 | 49.51
2016-06-30 07:00:00 | 0.089326 | 0.12923 | 0.66071 | 38.24 | -38.2399 | -38.24 | 1000 | 1000 | 38.24 | 57.05
2016-06-30 08:00:00 | 0.089326 | 0.12923 | 0.77487 | 38.49 | -38.4899 | -38.49 | 1000 | 1000 | 38.49 | 58.81
2016-06-30 09:00:00 | 0.089326 | 0.12923 | 0.82093 | 36 | -35.9999 | -36 | 1000 | 1000 | 36 | 61.27
2016-06-30 10:00:00 | 0.089326 | 0.12923 | 0.80488 | 30.69 | -30.6899 | -30.69 | 1000 | 1000 | 30.69 | 61.19
2016-06-30 11:00:00 | 0.089326 | 0.12923 | 0.82247 | 27.63 | -27.6299 | -27.63 | 1000 | 1000 | 27.63 | 62
2016-06-30 12:00:00 | 0.089326 | 0.12923 | 0.87793 | 25.8 | -25.7999 | -25.8 | 1000 | 1000 | 25.8 | 58.77
2016-06-30 13:00:00 | 0.089326 | 0.12923 | 0.83028 | 26.17 | -26.1699 | -26.17 | 1000 | 1000 | 26.17 | 58.98
2016-06-30 14:00:00 | 0.089326 | 0.12923 | 0.73403 | 26.28 | -26.2799 | -26.28 | 1000 | 1000 | 26.28 | 58.16
2016-06-30 15:00:00 | 0.089326 | 0.12923 | 0.68907 | 29.77 | -29.7699 | -29.77 | 1000 | 1000 | 29.77 | 54.62
2016-06-30 16:00:00 | 0.089326 | 0.12923 | 0.6725 | 34.23 | -34.2299 | -34.23 | 1000 | 1000 | 34.23 | 51.99
2016-06-30 17:00:00 | 0.089326 | 0.12923 | 0.69967 | 38.28 | -38.2799 | -38.28 | 1000 | 1000 | 38.28 | 52.01
2016-06-30 18:00:00 | 0.089326 | 0.12923 | 0.75257 | 34.91 | -34.9099 | -34.91 | 1000 | 1000 | 34.91 | 55.06
2016-06-30 19:00:00 | 0.089326 | 0.12923 | 0.80864 | 31.11 | -31.1099 | -31.11 | 1000 | 1000 | 31.11 | 55
2016-06-30 20:00:00 | 0.089326 | 0.12923 | 0.80522 | 32.38 | -32.3799 | -32.38 | 1000 | 1000 | 32.38 | 52.37
2016-06-30 21:00:00 | 0.089326 | 0.12923 | 0.76479 | 27.72 | -27.7199 | -27.72 | 1000 | 1000 | 27.72 | 51.07
2016-06-30 22:00:00 | 0.089326 | 0.12923 | 0.70234 | 29.36 | -29.3599 | -29.36 | 1000 | 1000 | 29.36 | 54.96
2016-06-30 23:00:00 | 0.089326 | 0.12923 | 0.55862 | 24.69 | -24.6899 | -24.69 | 1000 | 1000 | 24.69 | 48.34
2016-07-01 00:00:00 | 0.089326 | 0.12923 | 0.38499 | 23.42 | -23.4199 | -23.42 | 1000 | 1000 | 23.42 | 45.98
2016-07-01 01:00:00 | 0.089326 | 0.12923 | 0.29435 | 21.91 | -21.9099 | -21.91 | 1000 | 1000 | 21.91 | 42.91
2016-07-01 02:00:00 | 0.089326 | 0.12923 | 0.26838 | 20.19 | -20.1899 | -20.19 | 1000 | 1000 | 20.19 | 38.58
2016-07-01 03:00:00 | 0.089326 | 0.12923 | 0.25636 | 22.44 | -22.4399 | -22.44 | 1000 | 1000 | 22.44 | 34.98
2016-07-01 04:00:00 | 0.089326 | 0.12923 | 0.27574 | 26.84 | -26.8399 | -26.84 | 1000 | 1000 | 26.84 | 32.18
2016-07-01 05:00:00 | 0.089326 | 0.12923 | 0.32711 | 33.58 | -33.5799 | -33.58 | 1000 | 1000 | 33.58 | 40.55
2016-07-01 06:00:00 | 0.089326 | 0.12923 | 0.49677 | 35.78 | -35.7799 | -35.78 | 1000 | 1000 | 35.78 | 49.17
2016-07-01 07:00:00 | 0.089326 | 0.12923 | 0.66071 | 29.8 | -29.7999 | -29.8 | 1000 | 1000 | 29.8 | 59.12
2016-07-01 08:00:00 | 0.089326 | 0.12923 | 0.77487 | 24 | -23.9999 | -24 | 1000 | 1000 | 24 | 60.72
2016-07-01 09:00:00 | 0.089326 | 0.12923 | 0.82093 | 23.26 | -23.2599 | -23.26 | 1000 | 1000 | 23.26 | 60.58
2016-07-01 10:00:00 | 0.089326 | 0.12923 | 0.80488 | 22.56 | -22.5599 | -22.56 | 1000 | 1000 | 22.56 | 61.47
2016-07-01 11:00:00 | 0.089326 | 0.12923 | 0.82247 | 22.09 | -22.0899 | -22.09 | 1000 | 1000 | 22.09 | 62.07
2016-07-01 12:00:00 | 0.089326 | 0.12923 | 0.87793 | 22.09 | -22.0899 | -22.09 | 1000 | 1000 | 22.09 | 61.05
2016-07-01 13:00:00 | 0.089326 | 0.12923 | 0.83028 | 24.22 | -24.2199 | -24.22 | 1000 | 1000 | 24.22 | 58.98
2016-07-01 14:00:00 | 0.089326 | 0.12923 | 0.73403 | 27 | -26.9999 | -27 | 1000 | 1000 | 27 | 55.07
2016-07-01 15:00:00 | 0.089326 | 0.12923 | 0.68907 | 28.75 | -28.7499 | -28.75 | 1000 | 1000 | 28.75 | 53.02
2016-07-01 16:00:00 | 0.089326 | 0.12923 | 0.6725 | 32.43 | -32.4299 | -32.43 | 1000 | 1000 | 32.43 | 49.9
2016-07-01 17:00:00 | 0.089326 | 0.12923 | 0.69967 | 33.95 | -33.9499 | -33.95 | 1000 | 1000 | 33.95 | 49.21
2016-07-01 18:00:00 | 0.089326 | 0.12923 | 0.75257 | 32.67 | -32.6699 | -32.67 | 1000 | 1000 | 32.67 | 53.04
2016-07-01 19:00:00 | 0.089326 | 0.12923 | 0.80864 | 30.07 | -30.0699 | -30.07 | 1000 | 1000 | 30.07 | 50.54
2016-07-01 20:00:00 | 0.089326 | 0.12923 | 0.80522 | 31.91 | -31.9099 | -31.91 | 1000 | 1000 | 31.91 | 49.94
2016-07-01 21:00:00 | 0.089326 | 0.12923 | 0.76479 | 27.59 | -27.5899 | -27.59 | 1000 | 1000 | 27.59 | 50.45
2016-07-01 22:00:00 | 0.089326 | 0.12923 | 0.70234 | 22.03 | -22.0299 | -22.03 | 1000 | 1000 | 22.03 | 53.03
2016-07-01 23:00:00 | 0.089326 | 0.12923 | 0.55862 | 20.38 | -20.3799 | -20.38 | 1000 | 1000 | 20.38 | 49.25
2016-07-02 00:00:00 | 0.089326 | 0.12923 | 0.43448 | 19.4 | -19.3999 | -19.4 | 1000 | 1000 | 19.4 | 52.91
2016-07-02 01:00:00 | 0.089326 | 0.12923 | 0.35271 | 17.09 | -17.0899 | -17.09 | 1000 | 1000 | 17.09 | 47.38
2016-07-02 02:00:00 | 0.089326 | 0.12923 | 0.29453 | 16.79 | -16.7899 | -16.79 | 1000 | 1000 | 16.79 | 40.03
2016-07-02 03:00:00 | 0.089326 | 0.12923 | 0.28312 | 16.58 | -16.5799 | -16.58 | 1000 | 1000 | 16.58 | 27.14
2016-07-02 04:00:00 | 0.089326 | 0.12923 | 0.28766 | 17.99 | -17.9899 | -17.99 | 1000 | 1000 | 17.99 | 25.7
2016-07-02 05:00:00 | 0.089326 | 0.12923 | 0.29561 | 20.05 | -20.0499 | -20.05 | 1000 | 1000 | 20.05 | 23.69
2016-07-02 06:00:00 | 0.089326 | 0.12923 | 0.35179 | 21.41 | -21.4099 | -21.41 | 1000 | 1000 | 21.41 | 28.02
2016-07-02 07:00:00 | 0.089326 | 0.12923 | 0.5156 | 23.71 | -23.7099 | -23.71 | 1000 | 1000 | 23.71 | 44.73
2016-07-02 08:00:00 | 0.089326 | 0.12923 | 0.71509 | 22.04 | -22.0399 | -22.04 | 1000 | 1000 | 22.04 | 50.04
2016-07-02 09:00:00 | 0.089326 | 0.12923 | 0.84809 | 22.03 | -22.0299 | -22.03 | 1000 | 1000 | 22.03 | 56.07
2016-07-02 10:00:00 | 0.089326 | 0.12923 | 0.89163 | 21.87 | -21.8699 | -21.87 | 1000 | 1000 | 21.87 | 60.35
2016-07-02 11:00:00 | 0.089326 | 0.12923 | 0.92322 | 20.86 | -20.8599 | -20.86 | 1000 | 1000 | 20.86 | 61.11
2016-07-02 12:00:00 | 0.089326 | 0.12923 | 0.96569 | 19.4 | -19.3999 | -19.4 | 1000 | 1000 | 19.4 | 56.09
2016-07-02 13:00:00 | 0.089326 | 0.12923 | 0.9165 | 18.52 | -18.5199 | -18.52 | 1000 | 1000 | 18.52 | 43.04
2016-07-02 14:00:00 | 0.089326 | 0.12923 | 0.79457 | 17.95 | -17.9499 | -17.95 | 1000 | 1000 | 17.95 | 40.94
2016-07-02 15:00:00 | 0.089326 | 0.12923 | 0.72708 | 19.96 | -19.9599 | -19.96 | 1000 | 1000 | 19.96 | 39.07
2016-07-02 16:00:00 | 0.089326 | 0.12923 | 0.70007 | 23.11 | -23.1099 | -23.11 | 1000 | 1000 | 23.11 | 39.46
2016-07-02 17:00:00 | 0.089326 | 0.12923 | 0.71577 | 25.33 | -25.3299 | -25.33 | 1000 | 1000 | 25.33 | 42.05
2016-07-02 18:00:00 | 0.089326 | 0.12923 | 0.79423 | 25.48 | -25.4799 | -25.48 | 1000 | 1000 | 25.48 | 46.99
2016-07-02 19:00:00 | 0.089326 | 0.12923 | 0.85492 | 25.03 | -25.0299 | -25.03 | 1000 | 1000 | 25.03 | 45.08
2016-07-02 20:00:00 | 0.10863 | 0.14769 | 0.82777 | 25.97 | -25.9699 | -25.97 | 1000 | 1000 | 25.97 | 42.55
2016-07-02 21:00:00 | 0.14081 | 0.17846 | 0.74686 | 22.4 | -22.3999 | -22.4 | 1000 | 1000 | 22.4 | 40.69
2016-07-02 22:00:00 | 0.14403 | 0.18154 | 0.71732 | 18.07 | -18.0699 | -18.07 | 1000 | 1000 | 18.07 | 46.95
2016-07-02 23:00:00 | 0.16977 | 0.20615 | 0.60822 | 9.32 | -9.3199 | -9.32 | 1000 | 1000 | 9.32 | 32.97
2016-07-03 00:00:00 | 0.18265 | 0.21846 | 0.45214 | 7.88 | -7.8799 | -7.88 | 1000 | 1000 | 7.88 | 34.37
2016-07-03 01:00:00 | 0.21483 | 0.24923 | 0.34401 | 6.97 | -6.9699 | -6.97 | 1000 | 1000 | 6.97 | 21.34
2016-07-03 02:00:00 | 0.21804 | 0.25231 | 0.28601 | 8.82 | -8.8199 | -8.82 | 1000 | 1000 | 8.82 | 10.69
2016-07-03 03:00:00 | 0.22126 | 0.25538 | 0.26624 | 7.77 | -7.7699 | -7.77 | 1000 | 1000 | 7.77 | 10.11
2016-07-03 04:00:00 | 0.22448 | 0.25846 | 0.26199 | 8.14 | -8.1399 | -8.14 | 1000 | 1000 | 8.14 | 9.91
2016-07-03 05:00:00 | 0.17299 | 0.20923 | 0.25637 | 8.82 | -8.8199 | -8.82 | 1000 | 1000 | 8.82 | 5.03
2016-07-03 06:00:00 | 0.12472 | 0.16308 | 0.26819 | 12.2 | -12.1999 | -12.2 | 1000 | 1000 | 12.2 | 9.9
2016-07-03 07:00:00 | 0.089326 | 0.12923 | 0.35225 | 9.92 | -9.9199 | -9.92 | 1000 | 1000 | 9.92 | 10.27
2016-07-03 08:00:00 | 0.089326 | 0.12923 | 0.53724 | 8.92 | -8.9199 | -8.92 | 1000 | 1000 | 8.92 | 17.06
2016-07-03 09:00:00 | 0.089326 | 0.12923 | 0.74695 | 8.86 | -8.8599 | -8.86 | 1000 | 1000 | 8.86 | 28.04
2016-07-03 10:00:00 | 0.089326 | 0.12923 | 0.86788 | 8.92 | -8.9199 | -8.92 | 1000 | 1000 | 8.92 | 40.05
2016-07-03 11:00:00 | 0.089326 | 0.12923 | 0.95599 | 7.09 | -7.0899 | -7.09 | 1000 | 1000 | 7.09 | 43.06
2016-07-03 12:00:00 | 0.089326 | 0.12923 | 0.97702 | 6.98 | -6.9799 | -6.98 | 1000 | 1000 | 6.98 | 43
2016-07-03 13:00:00 | 0.089326 | 0.12923 | 0.83282 | 7.14 | -7.1399 | -7.14 | 1000 | 1000 | 7.14 | 37.1
2016-07-03 14:00:00 | 0.089326 | 0.12923 | 0.69241 | 8.97 | -8.9699 | -8.97 | 1000 | 1000 | 8.97 | 32.44
2016-07-03 15:00:00 | 0.089326 | 0.12923 | 0.59885 | 18.08 | -18.0799 | -18.08 | 1000 | 1000 | 18.08 | 29.07
2016-07-03 16:00:00 | 0.089326 | 0.12923 | 0.52621 | 22.02 | -22.0199 | -22.02 | 1000 | 1000 | 22.02 | 29.99
2016-07-03 17:00:00 | 0.089326 | 0.12923 | 0.53897 | 26.76 | -26.7599 | -26.76 | 1000 | 1000 | 26.76 | 40
2016-07-03 18:00:00 | 0.089326 | 0.12923 | 0.62018 | 27.97 | -27.9699 | -27.97 | 1000 | 1000 | 27.97 | 43
2016-07-03 19:00:00 | 0.089326 | 0.12923 | 0.73239 | 30.49 | -30.4899 | -30.49 | 1000 | 1000 | 30.49 | 44.28
2016-07-03 20:00:00 | 0.16334 | 0.2 | 0.76848 | 32.35 | -32.3499 | -32.35 | 1000 | 1000 | 32.35 | 44.52
2016-07-03 21:00:00 | 0.20839 | 0.24308 | 0.7291 | 29.37 | -29.3699 | -29.37 | 1000 | 1000 | 29.37 | 43.08
2016-07-03 22:00:00 | 0.1923 | 0.22769 | 0.67717 | 25.73 | -25.7299 | -25.73 | 1000 | 1000 | 25.73 | 54.45
2016-07-03 23:00:00 | 0.19552 | 0.23077 | 0.53066 | 22.73 | -22.7299 | -22.73 | 1000 | 1000 | 22.73 | 45.07
2016-07-04 00:00:00 | 0.20517 | 0.24 | 0.38499 | 22.26 | -22.2599 | -22.26 | 1000 | 1000 | 22.26 | 43.66
2016-07-04 01:00:00 | 0.22126 | 0.25538 | 0.29435 | 21.65 | -21.6499 | -21.65 | 1000 | 1000 | 21.65 | 38.62
2016-07-04 02:00:00 | 0.23092 | 0.26462 | 0.26838 | 21.69 | -21.6899 | -21.69 | 1000 | 1000 | 21.69 | 36.69
2016-07-04 03:00:00 | 0.247 | 0.28 | 0.25636 | 23.37 | -23.3699 | -23.37 | 1000 | 1000 | 23.37 | 32.31
2016-07-04 04:00:00 | 0.23092 | 0.26462 | 0.27574 | 31.93 | -31.9299 | -31.93 | 1000 | 1000 | 31.93 | 30.34
2016-07-04 05:00:00 | 0.17621 | 0.21231 | 0.32711 | 35.19 | -35.1899 | -35.19 | 1000 | 1000 | 35.19 | 37.27
2016-07-04 06:00:00 | 0.12151 | 0.16 | 0.49677 | 37.93 | -37.9299 | -37.93 | 1000 | 1000 | 37.93 | 45.52
2016-07-04 07:00:00 | 0.089326 | 0.12923 | 0.66071 | 33.54 | -33.5399 | -33.54 | 1000 | 1000 | 33.54 | 55.41
2016-07-04 08:00:00 | 0.089326 | 0.12923 | 0.77487 | 32.91 | -32.9099 | -32.91 | 1000 | 1000 | 32.91 | 58.83
2016-07-04 09:00:00 | 0.089326 | 0.12923 | 0.82093 | 31.68 | -31.6799 | -31.68 | 1000 | 1000 | 31.68 | 60.8
2016-07-04 10:00:00 | 0.089326 | 0.12923 | 0.80488 | 29.98 | -29.9799 | -29.98 | 1000 | 1000 | 29.98 | 63.19
2016-07-04 11:00:00 | 0.089326 | 0.12923 | 0.82247 | 29.33 | -29.3299 | -29.33 | 1000 | 1000 | 29.33 | 66.28
2016-07-04 12:00:00 | 0.089326 | 0.12923 | 0.87793 | 29.75 | -29.7499 | -29.75 | 1000 | 1000 | 29.75 | 65.02
2016-07-04 13:00:00 | 0.089326 | 0.12923 | 0.83028 | 29.26 | -29.2599 | -29.26 | 1000 | 1000 | 29.26 | 64.42
2016-07-04 14:00:00 | 0.089326 | 0.12923 | 0.73403 | 30.47 | -30.4699 | -30.47 | 1000 | 1000 | 30.47 | 62.41
2016-07-04 15:00:00 | 0.089326 | 0.12923 | 0.68907 | 32.9 | -32.8999 | -32.9 | 1000 | 1000 | 32.9 | 61.21
2016-07-04 16:00:00 | 0.089326 | 0.12923 | 0.6725 | 35.98 | -35.9799 | -35.98 | 1000 | 1000 | 35.98 | 58.58
2016-07-04 17:00:00 | 0.089326 | 0.12923 | 0.69967 | 38.41 | -38.4099 | -38.41 | 1000 | 1000 | 38.41 | 59.68
2016-07-04 18:00:00 | 0.089326 | 0.12923 | 0.75257 | 38.65 | -38.6499 | -38.65 | 1000 | 1000 | 38.65 | 60.83
2016-07-04 19:00:00 | 0.089326 | 0.12923 | 0.80864 | 35.56 | -35.5599 | -35.56 | 1000 | 1000 | 35.56 | 61.07
2016-07-04 20:00:00 | 0.089326 | 0.12923 | 0.80522 | 34.96 | -34.9599 | -34.96 | 1000 | 1000 | 34.96 | 54.72
2016-07-04 21:00:00 | 0.095762 | 0.13538 | 0.76479 | 33.98 | -33.9799 | -33.98 | 1000 | 1000 | 33.98 | 53.6
2016-07-04 22:00:00 | 0.16334 | 0.2 | 0.70234 | 29.93 | -29.9299 | -29.93 | 1000 | 1000 | 29.93 | 56.72
2016-07-04 23:00:00 | 0.18908 | 0.22462 | 0.55862 | 27 | -26.9999 | -27 | 1000 | 1000 | 27 | 51.91
2016-07-05 00:00:00 | 0.20195 | 0.23692 | 0.38499 | 25.46 | -25.4599 | -25.46 | 1000 | 1000 | 25.46 | 46.71
2016-07-05 01:00:00 | 0.14725 | 0.18462 | 0.29435 | 23.88 | -23.8799 | -23.88 | 1000 | 1000 | 23.88 | 41.2
2016-07-05 02:00:00 | 0.22126 | 0.25538 | 0.26838 | 23.43 | -23.4299 | -23.43 | 1000 | 1000 | 23.43 | 39.46
2016-07-05 03:00:00 | 0.22448 | 0.25846 | 0.25636 | 25.31 | -25.3099 | -25.31 | 1000 | 1000 | 25.31 | 40.72
2016-07-05 04:00:00 | 0.14081 | 0.17846 | 0.27574 | 30.28 | -30.2799 | -30.28 | 1000 | 1000 | 30.28 | 38.5
2016-07-05 05:00:00 | 0.11829 | 0.15692 | 0.32711 | 34.94 | -34.9399 | -34.94 | 1000 | 1000 | 34.94 | 39.55
2016-07-05 06:00:00 | 0.089326 | 0.12923 | 0.49677 | 36.46 | -36.4599 | -36.46 | 1000 | 1000 | 36.46 | 49.96
2016-07-05 07:00:00 | 0.089326 | 0.12923 | 0.66071 | 35.05 | -35.0499 | -35.05 | 1000 | 1000 | 35.05 | 59.98
2016-07-05 08:00:00 | 0.089326 | 0.12923 | 0.77487 | 32.54 | -32.5399 | -32.54 | 1000 | 1000 | 32.54 | 61.64
2016-07-05 09:00:00 | 0.089326 | 0.12923 | 0.82093 | 31.46 | -31.4599 | -31.46 | 1000 | 1000 | 31.46 | 60.98
2016-07-05 10:00:00 | 0.089326 | 0.12923 | 0.80488 | 28.6 | -28.5999 | -28.6 | 1000 | 1000 | 28.6 | 64.38
2016-07-05 11:00:00 | 0.089326 | 0.12923 | 0.82247 | 26.52 | -26.5199 | -26.52 | 1000 | 1000 | 26.52 | 67.1
2016-07-05 12:00:00 | 0.089326 | 0.12923 | 0.87793 | 24.34 | -24.3399 | -24.34 | 1000 | 1000 | 24.34 | 65
2016-07-05 13:00:00 | 0.089326 | 0.12923 | 0.83028 | 22.28 | -22.2799 | -22.28 | 1000 | 1000 | 22.28 | 63.27
2016-07-05 14:00:00 | 0.089326 | 0.12923 | 0.73403 | 22.14 | -22.1399 | -22.14 | 1000 | 1000 | 22.14 | 61.32
2016-07-05 15:00:00 | 0.089326 | 0.12923 | 0.68907 | 23.01 | -23.0099 | -23.01 | 1000 | 1000 | 23.01 | 61.64
2016-07-05 16:00:00 | 0.089326 | 0.12923 | 0.6725 | 24.6 | -24.5999 | -24.6 | 1000 | 1000 | 24.6 | 59.94
2016-07-05 17:00:00 | 0.089326 | 0.12923 | 0.69967 | 27.57 | -27.5699 | -27.57 | 1000 | 1000 | 27.57 | 59.93
2016-07-05 18:00:00 | 0.089326 | 0.12923 | 0.75257 | 26.9 | -26.8999 | -26.9 | 1000 | 1000 | 26.9 | 59.95
2016-07-05 19:00:00 | 0.089326 | 0.12923 | 0.80864 | 23.95 | -23.9499 | -23.95 | 1000 | 1000 | 23.95 | 57.99
2016-07-05 20:00:00 | 0.089326 | 0.12923 | 0.80522 | 22.89 | -22.8899 | -22.89 | 1000 | 1000 | 22.89 | 56.17
2016-07-05 21:00:00 | 0.089326 | 0.12923 | 0.76479 | 18.96 | -18.9599 | -18.96 | 1000 | 1000 | 18.96 | 53.64
2016-07-05 22:00:00 | 0.089326 | 0.12923 | 0.70234 | 8.18 | -8.1799 | -8.18 | 1000 | 1000 | 8.18 | 54
2016-07-05 23:00:00 | 0.089326 | 0.12923 | 0.55862 | 9.26 | -9.2599 | -9.26 | 1000 | 1000 | 9.26 | 49.56
2016-07-06 00:00:00 | 0.089326 | 0.12923 | 0.38499 | 8.17 | -8.1699 | -8.17 | 1000 | 1000 | 8.17 | 45.25
2016-07-06 01:00:00 | 0.10542 | 0.14462 | 0.29435 | 5.84 | -5.8399 | -5.84 | 1000 | 1000 | 5.84 | 41.58
2016-07-06 02:00:00 | 0.12472 | 0.16308 | 0.26838 | 4.9 | -4.8999 | -4.9 | 1000 | 1000 | 4.9 | 39.88
2016-07-06 03:00:00 | 0.14403 | 0.18154 | 0.25636 | 10.72 | -10.7199 | -10.72 | 1000 | 1000 | 10.72 | 38.93
2016-07-06 04:00:00 | 0.1569 | 0.19385 | 0.27574 | 20.09 | -20.0899 | -20.09 | 1000 | 1000 | 20.09 | 38.66
2016-07-06 05:00:00 | 0.14725 | 0.18462 | 0.32711 | 24.54 | -24.5399 | -24.54 | 1000 | 1000 | 24.54 | 41.29
2016-07-06 06:00:00 | 0.15047 | 0.18769 | 0.49677 | 24.15 | -24.1499 | -24.15 | 1000 | 1000 | 24.15 | 49.38
2016-07-06 07:00:00 | 0.11185 | 0.15077 | 0.66071 | 20.12 | -20.1199 | -20.12 | 1000 | 1000 | 20.12 | 58.18
2016-07-06 08:00:00 | 0.10542 | 0.14462 | 0.77487 | 13.19 | -13.1899 | -13.19 | 1000 | 1000 | 13.19 | 61
2016-07-06 09:00:00 | 0.092544 | 0.13231 | 0.82093 | 13.15 | -13.1499 | -13.15 | 1000 | 1000 | 13.15 | 59.66
2016-07-06 10:00:00 | 0.089326 | 0.12923 | 0.80488 | 9.36 | -9.3599 | -9.36 | 1000 | 1000 | 9.36 | 60.43
2016-07-06 11:00:00 | 0.089326 | 0.12923 | 0.82247 | 8.17 | -8.1699 | -8.17 | 1000 | 1000 | 8.17 | 61.06
2016-07-06 12:00:00 | 0.089326 | 0.12923 | 0.87793 | 2.55 | -2.5499 | -2.55 | 1000 | 1000 | 2.55 | 59.67
2016-07-06 13:00:00 | 0.089326 | 0.12923 | 0.83028 | 9.23 | -9.2299 | -9.23 | 1000 | 1000 | 9.23 | 59.26
2016-07-06 14:00:00 | 0.089326 | 0.12923 | 0.73403 | 11.6 | -11.5999 | -11.6 | 1000 | 1000 | 11.6 | 57.93
2016-07-06 15:00:00 | 0.089326 | 0.12923 | 0.68907 | 14.73 | -14.7299 | -14.73 | 1000 | 1000 | 14.73 | 56.37
2016-07-06 16:00:00 | 0.089326 | 0.12923 | 0.6725 | 23.32 | -23.3199 | -23.32 | 1000 | 1000 | 23.32 | 54.02
2016-07-06 17:00:00 | 0.089326 | 0.12923 | 0.69967 | 28.27 | -28.2699 | -28.27 | 1000 | 1000 | 28.27 | 53.76
2016-07-06 18:00:00 | 0.089326 | 0.12923 | 0.75257 | 29.32 | -29.3199 | -29.32 | 1000 | 1000 | 29.32 | 59.03
2016-07-06 19:00:00 | 0.089326 | 0.12923 | 0.80864 | 29.6 | -29.5999 | -29.6 | 1000 | 1000 | 29.6 | 59.97
2016-07-06 20:00:00 | 0.089326 | 0.12923 | 0.80522 | 31.75 | -31.7499 | -31.75 | 1000 | 1000 | 31.75 | 60.08
2016-07-06 21:00:00 | 0.13438 | 0.17231 | 0.76479 | 28.84 | -28.8399 | -28.84 | 1000 | 1000 | 28.84 | 59.04
2016-07-06 22:00:00 | 0.11829 | 0.15692 | 0.70234 | 29.09 | -29.0899 | -29.09 | 1000 | 1000 | 29.09 | 58.52
2016-07-06 23:00:00 | 0.14403 | 0.18154 | 0.55862 | 25.56 | -25.5599 | -25.56 | 1000 | 1000 | 25.56 | 51.93
2016-07-07 00:00:00 | 0.14725 | 0.18462 | 0.38499 | 24.21 | -24.2099 | -24.21 | 1000 | 1000 | 24.21 | 46.77
2016-07-07 01:00:00 | 0.16977 | 0.20615 | 0.29435 | 22.11 | -22.1099 | -22.11 | 1000 | 1000 | 22.11 | 43.78
2016-07-07 02:00:00 | 0.18908 | 0.22462 | 0.26838 | 22.98 | -22.9799 | -22.98 | 1000 | 1000 | 22.98 | 39.26
2016-07-07 03:00:00 | 0.20839 | 0.24308 | 0.25636 | 23.74 | -23.7399 | -23.74 | 1000 | 1000 | 23.74 | 39.3
2016-07-07 04:00:00 | 0.20195 | 0.23692 | 0.27574 | 30.6 | -30.5999 | -30.6 | 1000 | 1000 | 30.6 | 39.2
2016-07-07 05:00:00 | 0.17299 | 0.20923 | 0.32711 | 34.28 | -34.2799 | -34.28 | 1000 | 1000 | 34.28 | 42.16
2016-07-07 06:00:00 | 0.11829 | 0.15692 | 0.49677 | 35.71 | -35.7099 | -35.71 | 1000 | 1000 | 35.71 | 49.89
2016-07-07 07:00:00 | 0.09898 | 0.13846 | 0.66071 | 31.51 | -31.5099 | -31.51 | 1000 | 1000 | 31.51 | 59.82
2016-07-07 08:00:00 | 0.089326 | 0.12923 | 0.77487 | 28.83 | -28.8299 | -28.83 | 1000 | 1000 | 28.83 | 60.63
2016-07-07 09:00:00 | 0.089326 | 0.12923 | 0.82093 | 28.79 | -28.7899 | -28.79 | 1000 | 1000 | 28.79 | 61.97
2016-07-07 10:00:00 | 0.089326 | 0.12923 | 0.80488 | 26.91 | -26.9099 | -26.91 | 1000 | 1000 | 26.91 | 64.45
2016-07-07 11:00:00 | 0.089326 | 0.12923 | 0.82247 | 25.97 | -25.9699 | -25.97 | 1000 | 1000 | 25.97 | 67.58
2016-07-07 12:00:00 | 0.089326 | 0.12923 | 0.87793 | 24.66 | -24.6599 | -24.66 | 1000 | 1000 | 24.66 | 64.65
2016-07-07 13:00:00 | 0.089326 | 0.12923 | 0.83028 | 25.41 | -25.4099 | -25.41 | 1000 | 1000 | 25.41 | 61.21
2016-07-07 14:00:00 | 0.089326 | 0.12923 | 0.73403 | 27.01 | -27.0099 | -27.01 | 1000 | 1000 | 27.01 | 62.93
2016-07-07 15:00:00 | 0.089326 | 0.12923 | 0.68907 | 30.42 | -30.4199 | -30.42 | 1000 | 1000 | 30.42 | 60.99
2016-07-07 16:00:00 | 0.089326 | 0.12923 | 0.6725 | 34.68 | -34.6799 | -34.68 | 1000 | 1000 | 34.68 | 59.1
2016-07-07 17:00:00 | 0.089326 | 0.12923 | 0.69967 | 37.77 | -37.7699 | -37.77 | 1000 | 1000 | 37.77 | 60.39
2016-07-07 18:00:00 | 0.089326 | 0.12923 | 0.75257 | 37.91 | -37.9099 | -37.91 | 1000 | 1000 | 37.91 | 60.61
2016-07-07 19:00:00 | 0.089326 | 0.12923 | 0.80864 | 32.49 | -32.4899 | -32.49 | 1000 | 1000 | 32.49 | 61.01
2016-07-07 20:00:00 | 0.089326 | 0.12923 | 0.80522 | 36.53 | -36.5299 | -36.53 | 1000 | 1000 | 36.53 | 59.95
2016-07-07 21:00:00 | 0.089326 | 0.12923 | 0.76479 | 32.8 | -32.7999 | -32.8 | 1000 | 1000 | 32.8 | 56.98
2016-07-07 22:00:00 | 0.10863 | 0.14769 | 0.70234 | 28.62 | -28.6199 | -28.62 | 1000 | 1000 | 28.62 | 55
2016-07-07 23:00:00 | 0.13116 | 0.16923 | 0.55862 | 26.52 | -26.5199 | -26.52 | 1000 | 1000 | 26.52 | 49.3
2016-07-08 00:00:00 | 0.15047 | 0.18769 | 0.38499 | 25.04 | -25.0399 | -25.04 | 1000 | 1000 | 25.04 | 47.13
2016-07-08 01:00:00 | 0.12472 | 0.16308 | 0.29435 | 23.46 | -23.4599 | -23.46 | 1000 | 1000 | 23.46 | 44.33
2016-07-08 02:00:00 | 0.12794 | 0.16615 | 0.26838 | 23.18 | -23.1799 | -23.18 | 1000 | 1000 | 23.18 | 40.74
2016-07-08 03:00:00 | 0.10542 | 0.14462 | 0.25636 | 25.02 | -25.0199 | -25.02 | 1000 | 1000 | 25.02 | 39.97
2016-07-08 04:00:00 | 0.089326 | 0.12923 | 0.27574 | 30 | -29.9999 | -30 | 1000 | 1000 | 30 | 39.33
2016-07-08 05:00:00 | 0.089326 | 0.12923 | 0.32711 | 34.99 | -34.9899 | -34.99 | 1000 | 1000 | 34.99 | 42.08
2016-07-08 06:00:00 | 0.089326 | 0.12923 | 0.49677 | 38.62 | -38.6199 | -38.62 | 1000 | 1000 | 38.62 | 45.86
2016-07-08 07:00:00 | 0.089326 | 0.12923 | 0.66071 | 35.26 | -35.2599 | -35.26 | 1000 | 1000 | 35.26 | 55.3
2016-07-08 08:00:00 | 0.089326 | 0.12923 | 0.77487 | 33.36 | -33.3599 | -33.36 | 1000 | 1000 | 33.36 | 60.45
2016-07-08 09:00:00 | 0.089326 | 0.12923 | 0.82093 | 32.93 | -32.9299 | -32.93 | 1000 | 1000 | 32.93 | 60.46
2016-07-08 10:00:00 | 0.089326 | 0.12923 | 0.80488 | 30.15 | -30.1499 | -30.15 | 1000 | 1000 | 30.15 | 60.91
2016-07-08 11:00:00 | 0.089326 | 0.12923 | 0.82247 | 27.91 | -27.9099 | -27.91 | 1000 | 1000 | 27.91 | 60.94
2016-07-08 12:00:00 | 0.089326 | 0.12923 | 0.87793 | 26.53 | -26.5299 | -26.53 | 1000 | 1000 | 26.53 | 58.07
2016-07-08 13:00:00 | 0.089326 | 0.12923 | 0.83028 | 25.91 | -25.9099 | -25.91 | 1000 | 1000 | 25.91 | 56.65
2016-07-08 14:00:00 | 0.089326 | 0.12923 | 0.73403 | 26.94 | -26.9399 | -26.94 | 1000 | 1000 | 26.94 | 53.19
2016-07-08 15:00:00 | 0.089326 | 0.12923 | 0.68907 | 27.38 | -27.3799 | -27.38 | 1000 | 1000 | 27.38 | 51.25
2016-07-08 16:00:00 | 0.089326 | 0.12923 | 0.6725 | 28.54 | -28.5399 | -28.54 | 1000 | 1000 | 28.54 | 51.9
2016-07-08 17:00:00 | 0.089326 | 0.12923 | 0.69967 | 29.79 | -29.7899 | -29.79 | 1000 | 1000 | 29.79 | 53.27
2016-07-08 18:00:00 | 0.089326 | 0.12923 | 0.75257 | 28.1 | -28.0999 | -28.1 | 1000 | 1000 | 28.1 | 55.65
2016-07-08 19:00:00 | 0.089326 | 0.12923 | 0.80864 | 26.91 | -26.9099 | -26.91 | 1000 | 1000 | 26.91 | 55.22
2016-07-08 20:00:00 | 0.089326 | 0.12923 | 0.80522 | 28.08 | -28.0799 | -28.08 | 1000 | 1000 | 28.08 | 55.29
2016-07-08 21:00:00 | 0.089326 | 0.12923 | 0.76479 | 24.61 | -24.6099 | -24.61 | 1000 | 1000 | 24.61 | 52.85
2016-07-08 22:00:00 | 0.089326 | 0.12923 | 0.70234 | 20.7 | -20.6999 | -20.7 | 1000 | 1000 | 20.7 | 56.02
2016-07-08 23:00:00 | 0.089326 | 0.12923 | 0.55862 | 18.61 | -18.6099 | -18.61 | 1000 | 1000 | 18.61 | 52.59
2016-07-09 00:00:00 | 0.089326 | 0.12923 | 0.43448 | 17.39 | -17.3899 | -17.39 | 1000 | 1000 | 17.39 | 50.84
2016-07-09 01:00:00 | 0.095762 | 0.13538 | 0.35271 | 19 | -18.9999 | -19 | 1000 | 1000 | 19 | 43.42
2016-07-09 02:00:00 | 0.11185 | 0.15077 | 0.29453 | 17.1 | -17.0999 | -17.1 | 1000 | 1000 | 17.1 | 41.03
2016-07-09 03:00:00 | 0.11829 | 0.15692 | 0.28312 | 17.01 | -17.0099 | -17.01 | 1000 | 1000 | 17.01 | 41
2016-07-09 04:00:00 | 0.10542 | 0.14462 | 0.28766 | 18.12 | -18.1199 | -18.12 | 1000 | 1000 | 18.12 | 40.93
2016-07-09 05:00:00 | 0.089326 | 0.12923 | 0.29561 | 22.32 | -22.3199 | -22.32 | 1000 | 1000 | 22.32 | 40.04
2016-07-09 06:00:00 | 0.089326 | 0.12923 | 0.35179 | 21.99 | -21.9899 | -21.99 | 1000 | 1000 | 21.99 | 42.05
2016-07-09 07:00:00 | 0.089326 | 0.12923 | 0.5156 | 21.78 | -21.7799 | -21.78 | 1000 | 1000 | 21.78 | 46.05
2016-07-09 08:00:00 | 0.089326 | 0.12923 | 0.71509 | 16.99 | -16.9899 | -16.99 | 1000 | 1000 | 16.99 | 52.97
2016-07-09 09:00:00 | 0.089326 | 0.12923 | 0.84809 | 16.99 | -16.9899 | -16.99 | 1000 | 1000 | 16.99 | 52.71
2016-07-09 10:00:00 | 0.089326 | 0.12923 | 0.89163 | 15.32 | -15.3199 | -15.32 | 1000 | 1000 | 15.32 | 54.75
2016-07-09 11:00:00 | 0.089326 | 0.12923 | 0.92322 | 8.98 | -8.9799 | -8.98 | 1000 | 1000 | 8.98 | 52.58
2016-07-09 12:00:00 | 0.089326 | 0.12923 | 0.96569 | 11.64 | -11.6399 | -11.64 | 1000 | 1000 | 11.64 | 55.5
2016-07-09 13:00:00 | 0.089326 | 0.12923 | 0.9165 | 11.25 | -11.2499 | -11.25 | 1000 | 1000 | 11.25 | 49.83
2016-07-09 14:00:00 | 0.089326 | 0.12923 | 0.79457 | 16.9 | -16.8999 | -16.9 | 1000 | 1000 | 16.9 | 46.17
2016-07-09 15:00:00 | 0.089326 | 0.12923 | 0.72708 | 22 | -21.9999 | -22 | 1000 | 1000 | 22 | 46.48
2016-07-09 16:00:00 | 0.089326 | 0.12923 | 0.70007 | 27.92 | -27.9199 | -27.92 | 1000 | 1000 | 27.92 | 45.34
2016-07-09 17:00:00 | 0.089326 | 0.12923 | 0.71577 | 30.63 | -30.6299 | -30.63 | 1000 | 1000 | 30.63 | 50.65
2016-07-09 18:00:00 | 0.089326 | 0.12923 | 0.79423 | 30.25 | -30.2499 | -30.25 | 1000 | 1000 | 30.25 | 55.11
2016-07-09 19:00:00 | 0.089326 | 0.12923 | 0.85492 | 29.86 | -29.8599 | -29.86 | 1000 | 1000 | 29.86 | 57.97
2016-07-09 20:00:00 | 0.089326 | 0.12923 | 0.82777 | 30.61 | -30.6099 | -30.61 | 1000 | 1000 | 30.61 | 57.94
2016-07-09 21:00:00 | 0.089326 | 0.12923 | 0.74686 | 28 | -27.9999 | -28 | 1000 | 1000 | 28 | 55.51
2016-07-09 22:00:00 | 0.089326 | 0.12923 | 0.71732 | 23.17 | -23.1699 | -23.17 | 1000 | 1000 | 23.17 | 58.59
2016-07-09 23:00:00 | 0.089326 | 0.12923 | 0.60822 | 18.54 | -18.5399 | -18.54 | 1000 | 1000 | 18.54 | 53.62
2016-07-10 00:00:00 | 0.089326 | 0.12923 | 0.45214 | 15.04 | -15.0399 | -15.04 | 1000 | 1000 | 15.04 | 43.04
2016-07-10 01:00:00 | 0.089326 | 0.12923 | 0.34401 | 11.96 | -11.9599 | -11.96 | 1000 | 1000 | 11.96 | 40.59
2016-07-10 02:00:00 | 0.089326 | 0.12923 | 0.28601 | 11.17 | -11.1699 | -11.17 | 1000 | 1000 | 11.17 | 38.58
2016-07-10 03:00:00 | 0.089326 | 0.12923 | 0.26624 | 9.91 | -9.9099 | -9.91 | 1000 | 1000 | 9.91 | 36.88
2016-07-10 04:00:00 | 0.089326 | 0.12923 | 0.26199 | 10.63 | -10.6299 | -10.63 | 1000 | 1000 | 10.63 | 27.68
2016-07-10 05:00:00 | 0.089326 | 0.12923 | 0.25637 | 10.1 | -10.0999 | -10.1 | 1000 | 1000 | 10.1 | 24.91
2016-07-10 06:00:00 | 0.089326 | 0.12923 | 0.26819 | 12.36 | -12.3599 | -12.36 | 1000 | 1000 | 12.36 | 29.28
2016-07-10 07:00:00 | 0.089326 | 0.12923 | 0.35225 | 10.64 | -10.6399 | -10.64 | 1000 | 1000 | 10.64 | 39.61
2016-07-10 08:00:00 | 0.089326 | 0.12923 | 0.53724 | 7.62 | -7.6199 | -7.62 | 1000 | 1000 | 7.62 | 41.77
2016-07-10 09:00:00 | 0.089326 | 0.12923 | 0.74695 | 9.12 | -9.1199 | -9.12 | 1000 | 1000 | 9.12 | 43.06
2016-07-10 10:00:00 | 0.089326 | 0.12923 | 0.86788 | 6.88 | -6.8799 | -6.88 | 1000 | 1000 | 6.88 | 43.52
2016-07-10 11:00:00 | 0.089326 | 0.12923 | 0.95599 | -0.08 | 0.0801 | 0.08 | -0.08 | -0.08 | -0.08 | 50
2016-07-10 12:00:00 | 0.089326 | 0.12923 | 0.97702 | -0.9 | 0.9001 | 0.9 | -0.9 | -0.9 | -0.9 | 53.03
2016-07-10 13:00:00 | 0.089326 | 0.12923 | 0.83282 | 3.96 | -3.9599 | -3.96 | 1000 | 1000 | 3.96 | 43.81
2016-07-10 14:00:00 | 0.089326 | 0.12923 | 0.69241 | 10.14 | -10.1399 | -10.14 | 1000 | 1000 | 10.14 | 43.53
2016-07-10 15:00:00 | 0.089326 | 0.12923 | 0.59885 | 19.5 | -19.4999 | -19.5 | 1000 | 1000 | 19.5 | 43.27
2016-07-10 16:00:00 | 0.089326 | 0.12923 | 0.52621 | 24.18 | -24.1799 | -24.18 | 1000 | 1000 | 24.18 | 43.58
2016-07-10 17:00:00 | 0.089326 | 0.12923 | 0.53897 | 29.93 | -29.9299 | -29.93 | 1000 | 1000 | 29.93 | 47.88
2016-07-10 18:00:00 | 0.089326 | 0.12923 | 0.62018 | 30.91 | -30.9099 | -30.91 | 1000 | 1000 | 30.91 | 53.63
2016-07-10 19:00:00 | 0.089326 | 0.12923 | 0.73239 | 30.92 | -30.9199 | -30.92 | 1000 | 1000 | 30.92 | 54.54
2016-07-10 20:00:00 | 0.089326 | 0.12923 | 0.76848 | 31.49 | -31.4899 | -31.49 | 1000 | 1000 | 31.49 | 54.07
2016-07-10 21:00:00 | 0.089326 | 0.12923 | 0.7291 | 29.81 | -29.8099 | -29.81 | 1000 | 1000 | 29.81 | 56.17
2016-07-10 22:00:00 | 0.089326 | 0.12923 | 0.67717 | 20.6 | -20.5999 | -20.6 | 1000 | 1000 | 20.6 | 59.03
2016-07-10 23:00:00 | 0.089326 | 0.12923 | 0.53066 | 20.56 | -20.5599 | -20.56 | 1000 | 1000 | 20.56 | 53.2
2016-07-11 00:00:00 | 0.089326 | 0.12923 | 0.38499 | 21.08 | -21.0799 | -21.08 | 1000 | 1000 | 21.08 | 45.25
2016-07-11 01:00:00 | 0.089326 | 0.12923 | 0.29435 | 19.96 | -19.9599 | -19.96 | 1000 | 1000 | 19.96 | 43.37
2016-07-11 02:00:00 | 0.089326 | 0.12923 | 0.26838 | 19.77 | -19.7699 | -19.77 | 1000 | 1000 | 19.77 | 41.65
2016-07-11 03:00:00 | 0.089326 | 0.12923 | 0.25636 | 22.1 | -22.0999 | -22.1 | 1000 | 1000 | 22.1 | 40.8
2016-07-11 04:00:00 | 0.089326 | 0.12923 | 0.27574 | 27.67 | -27.6699 | -27.67 | 1000 | 1000 | 27.67 | 40.96
2016-07-11 05:00:00 | 0.089326 | 0.12923 | 0.32711 | 32.03 | -32.0299 | -32.03 | 1000 | 1000 | 32.03 | 42.28
2016-07-11 06:00:00 | 0.089326 | 0.12923 | 0.49677 | 32.94 | -32.9399 | -32.94 | 1000 | 1000 | 32.94 | 54.03
2016-07-11 07:00:00 | 0.089326 | 0.12923 | 0.66071 | 29.95 | -29.9499 | -29.95 | 1000 | 1000 | 29.95 | 63.08
2016-07-11 08:00:00 | 0.089326 | 0.12923 | 0.77487 | 26.28 | -26.2799 | -26.28 | 1000 | 1000 | 26.28 | 62.98
2016-07-11 09:00:00 | 0.089326 | 0.12923 | 0.82093 | 24.91 | -24.9099 | -24.91 | 1000 | 1000 | 24.91 | 63.73
2016-07-11 10:00:00 | 0.089326 | 0.12923 | 0.80488 | 22.09 | -22.0899 | -22.09 | 1000 | 1000 | 22.09 | 63.72
2016-07-11 11:00:00 | 0.089326 | 0.12923 | 0.82247 | 20.4 | -20.3999 | -20.4 | 1000 | 1000 | 20.4 | 65
2016-07-11 12:00:00 | 0.089326 | 0.12923 | 0.87793 | 20.08 | -20.0799 | -20.08 | 1000 | 1000 | 20.08 | 65
2016-07-11 13:00:00 | 0.089326 | 0.12923 | 0.83028 | 20.34 | -20.3399 | -20.34 | 1000 | 1000 | 20.34 | 64.97
2016-07-11 14:00:00 | 0.089326 | 0.12923 | 0.73403 | 22.23 | -22.2299 | -22.23 | 1000 | 1000 | 22.23 | 65.02
2016-07-11 15:00:00 | 0.089326 | 0.12923 | 0.68907 | 25.45 | -25.4499 | -25.45 | 1000 | 1000 | 25.45 | 62.99
2016-07-11 16:00:00 | 0.089326 | 0.12923 | 0.6725 | 28.8 | -28.7999 | -28.8 | 1000 | 1000 | 28.8 | 59.78
2016-07-11 17:00:00 | 0.089326 | 0.12923 | 0.69967 | 31.25 | -31.2499 | -31.25 | 1000 | 1000 | 31.25 | 59.97
2016-07-11 18:00:00 | 0.089326 | 0.12923 | 0.75257 | 31.48 | -31.4799 | -31.48 | 1000 | 1000 | 31.48 | 61.04
2016-07-11 19:00:00 | 0.089326 | 0.12923 | 0.80864 | 30.02 | -30.0199 | -30.02 | 1000 | 1000 | 30.02 | 60.65
2016-07-11 20:00:00 | 0.089326 | 0.12923 | 0.80522 | 28.5 | -28.4999 | -28.5 | 1000 | 1000 | 28.5 | 59.93
2016-07-11 21:00:00 | 0.089326 | 0.12923 | 0.76479 | 26.97 | -26.9699 | -26.97 | 1000 | 1000 | 26.97 | 56.92
2016-07-11 22:00:00 | 0.089326 | 0.12923 | 0.70234 | 25.09 | -25.0899 | -25.09 | 1000 | 1000 | 25.09 | 55.76
2016-07-11 23:00:00 | 0.089326 | 0.12923 | 0.55862 | 23.98 | -23.9799 | -23.98 | 1000 | 1000 | 23.98 | 48.8
2016-07-12 00:00:00 | 0.089326 | 0.12923 | 0.38499 | 22.39 | -22.3899 | -22.39 | 1000 | 1000 | 22.39 | 45.4
2016-07-12 01:00:00 | 0.089326 | 0.12923 | 0.29435 | 22.59 | -22.5899 | -22.59 | 1000 | 1000 | 22.59 | 42.4
2016-07-12 02:00:00 | 0.089326 | 0.12923 | 0.26838 | 22.58 | -22.5799 | -22.58 | 1000 | 1000 | 22.58 | 40.71
2016-07-12 03:00:00 | 0.089326 | 0.12923 | 0.25636 | 24.51 | -24.5099 | -24.51 | 1000 | 1000 | 24.51 | 40.25
2016-07-12 04:00:00 | 0.089326 | 0.12923 | 0.27574 | 28.53 | -28.5299 | -28.53 | 1000 | 1000 | 28.53 | 40.12
2016-07-12 05:00:00 | 0.089326 | 0.12923 | 0.32711 | 33.63 | -33.6299 | -33.63 | 1000 | 1000 | 33.63 | 42.29
2016-07-12 06:00:00 | 0.089326 | 0.12923 | 0.49677 | 34.94 | -34.9399 | -34.94 | 1000 | 1000 | 34.94 | 45.36
2016-07-12 07:00:00 | 0.089326 | 0.12923 | 0.66071 | 31.98 | -31.9799 | -31.98 | 1000 | 1000 | 31.98 | 55.26
2016-07-12 08:00:00 | 0.089326 | 0.12923 | 0.77487 | 31.96 | -31.9599 | -31.96 | 1000 | 1000 | 31.96 | 59.09
2016-07-12 09:00:00 | 0.089326 | 0.12923 | 0.82093 | 32.7 | -32.6999 | -32.7 | 1000 | 1000 | 32.7 | 57.43
2016-07-12 10:00:00 | 0.089326 | 0.12923 | 0.80488 | 31.44 | -31.4399 | -31.44 | 1000 | 1000 | 31.44 | 58.14
2016-07-12 11:00:00 | 0.089326 | 0.12923 | 0.82247 | 29.99 | -29.9899 | -29.99 | 1000 | 1000 | 29.99 | 59.06
2016-07-12 12:00:00 | 0.089326 | 0.12923 | 0.87793 | 30.22 | -30.2199 | -30.22 | 1000 | 1000 | 30.22 | 57.07
2016-07-12 13:00:00 | 0.089326 | 0.12923 | 0.83028 | 30.42 | -30.4199 | -30.42 | 1000 | 1000 | 30.42 | 57.23
2016-07-12 14:00:00 | 0.089326 | 0.12923 | 0.73403 | 30.32 | -30.3199 | -30.32 | 1000 | 1000 | 30.32 | 57.59
2016-07-12 15:00:00 | 0.089326 | 0.12923 | 0.68907 | 31.91 | -31.9099 | -31.91 | 1000 | 1000 | 31.91 | 55.52
2016-07-12 16:00:00 | 0.089326 | 0.12923 | 0.6725 | 33.03 | -33.0299 | -33.03 | 1000 | 1000 | 33.03 | 54.15
2016-07-12 17:00:00 | 0.089326 | 0.12923 | 0.69967 | 33.61 | -33.6099 | -33.61 | 1000 | 1000 | 33.61 | 54.59
2016-07-12 18:00:00 | 0.089326 | 0.12923 | 0.75257 | 33.06 | -33.0599 | -33.06 | 1000 | 1000 | 33.06 | 56.06
2016-07-12 19:00:00 | 0.089326 | 0.12923 | 0.80864 | 33.67 | -33.6699 | -33.67 | 1000 | 1000 | 33.67 | 53.25
2016-07-12 20:00:00 | 0.089326 | 0.12923 | 0.80522 | 33.38 | -33.3799 | -33.38 | 1000 | 1000 | 33.38 | 52.39
2016-07-12 21:00:00 | 0.089326 | 0.12923 | 0.76479 | 30.84 | -30.8399 | -30.84 | 1000 | 1000 | 30.84 | 48.87
2016-07-12 22:00:00 | 0.089326 | 0.12923 | 0.70234 | 27.95 | -27.9499 | -27.95 | 1000 | 1000 | 27.95 | 49.64
2016-07-12 23:00:00 | 0.089326 | 0.12923 | 0.55862 | 27.16 | -27.1599 | -27.16 | 1000 | 1000 | 27.16 | 43.27
2016-07-13 00:00:00 | 0.095762 | 0.13538 | 0.38499 | 26.05 | -26.0499 | -26.05 | 1000 | 1000 | 26.05 | 41.51
2016-07-13 01:00:00 | 0.11507 | 0.15385 | 0.29435 | 25 | -24.9999 | -25 | 1000 | 1000 | 25 | 38.16
2016-07-13 02:00:00 | 0.12794 | 0.16615 | 0.26838 | 25.1 | -25.0999 | -25.1 | 1000 | 1000 | 25.1 | 36.13
2016-07-13 03:00:00 | 0.14725 | 0.18462 | 0.25636 | 26.18 | -26.1799 | -26.18 | 1000 | 1000 | 26.18 | 35.09
2016-07-13 04:00:00 | 0.15368 | 0.19077 | 0.27574 | 31.85 | -31.8499 | -31.85 | 1000 | 1000 | 31.85 | 36.07
2016-07-13 05:00:00 | 0.09898 | 0.13846 | 0.32711 | 34.94 | -34.9399 | -34.94 | 1000 | 1000 | 34.94 | 40.6
2016-07-13 06:00:00 | 0.089326 | 0.12923 | 0.49677 | 40.42 | -40.4199 | -40.42 | 1000 | 1000 | 40.42 | 46.13
2016-07-13 07:00:00 | 0.089326 | 0.12923 | 0.66071 | 40.62 | -40.6199 | -40.62 | 1000 | 1000 | 40.62 | 54.01
2016-07-13 08:00:00 | 0.089326 | 0.12923 | 0.77487 | 39.36 | -39.3599 | -39.36 | 1000 | 1000 | 39.36 | 54.16
2016-07-13 09:00:00 | 0.089326 | 0.12923 | 0.82093 | 39.66 | -39.6599 | -39.66 | 1000 | 1000 | 39.66 | 59.49
2016-07-13 10:00:00 | 0.089326 | 0.12923 | 0.80488 | 36.03 | -36.0299 | -36.03 | 1000 | 1000 | 36.03 | 60.93
2016-07-13 11:00:00 | 0.089326 | 0.12923 | 0.82247 | 36.05 | -36.0499 | -36.05 | 1000 | 1000 | 36.05 | 61.26
2016-07-13 12:00:00 | 0.089326 | 0.12923 | 0.87793 | 35.36 | -35.3599 | -35.36 | 1000 | 1000 | 35.36 | 59.75
2016-07-13 13:00:00 | 0.089326 | 0.12923 | 0.83028 | 32.87 | -32.8699 | -32.87 | 1000 | 1000 | 32.87 | 59.91
2016-07-13 14:00:00 | 0.089326 | 0.12923 | 0.73403 | 31.94 | -31.9399 | -31.94 | 1000 | 1000 | 31.94 | 58.83
2016-07-13 15:00:00 | 0.089326 | 0.12923 | 0.68907 | 32.94 | -32.9399 | -32.94 | 1000 | 1000 | 32.94 | 60.63
2016-07-13 16:00:00 | 0.089326 | 0.12923 | 0.6725 | 34.22 | -34.2199 | -34.22 | 1000 | 1000 | 34.22 | 59
2016-07-13 17:00:00 | 0.089326 | 0.12923 | 0.69967 | 35.06 | -35.0599 | -35.06 | 1000 | 1000 | 35.06 | 58.8
2016-07-13 18:00:00 | 0.089326 | 0.12923 | 0.75257 | 33.01 | -33.0099 | -33.01 | 1000 | 1000 | 33.01 | 54.08
2016-07-13 19:00:00 | 0.089326 | 0.12923 | 0.80864 | 30.81 | -30.8099 | -30.81 | 1000 | 1000 | 30.81 | 51.11
2016-07-13 20:00:00 | 0.089326 | 0.12923 | 0.80522 | 31.4 | -31.3999 | -31.4 | 1000 | 1000 | 31.4 | 48.39
2016-07-13 21:00:00 | 0.092544 | 0.13231 | 0.76479 | 27.86 | -27.8599 | -27.86 | 1000 | 1000 | 27.86 | 47.69
2016-07-13 22:00:00 | 0.11829 | 0.15692 | 0.70234 | 23.46 | -23.4599 | -23.46 | 1000 | 1000 | 23.46 | 50.39
2016-07-13 23:00:00 | 0.11185 | 0.15077 | 0.55862 | 23.24 | -23.2399 | -23.24 | 1000 | 1000 | 23.24 | 43.09
2016-07-14 00:00:00 | 0.12151 | 0.16 | 0.38499 | 22.1 | -22.0999 | -22.1 | 1000 | 1000 | 22.1 | 42.2
2016-07-14 01:00:00 | 0.13438 | 0.17231 | 0.29435 | 21.83 | -21.8299 | -21.83 | 1000 | 1000 | 21.83 | 39.49
2016-07-14 02:00:00 | 0.1376 | 0.17538 | 0.26838 | 21.06 | -21.0599 | -21.06 | 1000 | 1000 | 21.06 | 35.01
2016-07-14 03:00:00 | 0.1376 | 0.17538 | 0.25636 | 22.05 | -22.0499 | -22.05 | 1000 | 1000 | 22.05 | 30.42
2016-07-14 04:00:00 | 0.13438 | 0.17231 | 0.27574 | 24.06 | -24.0599 | -24.06 | 1000 | 1000 | 24.06 | 30.02
2016-07-14 05:00:00 | 0.13116 | 0.16923 | 0.32711 | 29.42 | -29.4199 | -29.42 | 1000 | 1000 | 29.42 | 39.53
2016-07-14 06:00:00 | 0.10863 | 0.14769 | 0.49677 | 32.05 | -32.0499 | -32.05 | 1000 | 1000 | 32.05 | 49.6
2016-07-14 07:00:00 | 0.089326 | 0.12923 | 0.66071 | 31.02 | -31.0199 | -31.02 | 1000 | 1000 | 31.02 | 56.03
2016-07-14 08:00:00 | 0.089326 | 0.12923 | 0.77487 | 29.8 | -29.7999 | -29.8 | 1000 | 1000 | 29.8 | 58.61
2016-07-14 09:00:00 | 0.089326 | 0.12923 | 0.82093 | 30.43 | -30.4299 | -30.43 | 1000 | 1000 | 30.43 | 58.99
2016-07-14 10:00:00 | 0.089326 | 0.12923 | 0.80488 | 27.58 | -27.5799 | -27.58 | 1000 | 1000 | 27.58 | 58.56
2016-07-14 11:00:00 | 0.089326 | 0.12923 | 0.82247 | 25.06 | -25.0599 | -25.06 | 1000 | 1000 | 25.06 | 58.96
2016-07-14 12:00:00 | 0.089326 | 0.12923 | 0.87793 | 22.54 | -22.5399 | -22.54 | 1000 | 1000 | 22.54 | 53.17
2016-07-14 13:00:00 | 0.089326 | 0.12923 | 0.83028 | 20.65 | -20.6499 | -20.65 | 1000 | 1000 | 20.65 | 52.93
2016-07-14 14:00:00 | 0.089326 | 0.12923 | 0.73403 | 20.66 | -20.6599 | -20.66 | 1000 | 1000 | 20.66 | 49.34
2016-07-14 15:00:00 | 0.089326 | 0.12923 | 0.68907 | 22.09 | -22.0899 | -22.09 | 1000 | 1000 | 22.09 | 48.42
2016-07-14 16:00:00 | 0.089326 | 0.12923 | 0.6725 | 25.74 | -25.7399 | -25.74 | 1000 | 1000 | 25.74 | 47.95
2016-07-14 17:00:00 | 0.089326 | 0.12923 | 0.69967 | 28.95 | -28.9499 | -28.95 | 1000 | 1000 | 28.95 | 49.49
2016-07-14 18:00:00 | 0.089326 | 0.12923 | 0.75257 | 27.93 | -27.9299 | -27.93 | 1000 | 1000 | 27.93 | 52
2016-07-14 19:00:00 | 0.089326 | 0.12923 | 0.80864 | 25.65 | -25.6499 | -25.65 | 1000 | 1000 | 25.65 | 53.07
2016-07-14 20:00:00 | 0.089326 | 0.12923 | 0.80522 | 25.56 | -25.5599 | -25.56 | 1000 | 1000 | 25.56 | 54.01
2016-07-14 21:00:00 | 0.089326 | 0.12923 | 0.76479 | 21.85 | -21.8499 | -21.85 | 1000 | 1000 | 21.85 | 53.71
2016-07-14 22:00:00 | 0.089326 | 0.12923 | 0.70234 | 18.92 | -18.9199 | -18.92 | 1000 | 1000 | 18.92 | 47.6
2016-07-14 23:00:00 | 0.092544 | 0.13231 | 0.55862 | 19.87 | -19.8699 | -19.87 | 1000 | 1000 | 19.87 | 42.52
2016-07-15 00:00:00 | 0.1022 | 0.14154 | 0.38499 | 17.02 | -17.0199 | -17.02 | 1000 | 1000 | 17.02 | 40.22
2016-07-15 01:00:00 | 0.11185 | 0.15077 | 0.29435 | 13.16 | -13.1599 | -13.16 | 1000 | 1000 | 13.16 | 35.58
2016-07-15 02:00:00 | 0.14081 | 0.17846 | 0.26838 | 15.06 | -15.0599 | -15.06 | 1000 | 1000 | 15.06 | 28.34
2016-07-15 03:00:00 | 0.12472 | 0.16308 | 0.25636 | 18.88 | -18.8799 | -18.88 | 1000 | 1000 | 18.88 | 27.91
2016-07-15 04:00:00 | 0.12794 | 0.16615 | 0.27574 | 23.44 | -23.4399 | -23.44 | 1000 | 1000 | 23.44 | 27.98
2016-07-15 05:00:00 | 0.12794 | 0.16615 | 0.32711 | 29.08 | -29.0799 | -29.08 | 1000 | 1000 | 29.08 | 38.95
2016-07-15 06:00:00 | 0.13116 | 0.16923 | 0.49677 | 30.08 | -30.0799 | -30.08 | 1000 | 1000 | 30.08 | 43.59
2016-07-15 07:00:00 | 0.089326 | 0.12923 | 0.66071 | 31.82 | -31.8199 | -31.82 | 1000 | 1000 | 31.82 | 45.26
2016-07-15 08:00:00 | 0.089326 | 0.12923 | 0.77487 | 29.94 | -29.9399 | -29.94 | 1000 | 1000 | 29.94 | 50.8
2016-07-15 09:00:00 | 0.089326 | 0.12923 | 0.82093 | 29.73 | -29.7299 | -29.73 | 1000 | 1000 | 29.73 | 52.43
2016-07-15 10:00:00 | 0.089326 | 0.12923 | 0.80488 | 27.39 | -27.3899 | -27.39 | 1000 | 1000 | 27.39 | 52.44
2016-07-15 11:00:00 | 0.089326 | 0.12923 | 0.82247 | 23.8 | -23.7999 | -23.8 | 1000 | 1000 | 23.8 | 54.99
2016-07-15 12:00:00 | 0.089326 | 0.12923 | 0.87793 | 22.93 | -22.9299 | -22.93 | 1000 | 1000 | 22.93 | 54.93
2016-07-15 13:00:00 | 0.089326 | 0.12923 | 0.83028 | 22.02 | -22.0199 | -22.02 | 1000 | 1000 | 22.02 | 54.94
2016-07-15 14:00:00 | 0.089326 | 0.12923 | 0.73403 | 22.82 | -22.8199 | -22.82 | 1000 | 1000 | 22.82 | 55.2
2016-07-15 15:00:00 | 0.089326 | 0.12923 | 0.68907 | 27.71 | -27.7099 | -27.71 | 1000 | 1000 | 27.71 | 53.61
2016-07-15 16:00:00 | 0.089326 | 0.12923 | 0.6725 | 31.92 | -31.9199 | -31.92 | 1000 | 1000 | 31.92 | 51.61
2016-07-15 17:00:00 | 0.089326 | 0.12923 | 0.69967 | 34.67 | -34.6699 | -34.67 | 1000 | 1000 | 34.67 | 53.29
2016-07-15 18:00:00 | 0.089326 | 0.12923 | 0.75257 | 32.73 | -32.7299 | -32.73 | 1000 | 1000 | 32.73 | 56.63
2016-07-15 19:00:00 | 0.089326 | 0.12923 | 0.80864 | 32.25 | -32.2499 | -32.25 | 1000 | 1000 | 32.25 | 54.01
2016-07-15 20:00:00 | 0.089326 | 0.12923 | 0.80522 | 34.94 | -34.9399 | -34.94 | 1000 | 1000 | 34.94 | 53.96
2016-07-15 21:00:00 | 0.089326 | 0.12923 | 0.76479 | 33.78 | -33.7799 | -33.78 | 1000 | 1000 | 33.78 | 55.13
2016-07-15 22:00:00 | 0.092544 | 0.13231 | 0.70234 | 27.53 | -27.5299 | -27.53 | 1000 | 1000 | 27.53 | 59.16
2016-07-15 23:00:00 | 0.16656 | 0.20308 | 0.55862 | 23.82 | -23.8199 | -23.82 | 1000 | 1000 | 23.82 | 54.35
2016-07-16 00:00:00 | 0.1923 | 0.22769 | 0.43448 | 23 | -22.9999 | -23 | 1000 | 1000 | 23 | 44.46
2016-07-16 01:00:00 | 0.14081 | 0.17846 | 0.35271 | 22 | -21.9999 | -22 | 1000 | 1000 | 22 | 42.15
2016-07-16 02:00:00 | 0.20517 | 0.24 | 0.29453 | 21.91 | -21.9099 | -21.91 | 1000 | 1000 | 21.91 | 42.1
2016-07-16 03:00:00 | 0.24057 | 0.27385 | 0.28312 | 21.79 | -21.7899 | -21.79 | 1000 | 1000 | 21.79 | 40.92
2016-07-16 04:00:00 | 0.23092 | 0.26462 | 0.28766 | 22.01 | -22.0099 | -22.01 | 1000 | 1000 | 22.01 | 40.23
2016-07-16 05:00:00 | 0.16977 | 0.20615 | 0.29561 | 22.47 | -22.4699 | -22.47 | 1000 | 1000 | 22.47 | 39.29
2016-07-16 06:00:00 | 0.11829 | 0.15692 | 0.35179 | 23.34 | -23.3399 | -23.34 | 1000 | 1000 | 23.34 | 39.03
2016-07-16 07:00:00 | 0.089326 | 0.12923 | 0.5156 | 22.96 | -22.9599 | -22.96 | 1000 | 1000 | 22.96 | 43.55
2016-07-16 08:00:00 | 0.089326 | 0.12923 | 0.71509 | 21.99 | -21.9899 | -21.99 | 1000 | 1000 | 21.99 | 45.07
2016-07-16 09:00:00 | 0.089326 | 0.12923 | 0.84809 | 21.93 | -21.9299 | -21.93 | 1000 | 1000 | 21.93 | 46.34
2016-07-16 10:00:00 | 0.089326 | 0.12923 | 0.89163 | 22.89 | -22.8899 | -22.89 | 1000 | 1000 | 22.89 | 46.5
2016-07-16 11:00:00 | 0.089326 | 0.12923 | 0.92322 | 21.98 | -21.9799 | -21.98 | 1000 | 1000 | 21.98 | 45.32
2016-07-16 12:00:00 | 0.089326 | 0.12923 | 0.96569 | 21.93 | -21.9299 | -21.93 | 1000 | 1000 | 21.93 | 43.35
2016-07-16 13:00:00 | 0.089326 | 0.12923 | 0.9165 | 22.21 | -22.2099 | -22.21 | 1000 | 1000 | 22.21 | 42.1
2016-07-16 14:00:00 | 0.089326 | 0.12923 | 0.79457 | 23.36 | -23.3599 | -23.36 | 1000 | 1000 | 23.36 | 41.9
2016-07-16 15:00:00 | 0.089326 | 0.12923 | 0.72708 | 25.38 | -25.3799 | -25.38 | 1000 | 1000 | 25.38 | 41.11
2016-07-16 16:00:00 | 0.089326 | 0.12923 | 0.70007 | 30.3 | -30.2999 | -30.3 | 1000 | 1000 | 30.3 | 41.94
2016-07-16 17:00:00 | 0.089326 | 0.12923 | 0.71577 | 31.92 | -31.9199 | -31.92 | 1000 | 1000 | 31.92 | 43.32
2016-07-16 18:00:00 | 0.089326 | 0.12923 | 0.79423 | 30.61 | -30.6099 | -30.61 | 1000 | 1000 | 30.61 | 45.17
2016-07-16 19:00:00 | 0.089326 | 0.12923 | 0.85492 | 30.99 | -30.9899 | -30.99 | 1000 | 1000 | 30.99 | 45.32
2016-07-16 20:00:00 | 0.089326 | 0.12923 | 0.82777 | 32.16 | -32.1599 | -32.16 | 1000 | 1000 | 32.16 | 45.22
2016-07-16 21:00:00 | 0.089326 | 0.12923 | 0.74686 | 27.78 | -27.7799 | -27.78 | 1000 | 1000 | 27.78 | 42.48
2016-07-16 22:00:00 | 0.089326 | 0.12923 | 0.71732 | 24.53 | -24.5299 | -24.53 | 1000 | 1000 | 24.53 | 42.38
2016-07-16 23:00:00 | 0.089326 | 0.12923 | 0.60822 | 21.04 | -21.0399 | -21.04 | 1000 | 1000 | 21.04 | 39.09
2016-07-17 00:00:00 | 0.089326 | 0.12923 | 0.45214 | 21.03 | -21.0299 | -21.03 | 1000 | 1000 | 21.03 | 33.8
2016-07-17 01:00:00 | 0.089326 | 0.12923 | 0.34401 | 20.17 | -20.1699 | -20.17 | 1000 | 1000 | 20.17 | 25
2016-07-17 02:00:00 | 0.089326 | 0.12923 | 0.28601 | 19.57 | -19.5699 | -19.57 | 1000 | 1000 | 19.57 | 19.18
2016-07-17 03:00:00 | 0.089326 | 0.12923 | 0.26624 | 19.4 | -19.3999 | -19.4 | 1000 | 1000 | 19.4 | 19.68
2016-07-17 04:00:00 | 0.089326 | 0.12923 | 0.26199 | 19.01 | -19.0099 | -19.01 | 1000 | 1000 | 19.01 | 14.78
2016-07-17 05:00:00 | 0.089326 | 0.12923 | 0.25637 | 20.96 | -20.9599 | -20.96 | 1000 | 1000 | 20.96 | 9.92
2016-07-17 06:00:00 | 0.089326 | 0.12923 | 0.26819 | 21.13 | -21.1299 | -21.13 | 1000 | 1000 | 21.13 | 10.8
2016-07-17 07:00:00 | 0.089326 | 0.12923 | 0.35225 | 22.3 | -22.2999 | -22.3 | 1000 | 1000 | 22.3 | 19.96
2016-07-17 08:00:00 | 0.089326 | 0.12923 | 0.53724 | 20.77 | -20.7699 | -20.77 | 1000 | 1000 | 20.77 | 35.06
2016-07-17 09:00:00 | 0.089326 | 0.12923 | 0.74695 | 21.99 | -21.9899 | -21.99 | 1000 | 1000 | 21.99 | 40.37
2016-07-17 10:00:00 | 0.089326 | 0.12923 | 0.86788 | 21.03 | -21.0299 | -21.03 | 1000 | 1000 | 21.03 | 42.91
2016-07-17 11:00:00 | 0.089326 | 0.12923 | 0.95599 | 16.19 | -16.1899 | -16.19 | 1000 | 1000 | 16.19 | 45
2016-07-17 12:00:00 | 0.089326 | 0.12923 | 0.97702 | 13.06 | -13.0599 | -13.06 | 1000 | 1000 | 13.06 | 42.72
2016-07-17 13:00:00 | 0.089326 | 0.12923 | 0.83282 | 13.06 | -13.0599 | -13.06 | 1000 | 1000 | 13.06 | 41.37
2016-07-17 14:00:00 | 0.089326 | 0.12923 | 0.69241 | 13.02 | -13.0199 | -13.02 | 1000 | 1000 | 13.02 | 40
2016-07-17 15:00:00 | 0.089326 | 0.12923 | 0.59885 | 20.03 | -20.0299 | -20.03 | 1000 | 1000 | 20.03 | 39.94
2016-07-17 16:00:00 | 0.089326 | 0.12923 | 0.52621 | 22.4 | -22.3999 | -22.4 | 1000 | 1000 | 22.4 | 41.55
2016-07-17 17:00:00 | 0.089326 | 0.12923 | 0.53897 | 27.37 | -27.3699 | -27.37 | 1000 | 1000 | 27.37 | 44
2016-07-17 18:00:00 | 0.089326 | 0.12923 | 0.62018 | 28.07 | -28.0699 | -28.07 | 1000 | 1000 | 28.07 | 50
2016-07-17 19:00:00 | 0.089326 | 0.12923 | 0.73239 | 30.09 | -30.0899 | -30.09 | 1000 | 1000 | 30.09 | 48.6
2016-07-17 20:00:00 | 0.089326 | 0.12923 | 0.76848 | 30.57 | -30.5699 | -30.57 | 1000 | 1000 | 30.57 | 48.43
2016-07-17 21:00:00 | 0.089326 | 0.12923 | 0.7291 | 29 | -28.9999 | -29 | 1000 | 1000 | 29 | 46.35
2016-07-17 22:00:00 | 0.089326 | 0.12923 | 0.67717 | 26.03 | -26.0299 | -26.03 | 1000 | 1000 | 26.03 | 48.85
2016-07-17 23:00:00 | 0.089326 | 0.12923 | 0.53066 | 24.05 | -24.0499 | -24.05 | 1000 | 1000 | 24.05 | 41.95
2016-07-18 00:00:00 | 0.089326 | 0.12923 | 0.38499 | 23.31 | -23.3099 | -23.31 | 1000 | 1000 | 23.31 | 38.64
2016-07-18 01:00:00 | 0.089326 | 0.12923 | 0.29435 | 22.58 | -22.5799 | -22.58 | 1000 | 1000 | 22.58 | 27.8
2016-07-18 02:00:00 | 0.089326 | 0.12923 | 0.26838 | 23.02 | -23.0199 | -23.02 | 1000 | 1000 | 23.02 | 20.38
2016-07-18 03:00:00 | 0.089326 | 0.12923 | 0.25636 | 23.81 | -23.8099 | -23.81 | 1000 | 1000 | 23.81 | 17.87
2016-07-18 04:00:00 | 0.089326 | 0.12923 | 0.27574 | 28.82 | -28.8199 | -28.82 | 1000 | 1000 | 28.82 | 19.13
2016-07-18 05:00:00 | 0.089326 | 0.12923 | 0.32711 | 33.09 | -33.0899 | -33.09 | 1000 | 1000 | 33.09 | 30.05
2016-07-18 06:00:00 | 0.089326 | 0.12923 | 0.49677 | 35.39 | -35.3899 | -35.39 | 1000 | 1000 | 35.39 | 39.87
2016-07-18 07:00:00 | 0.089326 | 0.12923 | 0.66071 | 32.98 | -32.9799 | -32.98 | 1000 | 1000 | 32.98 | 46.08
2016-07-18 08:00:00 | 0.089326 | 0.12923 | 0.77487 | 30.53 | -30.5299 | -30.53 | 1000 | 1000 | 30.53 | 50.62
2016-07-18 09:00:00 | 0.089326 | 0.12923 | 0.82093 | 30.22 | -30.2199 | -30.22 | 1000 | 1000 | 30.22 | 49.93
2016-07-18 10:00:00 | 0.089326 | 0.12923 | 0.80488 | 27.17 | -27.1699 | -27.17 | 1000 | 1000 | 27.17 | 50.5
2016-07-18 11:00:00 | 0.089326 | 0.12923 | 0.82247 | 27.92 | -27.9199 | -27.92 | 1000 | 1000 | 27.92 | 53.02
2016-07-18 12:00:00 | 0.089326 | 0.12923 | 0.87793 | 26.4 | -26.3999 | -26.4 | 1000 | 1000 | 26.4 | 51.39
2016-07-18 13:00:00 | 0.089326 | 0.12923 | 0.83028 | 26.51 | -26.5099 | -26.51 | 1000 | 1000 | 26.51 | 50.84
2016-07-18 14:00:00 | 0.089326 | 0.12923 | 0.73403 | 26.76 | -26.7599 | -26.76 | 1000 | 1000 | 26.76 | 50.55
2016-07-18 15:00:00 | 0.089326 | 0.12923 | 0.68907 | 29.95 | -29.9499 | -29.95 | 1000 | 1000 | 29.95 | 47.09
2016-07-18 16:00:00 | 0.089326 | 0.12923 | 0.6725 | 33 | -32.9999 | -33 | 1000 | 1000 | 33 | 47.14
2016-07-18 17:00:00 | 0.089326 | 0.12923 | 0.69967 | 39.39 | -39.3899 | -39.39 | 1000 | 1000 | 39.39 | 50.56
2016-07-18 18:00:00 | 0.089326 | 0.12923 | 0.75257 | 40 | -39.9999 | -40 | 1000 | 1000 | 40 | 53.98
2016-07-18 19:00:00 | 0.089326 | 0.12923 | 0.80864 | 38.61 | -38.6099 | -38.61 | 1000 | 1000 | 38.61 | 54.03
2016-07-18 20:00:00 | 0.089326 | 0.12923 | 0.80522 | 35.9 | -35.8999 | -35.9 | 1000 | 1000 | 35.9 | 52.93
2016-07-18 21:00:00 | 0.089326 | 0.12923 | 0.76479 | 30.45 | -30.4499 | -30.45 | 1000 | 1000 | 30.45 | 48.86
2016-07-18 22:00:00 | 0.089326 | 0.12923 | 0.70234 | 27.59 | -27.5899 | -27.59 | 1000 | 1000 | 27.59 | 51.12
2016-07-18 23:00:00 | 0.089326 | 0.12923 | 0.55862 | 27.09 | -27.0899 | -27.09 | 1000 | 1000 | 27.09 | 44.93
2016-07-19 00:00:00 | 0.089326 | 0.12923 | 0.38499 | 26.41 | -26.4099 | -26.41 | 1000 | 1000 | 26.41 | 40.35
2016-07-19 01:00:00 | 0.089326 | 0.12923 | 0.29435 | 25.89 | -25.8899 | -25.89 | 1000 | 1000 | 25.89 | 39.22
2016-07-19 02:00:00 | 0.089326 | 0.12923 | 0.26838 | 25.61 | -25.6099 | -25.61 | 1000 | 1000 | 25.61 | 38.01
2016-07-19 03:00:00 | 0.089326 | 0.12923 | 0.25636 | 26.14 | -26.1399 | -26.14 | 1000 | 1000 | 26.14 | 38.12
2016-07-19 04:00:00 | 0.089326 | 0.12923 | 0.27574 | 31 | -30.9999 | -31 | 1000 | 1000 | 31 | 37.95
2016-07-19 05:00:00 | 0.089326 | 0.12923 | 0.32711 | 36.99 | -36.9899 | -36.99 | 1000 | 1000 | 36.99 | 39.25
2016-07-19 06:00:00 | 0.089326 | 0.12923 | 0.49677 | 40.01 | -40.0099 | -40.01 | 1000 | 1000 | 40.01 | 44.96
2016-07-19 07:00:00 | 0.089326 | 0.12923 | 0.66071 | 35.7 | -35.6999 | -35.7 | 1000 | 1000 | 35.7 | 59.69
2016-07-19 08:00:00 | 0.089326 | 0.12923 | 0.77487 | 32.99 | -32.9899 | -32.99 | 1000 | 1000 | 32.99 | 54.98
2016-07-19 09:00:00 | 0.089326 | 0.12923 | 0.82093 | 32.91 | -32.9099 | -32.91 | 1000 | 1000 | 32.91 | 58.04
2016-07-19 10:00:00 | 0.089326 | 0.12923 | 0.80488 | 31.38 | -31.3799 | -31.38 | 1000 | 1000 | 31.38 | 56.2
2016-07-19 11:00:00 | 0.089326 | 0.12923 | 0.82247 | 30.91 | -30.9099 | -30.91 | 1000 | 1000 | 30.91 | 59.79
2016-07-19 12:00:00 | 0.089326 | 0.12923 | 0.87793 | 30.08 | -30.0799 | -30.08 | 1000 | 1000 | 30.08 | 58.91
2016-07-19 13:00:00 | 0.089326 | 0.12923 | 0.83028 | 31.28 | -31.2799 | -31.28 | 1000 | 1000 | 31.28 | 58.93
2016-07-19 14:00:00 | 0.089326 | 0.12923 | 0.73403 | 32.4 | -32.3999 | -32.4 | 1000 | 1000 | 32.4 | 58.57
2016-07-19 15:00:00 | 0.089326 | 0.12923 | 0.68907 | 35.25 | -35.2499 | -35.25 | 1000 | 1000 | 35.25 | 57.99
2016-07-19 16:00:00 | 0.089326 | 0.12923 | 0.6725 | 39.91 | -39.9099 | -39.91 | 1000 | 1000 | 39.91 | 56.08
2016-07-19 17:00:00 | 0.089326 | 0.12923 | 0.69967 | 44 | -43.9999 | -44 | 1000 | 1000 | 44 | 57.92
2016-07-19 18:00:00 | 0.089326 | 0.12923 | 0.75257 | 37.03 | -37.0299 | -37.03 | 1000 | 1000 | 37.03 | 58.93
2016-07-19 19:00:00 | 0.089326 | 0.12923 | 0.80864 | 37 | -36.9999 | -37 | 1000 | 1000 | 37 | 58.12
2016-07-19 20:00:00 | 0.089326 | 0.12923 | 0.80522 | 32.92 | -32.9199 | -32.92 | 1000 | 1000 | 32.92 | 59.02
2016-07-19 21:00:00 | 0.089326 | 0.12923 | 0.76479 | 27.91 | -27.9099 | -27.91 | 1000 | 1000 | 27.91 | 54.51
2016-07-19 22:00:00 | 0.089326 | 0.12923 | 0.70234 | 28.01 | -28.0099 | -28.01 | 1000 | 1000 | 28.01 | 53.18
2016-07-19 23:00:00 | 0.089326 | 0.12923 | 0.55862 | 26.32 | -26.3199 | -26.32 | 1000 | 1000 | 26.32 | 47.37
2016-07-20 00:00:00 | 0.089326 | 0.12923 | 0.38499 | 25.1 | -25.0999 | -25.1 | 1000 | 1000 | 25.1 | 42.18
2016-07-20 01:00:00 | 0.089326 | 0.12923 | 0.29435 | 24.79 | -24.7899 | -24.79 | 1000 | 1000 | 24.79 | 40.86
2016-07-20 02:00:00 | 0.089326 | 0.12923 | 0.26838 | 24.83 | -24.8299 | -24.83 | 1000 | 1000 | 24.83 | 39.98
2016-07-20 03:00:00 | 0.089326 | 0.12923 | 0.25636 | 25.85 | -25.8499 | -25.85 | 1000 | 1000 | 25.85 | 39.94
2016-07-20 04:00:00 | 0.089326 | 0.12923 | 0.27574 | 29.35 | -29.3499 | -29.35 | 1000 | 1000 | 29.35 | 39.53
2016-07-20 05:00:00 | 0.089326 | 0.12923 | 0.32711 | 33.52 | -33.5199 | -33.52 | 1000 | 1000 | 33.52 | 40.99
2016-07-20 06:00:00 | 0.089326 | 0.12923 | 0.49677 | 36.79 | -36.7899 | -36.79 | 1000 | 1000 | 36.79 | 43.8
2016-07-20 07:00:00 | 0.089326 | 0.12923 | 0.66071 | 34.1 | -34.0999 | -34.1 | 1000 | 1000 | 34.1 | 52.44
2016-07-20 08:00:00 | 0.089326 | 0.12923 | 0.77487 | 32.39 | -32.3899 | -32.39 | 1000 | 1000 | 32.39 | 59.03
2016-07-20 09:00:00 | 0.089326 | 0.12923 | 0.82093 | 31.43 | -31.4299 | -31.43 | 1000 | 1000 | 31.43 | 60.09
2016-07-20 10:00:00 | 0.089326 | 0.12923 | 0.80488 | 28.02 | -28.0199 | -28.02 | 1000 | 1000 | 28.02 | 62.45
2016-07-20 11:00:00 | 0.089326 | 0.12923 | 0.82247 | 26.63 | -26.6299 | -26.63 | 1000 | 1000 | 26.63 | 64.77
2016-07-20 12:00:00 | 0.089326 | 0.12923 | 0.87793 | 25.93 | -25.9299 | -25.93 | 1000 | 1000 | 25.93 | 61.74
2016-07-20 13:00:00 | 0.089326 | 0.12923 | 0.83028 | 26.43 | -26.4299 | -26.43 | 1000 | 1000 | 26.43 | 61.1
2016-07-20 14:00:00 | 0.089326 | 0.12923 | 0.73403 | 28.08 | -28.0799 | -28.08 | 1000 | 1000 | 28.08 | 60.23
2016-07-20 15:00:00 | 0.089326 | 0.12923 | 0.68907 | 31.66 | -31.6599 | -31.66 | 1000 | 1000 | 31.66 | 58.06
2016-07-20 16:00:00 | 0.089326 | 0.12923 | 0.6725 | 33.3 | -33.2999 | -33.3 | 1000 | 1000 | 33.3 | 52.85
2016-07-20 17:00:00 | 0.089326 | 0.12923 | 0.69967 | 34.48 | -34.4799 | -34.48 | 1000 | 1000 | 34.48 | 52.23
2016-07-20 18:00:00 | 0.089326 | 0.12923 | 0.75257 | 33.41 | -33.4099 | -33.41 | 1000 | 1000 | 33.41 | 50
2016-07-20 19:00:00 | 0.089326 | 0.12923 | 0.80864 | 31.96 | -31.9599 | -31.96 | 1000 | 1000 | 31.96 | 47.97
2016-07-20 20:00:00 | 0.089326 | 0.12923 | 0.80522 | 28.94 | -28.9399 | -28.94 | 1000 | 1000 | 28.94 | 47
2016-07-20 21:00:00 | 0.089326 | 0.12923 | 0.76479 | 25.35 | -25.3499 | -25.35 | 1000 | 1000 | 25.35 | 45.91
2016-07-20 22:00:00 | 0.089326 | 0.12923 | 0.70234 | 26.43 | -26.4299 | -26.43 | 1000 | 1000 | 26.43 | 48.36
2016-07-20 23:00:00 | 0.089326 | 0.12923 | 0.55862 | 26.46 | -26.4599 | -26.46 | 1000 | 1000 | 26.46 | 43.45
2016-07-21 00:00:00 | 0.089326 | 0.12923 | 0.38499 | 25.9 | -25.8999 | -25.9 | 1000 | 1000 | 25.9 | 43.68
2016-07-21 01:00:00 | 0.089326 | 0.12923 | 0.29435 | 25.52 | -25.5199 | -25.52 | 1000 | 1000 | 25.52 | 40.45
2016-07-21 02:00:00 | 0.089326 | 0.12923 | 0.26838 | 25.55 | -25.5499 | -25.55 | 1000 | 1000 | 25.55 | 39.31
2016-07-21 03:00:00 | 0.10863 | 0.14769 | 0.25636 | 27.49 | -27.4899 | -27.49 | 1000 | 1000 | 27.49 | 38.95
2016-07-21 04:00:00 | 0.10863 | 0.14769 | 0.27574 | 32.84 | -32.8399 | -32.84 | 1000 | 1000 | 32.84 | 38.99
2016-07-21 05:00:00 | 0.089326 | 0.12923 | 0.32711 | 36.61 | -36.6099 | -36.61 | 1000 | 1000 | 36.61 | 40.96
2016-07-21 06:00:00 | 0.089326 | 0.12923 | 0.49677 | 39.16 | -39.1599 | -39.16 | 1000 | 1000 | 39.16 | 46.51
2016-07-21 07:00:00 | 0.089326 | 0.12923 | 0.66071 | 36.04 | -36.0399 | -36.04 | 1000 | 1000 | 36.04 | 54.46
2016-07-21 08:00:00 | 0.089326 | 0.12923 | 0.77487 | 37.02 | -37.0199 | -37.02 | 1000 | 1000 | 37.02 | 57.94
2016-07-21 09:00:00 | 0.089326 | 0.12923 | 0.82093 | 36.01 | -36.0099 | -36.01 | 1000 | 1000 | 36.01 | 58.01
2016-07-21 10:00:00 | 0.089326 | 0.12923 | 0.80488 | 35.04 | -35.0399 | -35.04 | 1000 | 1000 | 35.04 | 57.96
2016-07-21 11:00:00 | 0.089326 | 0.12923 | 0.82247 | 34.24 | -34.2399 | -34.24 | 1000 | 1000 | 34.24 | 59.97
2016-07-21 12:00:00 | 0.089326 | 0.12923 | 0.87793 | 32.94 | -32.9399 | -32.94 | 1000 | 1000 | 32.94 | 58.03
2016-07-21 13:00:00 | 0.089326 | 0.12923 | 0.83028 | 33 | -32.9999 | -33 | 1000 | 1000 | 33 | 54.87
2016-07-21 14:00:00 | 0.089326 | 0.12923 | 0.73403 | 33.31 | -33.3099 | -33.31 | 1000 | 1000 | 33.31 | 52.93
2016-07-21 15:00:00 | 0.089326 | 0.12923 | 0.68907 | 34.37 | -34.3699 | -34.37 | 1000 | 1000 | 34.37 | 52.15
2016-07-21 16:00:00 | 0.089326 | 0.12923 | 0.6725 | 34.76 | -34.7599 | -34.76 | 1000 | 1000 | 34.76 | 52
2016-07-21 17:00:00 | 0.089326 | 0.12923 | 0.69967 | 38.38 | -38.3799 | -38.38 | 1000 | 1000 | 38.38 | 53.49
2016-07-21 18:00:00 | 0.089326 | 0.12923 | 0.75257 | 35.95 | -35.9499 | -35.95 | 1000 | 1000 | 35.95 | 55.3
2016-07-21 19:00:00 | 0.089326 | 0.12923 | 0.80864 | 35.7 | -35.6999 | -35.7 | 1000 | 1000 | 35.7 | 54.25
2016-07-21 20:00:00 | 0.089326 | 0.12923 | 0.80522 | 32.92 | -32.9199 | -32.92 | 1000 | 1000 | 32.92 | 54.74
2016-07-21 21:00:00 | 0.089326 | 0.12923 | 0.76479 | 31.01 | -31.0099 | -31.01 | 1000 | 1000 | 31.01 | 55.38
2016-07-21 22:00:00 | 0.089326 | 0.12923 | 0.70234 | 29.26 | -29.2599 | -29.26 | 1000 | 1000 | 29.26 | 56.38
2016-07-21 23:00:00 | 0.089326 | 0.12923 | 0.55862 | 27.24 | -27.2399 | -27.24 | 1000 | 1000 | 27.24 | 49.88
2016-07-22 00:00:00 | 0.089326 | 0.12923 | 0.38499 | 27.1 | -27.0999 | -27.1 | 1000 | 1000 | 27.1 | 42.04
2016-07-22 01:00:00 | 0.089326 | 0.12923 | 0.29435 | 26.56 | -26.5599 | -26.56 | 1000 | 1000 | 26.56 | 37.93
2016-07-22 02:00:00 | 0.089326 | 0.12923 | 0.26838 | 26.5 | -26.4999 | -26.5 | 1000 | 1000 | 26.5 | 32.12
2016-07-22 03:00:00 | 0.089326 | 0.12923 | 0.25636 | 28.06 | -28.0599 | -28.06 | 1000 | 1000 | 28.06 | 25.67
2016-07-22 04:00:00 | 0.13116 | 0.16923 | 0.27574 | 32.36 | -32.3599 | -32.36 | 1000 | 1000 | 32.36 | 25.61
2016-07-22 05:00:00 | 0.089326 | 0.12923 | 0.32711 | 35.99 | -35.9899 | -35.99 | 1000 | 1000 | 35.99 | 37.82
2016-07-22 06:00:00 | 0.089326 | 0.12923 | 0.49677 | 36.81 | -36.8099 | -36.81 | 1000 | 1000 | 36.81 | 45.01
2016-07-22 07:00:00 | 0.089326 | 0.12923 | 0.66071 | 36 | -35.9999 | -36 | 1000 | 1000 | 36 | 54.35
2016-07-22 08:00:00 | 0.089326 | 0.12923 | 0.77487 | 35.16 | -35.1599 | -35.16 | 1000 | 1000 | 35.16 | 59.68
2016-07-22 09:00:00 | 0.089326 | 0.12923 | 0.82093 | 34.41 | -34.4099 | -34.41 | 1000 | 1000 | 34.41 | 59.49
2016-07-22 10:00:00 | 0.089326 | 0.12923 | 0.80488 | 32.15 | -32.1499 | -32.15 | 1000 | 1000 | 32.15 | 60.05
2016-07-22 11:00:00 | 0.089326 | 0.12923 | 0.82247 | 30.78 | -30.7799 | -30.78 | 1000 | 1000 | 30.78 | 60.85
2016-07-22 12:00:00 | 0.089326 | 0.12923 | 0.87793 | 30.68 | -30.6799 | -30.68 | 1000 | 1000 | 30.68 | 56.09
2016-07-22 13:00:00 | 0.089326 | 0.12923 | 0.83028 | 31.19 | -31.1899 | -31.19 | 1000 | 1000 | 31.19 | 53.01
2016-07-22 14:00:00 | 0.089326 | 0.12923 | 0.73403 | 31.62 | -31.6199 | -31.62 | 1000 | 1000 | 31.62 | 51.02
2016-07-22 15:00:00 | 0.089326 | 0.12923 | 0.68907 | 32.93 | -32.9299 | -32.93 | 1000 | 1000 | 32.93 | 50.52
2016-07-22 16:00:00 | 0.089326 | 0.12923 | 0.6725 | 34.91 | -34.9099 | -34.91 | 1000 | 1000 | 34.91 | 47.37
2016-07-22 17:00:00 | 0.089326 | 0.12923 | 0.69967 | 35.96 | -35.9599 | -35.96 | 1000 | 1000 | 35.96 | 50.51
2016-07-22 18:00:00 | 0.089326 | 0.12923 | 0.75257 | 33.26 | -33.2599 | -33.26 | 1000 | 1000 | 33.26 | 53.01
2016-07-22 19:00:00 | 0.089326 | 0.12923 | 0.80864 | 31.97 | -31.9699 | -31.97 | 1000 | 1000 | 31.97 | 51.09
2016-07-22 20:00:00 | 0.089326 | 0.12923 | 0.80522 | 31.96 | -31.9599 | -31.96 | 1000 | 1000 | 31.96 | 49.99
2016-07-22 21:00:00 | 0.089326 | 0.12923 | 0.76479 | 29 | -28.9999 | -29 | 1000 | 1000 | 29 | 50.6
2016-07-22 22:00:00 | 0.089326 | 0.12923 | 0.70234 | 31.8 | -31.7999 | -31.8 | 1000 | 1000 | 31.8 | 53.19
2016-07-22 23:00:00 | 0.089326 | 0.12923 | 0.55862 | 30.83 | -30.8299 | -30.83 | 1000 | 1000 | 30.83 | 50.55
2016-07-23 00:00:00 | 0.089326 | 0.12923 | 0.43448 | 29.1 | -29.0999 | -29.1 | 1000 | 1000 | 29.1 | 25.01
2016-07-23 01:00:00 | 0.1022 | 0.14154 | 0.35271 | 27.02 | -27.0199 | -27.02 | 1000 | 1000 | 27.02 | 19.74
2016-07-23 02:00:00 | 0.11507 | 0.15385 | 0.29453 | 25.77 | -25.7699 | -25.77 | 1000 | 1000 | 25.77 | 17.05
2016-07-23 03:00:00 | 0.13438 | 0.17231 | 0.28312 | 25.65 | -25.6499 | -25.65 | 1000 | 1000 | 25.65 | 10.19
2016-07-23 04:00:00 | 0.10863 | 0.14769 | 0.28766 | 26.22 | -26.2199 | -26.22 | 1000 | 1000 | 26.22 | 10.19
2016-07-23 05:00:00 | 0.089326 | 0.12923 | 0.29561 | 30.32 | -30.3199 | -30.32 | 1000 | 1000 | 30.32 | 9.88
2016-07-23 06:00:00 | 0.089326 | 0.12923 | 0.35179 | 31.96 | -31.9599 | -31.96 | 1000 | 1000 | 31.96 | 9.9
2016-07-23 07:00:00 | 0.089326 | 0.12923 | 0.5156 | 32.53 | -32.5299 | -32.53 | 1000 | 1000 | 32.53 | 24.26
2016-07-23 08:00:00 | 0.089326 | 0.12923 | 0.71509 | 32.26 | -32.2599 | -32.26 | 1000 | 1000 | 32.26 | 36.66
2016-07-23 09:00:00 | 0.089326 | 0.12923 | 0.84809 | 31.97 | -31.9699 | -31.97 | 1000 | 1000 | 31.97 | 37.42
2016-07-23 10:00:00 | 0.089326 | 0.12923 | 0.89163 | 29.02 | -29.0199 | -29.02 | 1000 | 1000 | 29.02 | 35.03
2016-07-23 11:00:00 | 0.089326 | 0.12923 | 0.92322 | 25.25 | -25.2499 | -25.25 | 1000 | 1000 | 25.25 | 35.37
2016-07-23 12:00:00 | 0.089326 | 0.12923 | 0.96569 | 24.52 | -24.5199 | -24.52 | 1000 | 1000 | 24.52 | 30.05
2016-07-23 13:00:00 | 0.089326 | 0.12923 | 0.9165 | 24.97 | -24.9699 | -24.97 | 1000 | 1000 | 24.97 | 30.04
2016-07-23 14:00:00 | 0.089326 | 0.12923 | 0.79457 | 27.72 | -27.7199 | -27.72 | 1000 | 1000 | 27.72 | 24.25
2016-07-23 15:00:00 | 0.089326 | 0.12923 | 0.72708 | 30.57 | -30.5699 | -30.57 | 1000 | 1000 | 30.57 | 24.25
2016-07-23 16:00:00 | 0.089326 | 0.12923 | 0.70007 | 31.86 | -31.8599 | -31.86 | 1000 | 1000 | 31.86 | 25.65
2016-07-23 17:00:00 | 0.089326 | 0.12923 | 0.71577 | 33.62 | -33.6199 | -33.62 | 1000 | 1000 | 33.62 | 36.8
2016-07-23 18:00:00 | 0.089326 | 0.12923 | 0.79423 | 32.9 | -32.8999 | -32.9 | 1000 | 1000 | 32.9 | 38.07
2016-07-23 19:00:00 | 0.089326 | 0.12923 | 0.85492 | 32.38 | -32.3799 | -32.38 | 1000 | 1000 | 32.38 | 39.18
2016-07-23 20:00:00 | 0.089326 | 0.12923 | 0.82777 | 32.14 | -32.1399 | -32.14 | 1000 | 1000 | 32.14 | 39.91
2016-07-23 21:00:00 | 0.089326 | 0.12923 | 0.74686 | 29.07 | -29.0699 | -29.07 | 1000 | 1000 | 29.07 | 38.91
2016-07-23 22:00:00 | 0.089326 | 0.12923 | 0.71732 | 30.11 | -30.1099 | -30.11 | 1000 | 1000 | 30.11 | 41.71
2016-07-23 23:00:00 | 0.089326 | 0.12923 | 0.60822 | 28.11 | -28.1099 | -28.11 | 1000 | 1000 | 28.11 | 24.24
2016-07-24 00:00:00 | 0.089326 | 0.12923 | 0.45214 | 25.99 | -25.9899 | -25.99 | 1000 | 1000 | 25.99 | 14.15
2016-07-24 01:00:00 | 0.089326 | 0.12923 | 0.34401 | 24.93 | -24.9299 | -24.93 | 1000 | 1000 | 24.93 | 10.17
2016-07-24 02:00:00 | 0.089326 | 0.12923 | 0.28601 | 24.25 | -24.2499 | -24.25 | 1000 | 1000 | 24.25 | 7.91
2016-07-24 03:00:00 | 0.089326 | 0.12923 | 0.26624 | 23.98 | -23.9799 | -23.98 | 1000 | 1000 | 23.98 | 3.98
2016-07-24 04:00:00 | 0.089326 | 0.12923 | 0.26199 | 23.92 | -23.9199 | -23.92 | 1000 | 1000 | 23.92 | 3.48
2016-07-24 05:00:00 | 0.089326 | 0.12923 | 0.25637 | 24.79 | -24.7899 | -24.79 | 1000 | 1000 | 24.79 | 1.91
2016-07-24 06:00:00 | 0.089326 | 0.12923 | 0.26819 | 25.67 | -25.6699 | -25.67 | 1000 | 1000 | 25.67 | 1.61
2016-07-24 07:00:00 | 0.089326 | 0.12923 | 0.35225 | 25.95 | -25.9499 | -25.95 | 1000 | 1000 | 25.95 | 5.93
2016-07-24 08:00:00 | 0.089326 | 0.12923 | 0.53724 | 24.87 | -24.8699 | -24.87 | 1000 | 1000 | 24.87 | 6.27
2016-07-24 09:00:00 | 0.089326 | 0.12923 | 0.74695 | 25.13 | -25.1299 | -25.13 | 1000 | 1000 | 25.13 | 13.83
2016-07-24 10:00:00 | 0.089326 | 0.12923 | 0.86788 | 23.47 | -23.4699 | -23.47 | 1000 | 1000 | 23.47 | 20.35
2016-07-24 11:00:00 | 0.089326 | 0.12923 | 0.95599 | 23.82 | -23.8199 | -23.82 | 1000 | 1000 | 23.82 | 26.98
2016-07-24 12:00:00 | 0.089326 | 0.12923 | 0.97702 | 23.3 | -23.2999 | -23.3 | 1000 | 1000 | 23.3 | 24.18
2016-07-24 13:00:00 | 0.089326 | 0.12923 | 0.83282 | 23.48 | -23.4799 | -23.48 | 1000 | 1000 | 23.48 | 19.78
2016-07-24 14:00:00 | 0.089326 | 0.12923 | 0.69241 | 24.76 | -24.7599 | -24.76 | 1000 | 1000 | 24.76 | 19.21
2016-07-24 15:00:00 | 0.089326 | 0.12923 | 0.59885 | 26.42 | -26.4199 | -26.42 | 1000 | 1000 | 26.42 | 19.18
2016-07-24 16:00:00 | 0.089326 | 0.12923 | 0.52621 | 29.91 | -29.9099 | -29.91 | 1000 | 1000 | 29.91 | 20.86
2016-07-24 17:00:00 | 0.089326 | 0.12923 | 0.53897 | 31.94 | -31.9399 | -31.94 | 1000 | 1000 | 31.94 | 29.93
2016-07-24 18:00:00 | 0.089326 | 0.12923 | 0.62018 | 32.95 | -32.9499 | -32.95 | 1000 | 1000 | 32.95 | 39
2016-07-24 19:00:00 | 0.089326 | 0.12923 | 0.73239 | 33.22 | -33.2199 | -33.22 | 1000 | 1000 | 33.22 | 39.06
2016-07-24 20:00:00 | 0.089326 | 0.12923 | 0.76848 | 35.93 | -35.9299 | -35.93 | 1000 | 1000 | 35.93 | 35.86
2016-07-24 21:00:00 | 0.089326 | 0.12923 | 0.7291 | 33.3 | -33.2999 | -33.3 | 1000 | 1000 | 33.3 | 40.37
2016-07-24 22:00:00 | 0.089326 | 0.12923 | 0.67717 | 29.8 | -29.7999 | -29.8 | 1000 | 1000 | 29.8 | 40.3
2016-07-24 23:00:00 | 0.089326 | 0.12923 | 0.53066 | 27.32 | -27.3199 | -27.32 | 1000 | 1000 | 27.32 | 31.41
2016-07-25 00:00:00 | 0.089326 | 0.12923 | 0.38499 | 26.32 | -26.3199 | -26.32 | 1000 | 1000 | 26.32 | 25.69
2016-07-25 01:00:00 | 0.089326 | 0.12923 | 0.29435 | 25.93 | -25.9299 | -25.93 | 1000 | 1000 | 25.93 | 14.78
2016-07-25 02:00:00 | 0.089326 | 0.12923 | 0.26838 | 25.92 | -25.9199 | -25.92 | 1000 | 1000 | 25.92 | 10.99
2016-07-25 03:00:00 | 0.089326 | 0.12923 | 0.25636 | 27.8 | -27.7999 | -27.8 | 1000 | 1000 | 27.8 | 10.2
2016-07-25 04:00:00 | 0.089326 | 0.12923 | 0.27574 | 35 | -34.9999 | -35 | 1000 | 1000 | 35 | 10.2
2016-07-25 05:00:00 | 0.089326 | 0.12923 | 0.32711 | 38.08 | -38.0799 | -38.08 | 1000 | 1000 | 38.08 | 28.51
2016-07-25 06:00:00 | 0.089326 | 0.12923 | 0.49677 | 39.52 | -39.5199 | -39.52 | 1000 | 1000 | 39.52 | 41.33
2016-07-25 07:00:00 | 0.089326 | 0.12923 | 0.66071 | 37.94 | -37.9399 | -37.94 | 1000 | 1000 | 37.94 | 50.54
2016-07-25 08:00:00 | 0.089326 | 0.12923 | 0.77487 | 36.47 | -36.4699 | -36.47 | 1000 | 1000 | 36.47 | 55.22
2016-07-25 09:00:00 | 0.089326 | 0.12923 | 0.82093 | 36.05 | -36.0499 | -36.05 | 1000 | 1000 | 36.05 | 54.02
2016-07-25 10:00:00 | 0.089326 | 0.12923 | 0.80488 | 33.64 | -33.6399 | -33.64 | 1000 | 1000 | 33.64 | 56.51
2016-07-25 11:00:00 | 0.089326 | 0.12923 | 0.82247 | 32.95 | -32.9499 | -32.95 | 1000 | 1000 | 32.95 | 58.63
2016-07-25 12:00:00 | 0.089326 | 0.12923 | 0.87793 | 32.35 | -32.3499 | -32.35 | 1000 | 1000 | 32.35 | 57.98
2016-07-25 13:00:00 | 0.089326 | 0.12923 | 0.83028 | 32.6 | -32.5999 | -32.6 | 1000 | 1000 | 32.6 | 58.1
2016-07-25 14:00:00 | 0.089326 | 0.12923 | 0.73403 | 33.32 | -33.3199 | -33.32 | 1000 | 1000 | 33.32 | 56.28
2016-07-25 15:00:00 | 0.089326 | 0.12923 | 0.68907 | 35.18 | -35.1799 | -35.18 | 1000 | 1000 | 35.18 | 54.95
2016-07-25 16:00:00 | 0.089326 | 0.12923 | 0.6725 | 35.99 | -35.9899 | -35.99 | 1000 | 1000 | 35.99 | 55.74
2016-07-25 17:00:00 | 0.089326 | 0.12923 | 0.69967 | 36.59 | -36.5899 | -36.59 | 1000 | 1000 | 36.59 | 56.92
2016-07-25 18:00:00 | 0.089326 | 0.12923 | 0.75257 | 36.47 | -36.4699 | -36.47 | 1000 | 1000 | 36.47 | 57.95
2016-07-25 19:00:00 | 0.089326 | 0.12923 | 0.80864 | 36.08 | -36.0799 | -36.08 | 1000 | 1000 | 36.08 | 57.44
2016-07-25 20:00:00 | 0.089326 | 0.12923 | 0.80522 | 35.47 | -35.4699 | -35.47 | 1000 | 1000 | 35.47 | 54.07
2016-07-25 21:00:00 | 0.089326 | 0.12923 | 0.76479 | 30.4 | -30.3999 | -30.4 | 1000 | 1000 | 30.4 | 52.81
2016-07-25 22:00:00 | 0.089326 | 0.12923 | 0.70234 | 27.98 | -27.9799 | -27.98 | 1000 | 1000 | 27.98 | 52.05
2016-07-25 23:00:00 | 0.089326 | 0.12923 | 0.55862 | 27.5 | -27.4999 | -27.5 | 1000 | 1000 | 27.5 | 44.92
2016-07-26 00:00:00 | 0.089326 | 0.12923 | 0.38499 | 26.38 | -26.3799 | -26.38 | 1000 | 1000 | 26.38 | 44.01
2016-07-26 01:00:00 | 0.089326 | 0.12923 | 0.29435 | 25.88 | -25.8799 | -25.88 | 1000 | 1000 | 25.88 | 39.92
2016-07-26 02:00:00 | 0.089326 | 0.12923 | 0.26838 | 25.91 | -25.9099 | -25.91 | 1000 | 1000 | 25.91 | 38.72
2016-07-26 03:00:00 | 0.089326 | 0.12923 | 0.25636 | 26.53 | -26.5299 | -26.53 | 1000 | 1000 | 26.53 | 38.83
2016-07-26 04:00:00 | 0.089326 | 0.12923 | 0.27574 | 30.97 | -30.9699 | -30.97 | 1000 | 1000 | 30.97 | 37.74
2016-07-26 05:00:00 | 0.089326 | 0.12923 | 0.32711 | 35.9 | -35.8999 | -35.9 | 1000 | 1000 | 35.9 | 40.84
2016-07-26 06:00:00 | 0.089326 | 0.12923 | 0.49677 | 39.16 | -39.1599 | -39.16 | 1000 | 1000 | 39.16 | 49.1
2016-07-26 07:00:00 | 0.089326 | 0.12923 | 0.66071 | 37.45 | -37.4499 | -37.45 | 1000 | 1000 | 37.45 | 54.1
2016-07-26 08:00:00 | 0.089326 | 0.12923 | 0.77487 | 36.46 | -36.4599 | -36.46 | 1000 | 1000 | 36.46 | 51.58
2016-07-26 09:00:00 | 0.089326 | 0.12923 | 0.82093 | 37.01 | -37.0099 | -37.01 | 1000 | 1000 | 37.01 | 53.02
2016-07-26 10:00:00 | 0.089326 | 0.12923 | 0.80488 | 33.13 | -33.1299 | -33.13 | 1000 | 1000 | 33.13 | 55.9
2016-07-26 11:00:00 | 0.089326 | 0.12923 | 0.82247 | 32.91 | -32.9099 | -32.91 | 1000 | 1000 | 32.91 | 58.66
2016-07-26 12:00:00 | 0.089326 | 0.12923 | 0.87793 | 31.8 | -31.7999 | -31.8 | 1000 | 1000 | 31.8 | 56.46
2016-07-26 13:00:00 | 0.089326 | 0.12923 | 0.83028 | 32.92 | -32.9199 | -32.92 | 1000 | 1000 | 32.92 | 55.29
2016-07-26 14:00:00 | 0.089326 | 0.12923 | 0.73403 | 32.26 | -32.2599 | -32.26 | 1000 | 1000 | 32.26 | 55.08
2016-07-26 15:00:00 | 0.089326 | 0.12923 | 0.68907 | 34.07 | -34.0699 | -34.07 | 1000 | 1000 | 34.07 | 52.82
2016-07-26 16:00:00 | 0.089326 | 0.12923 | 0.6725 | 37.13 | -37.1299 | -37.13 | 1000 | 1000 | 37.13 | 50.56
2016-07-26 17:00:00 | 0.089326 | 0.12923 | 0.69967 | 39.3 | -39.2999 | -39.3 | 1000 | 1000 | 39.3 | 51.97
2016-07-26 18:00:00 | 0.089326 | 0.12923 | 0.75257 | 37.28 | -37.2799 | -37.28 | 1000 | 1000 | 37.28 | 54.6
2016-07-26 19:00:00 | 0.089326 | 0.12923 | 0.80864 | 36.54 | -36.5399 | -36.54 | 1000 | 1000 | 36.54 | 52.47
2016-07-26 20:00:00 | 0.089326 | 0.12923 | 0.80522 | 35.81 | -35.8099 | -35.81 | 1000 | 1000 | 35.81 | 55.01
2016-07-26 21:00:00 | 0.089326 | 0.12923 | 0.76479 | 30.2 | -30.1999 | -30.2 | 1000 | 1000 | 30.2 | 52.02
2016-07-26 22:00:00 | 0.089326 | 0.12923 | 0.70234 | 28.12 | -28.1199 | -28.12 | 1000 | 1000 | 28.12 | 49.92
2016-07-26 23:00:00 | 0.089326 | 0.12923 | 0.55862 | 27.61 | -27.6099 | -27.61 | 1000 | 1000 | 27.61 | 45.77
2016-07-27 00:00:00 | 0.089326 | 0.12923 | 0.38499 | 26.53 | -26.5299 | -26.53 | 1000 | 1000 | 26.53 | 40.36
2016-07-27 01:00:00 | 0.1569 | 0.19385 | 0.29435 | 25.87 | -25.8699 | -25.87 | 1000 | 1000 | 25.87 | 39.96
2016-07-27 02:00:00 | 0.15047 | 0.18769 | 0.26838 | 26 | -25.9999 | -26 | 1000 | 1000 | 26 | 39.5
2016-07-27 03:00:00 | 0.11829 | 0.15692 | 0.25636 | 26.63 | -26.6299 | -26.63 | 1000 | 1000 | 26.63 | 40.37
2016-07-27 04:00:00 | 0.09898 | 0.13846 | 0.27574 | 31.53 | -31.5299 | -31.53 | 1000 | 1000 | 31.53 | 41.04
2016-07-27 05:00:00 | 0.089326 | 0.12923 | 0.32711 | 36.43 | -36.4299 | -36.43 | 1000 | 1000 | 36.43 | 41.99
2016-07-27 06:00:00 | 0.089326 | 0.12923 | 0.49677 | 39.11 | -39.1099 | -39.11 | 1000 | 1000 | 39.11 | 49.94
2016-07-27 07:00:00 | 0.089326 | 0.12923 | 0.66071 | 40.67 | -40.6699 | -40.67 | 1000 | 1000 | 40.67 | 54.64
2016-07-27 08:00:00 | 0.089326 | 0.12923 | 0.77487 | 40.92 | -40.9199 | -40.92 | 1000 | 1000 | 40.92 | 56.57
2016-07-27 09:00:00 | 0.089326 | 0.12923 | 0.82093 | 41.25 | -41.2499 | -41.25 | 1000 | 1000 | 41.25 | 57.08
2016-07-27 10:00:00 | 0.089326 | 0.12923 | 0.80488 | 37.09 | -37.0899 | -37.09 | 1000 | 1000 | 37.09 | 54.93
2016-07-27 11:00:00 | 0.089326 | 0.12923 | 0.82247 | 36.53 | -36.5299 | -36.53 | 1000 | 1000 | 36.53 | 55.53
2016-07-27 12:00:00 | 0.089326 | 0.12923 | 0.87793 | 33.19 | -33.1899 | -33.19 | 1000 | 1000 | 33.19 | 55.28
2016-07-27 13:00:00 | 0.089326 | 0.12923 | 0.83028 | 32.6 | -32.5999 | -32.6 | 1000 | 1000 | 32.6 | 53.2
2016-07-27 14:00:00 | 0.089326 | 0.12923 | 0.73403 | 32.7 | -32.6999 | -32.7 | 1000 | 1000 | 32.7 | 54.51
2016-07-27 15:00:00 | 0.089326 | 0.12923 | 0.68907 | 33.15 | -33.1499 | -33.15 | 1000 | 1000 | 33.15 | 53.13
2016-07-27 16:00:00 | 0.089326 | 0.12923 | 0.6725 | 35.97 | -35.9699 | -35.97 | 1000 | 1000 | 35.97 | 52.28
2016-07-27 17:00:00 | 0.089326 | 0.12923 | 0.69967 | 36.61 | -36.6099 | -36.61 | 1000 | 1000 | 36.61 | 53.02
2016-07-27 18:00:00 | 0.089326 | 0.12923 | 0.75257 | 36.37 | -36.3699 | -36.37 | 1000 | 1000 | 36.37 | 53.2
2016-07-27 19:00:00 | 0.089326 | 0.12923 | 0.80864 | 35.56 | -35.5599 | -35.56 | 1000 | 1000 | 35.56 | 53.21
2016-07-27 20:00:00 | 0.089326 | 0.12923 | 0.80522 | 34.04 | -34.0399 | -34.04 | 1000 | 1000 | 34.04 | 50.83
2016-07-27 21:00:00 | 0.089326 | 0.12923 | 0.76479 | 29.94 | -29.9399 | -29.94 | 1000 | 1000 | 29.94 | 50.84
2016-07-27 22:00:00 | 0.089326 | 0.12923 | 0.70234 | 26.9 | -26.8999 | -26.9 | 1000 | 1000 | 26.9 | 51.7
2016-07-27 23:00:00 | 0.089326 | 0.12923 | 0.55862 | 26.39 | -26.3899 | -26.39 | 1000 | 1000 | 26.39 | 46.25
2016-07-28 00:00:00 | 0.089326 | 0.12923 | 0.38499 | 25.8 | -25.7999 | -25.8 | 1000 | 1000 | 25.8 | 41.59
2016-07-28 01:00:00 | 0.089326 | 0.12923 | 0.29435 | 25.29 | -25.2899 | -25.29 | 1000 | 1000 | 25.29 | 40.04
2016-07-28 02:00:00 | 0.089326 | 0.12923 | 0.26838 | 25.26 | -25.2599 | -25.26 | 1000 | 1000 | 25.26 | 39.97
2016-07-28 03:00:00 | 0.089326 | 0.12923 | 0.25636 | 26.39 | -26.3899 | -26.39 | 1000 | 1000 | 26.39 | 39.25
2016-07-28 04:00:00 | 0.089326 | 0.12923 | 0.27574 | 29.92 | -29.9199 | -29.92 | 1000 | 1000 | 29.92 | 39.55
2016-07-28 05:00:00 | 0.089326 | 0.12923 | 0.32711 | 34.91 | -34.9099 | -34.91 | 1000 | 1000 | 34.91 | 41.02
2016-07-28 06:00:00 | 0.089326 | 0.12923 | 0.49677 | 36.94 | -36.9399 | -36.94 | 1000 | 1000 | 36.94 | 48.13
2016-07-28 07:00:00 | 0.089326 | 0.12923 | 0.66071 | 35.79 | -35.7899 | -35.79 | 1000 | 1000 | 35.79 | 55.85
2016-07-28 08:00:00 | 0.089326 | 0.12923 | 0.77487 | 33.93 | -33.9299 | -33.93 | 1000 | 1000 | 33.93 | 52.59
2016-07-28 09:00:00 | 0.089326 | 0.12923 | 0.82093 | 33.75 | -33.7499 | -33.75 | 1000 | 1000 | 33.75 | 54.99
2016-07-28 10:00:00 | 0.089326 | 0.12923 | 0.80488 | 33.81 | -33.8099 | -33.81 | 1000 | 1000 | 33.81 | 58
2016-07-28 11:00:00 | 0.089326 | 0.12923 | 0.82247 | 31.79 | -31.7899 | -31.79 | 1000 | 1000 | 31.79 | 60
2016-07-28 12:00:00 | 0.089326 | 0.12923 | 0.87793 | 30.97 | -30.9699 | -30.97 | 1000 | 1000 | 30.97 | 55.13
2016-07-28 13:00:00 | 0.089326 | 0.12923 | 0.83028 | 31.43 | -31.4299 | -31.43 | 1000 | 1000 | 31.43 | 54.25
2016-07-28 14:00:00 | 0.089326 | 0.12923 | 0.73403 | 31.43 | -31.4299 | -31.43 | 1000 | 1000 | 31.43 | 53.96
2016-07-28 15:00:00 | 0.089326 | 0.12923 | 0.68907 | 32.98 | -32.9799 | -32.98 | 1000 | 1000 | 32.98 | 53
2016-07-28 16:00:00 | 0.089326 | 0.12923 | 0.6725 | 34.97 | -34.9699 | -34.97 | 1000 | 1000 | 34.97 | 50.28
2016-07-28 17:00:00 | 0.089326 | 0.12923 | 0.69967 | 36.72 | -36.7199 | -36.72 | 1000 | 1000 | 36.72 | 49.98
2016-07-28 18:00:00 | 0.089326 | 0.12923 | 0.75257 | 35.5 | -35.4999 | -35.5 | 1000 | 1000 | 35.5 | 50.86
2016-07-28 19:00:00 | 0.089326 | 0.12923 | 0.80864 | 34.04 | -34.0399 | -34.04 | 1000 | 1000 | 34.04 | 50.87
2016-07-28 20:00:00 | 0.089326 | 0.12923 | 0.80522 | 33.93 | -33.9299 | -33.93 | 1000 | 1000 | 33.93 | 53.29
2016-07-28 21:00:00 | 0.089326 | 0.12923 | 0.76479 | 29.92 | -29.9199 | -29.92 | 1000 | 1000 | 29.92 | 53.28
2016-07-28 22:00:00 | 0.089326 | 0.12923 | 0.70234 | 28.21 | -28.2099 | -28.21 | 1000 | 1000 | 28.21 | 51.37
2016-07-28 23:00:00 | 0.089326 | 0.12923 | 0.55862 | 27.04 | -27.0399 | -27.04 | 1000 | 1000 | 27.04 | 46.14
2016-07-29 00:00:00 | 0.089326 | 0.12923 | 0.38499 | 26.03 | -26.0299 | -26.03 | 1000 | 1000 | 26.03 | 42.71
2016-07-29 01:00:00 | 0.089326 | 0.12923 | 0.29435 | 24.58 | -24.5799 | -24.58 | 1000 | 1000 | 24.58 | 40.04
2016-07-29 02:00:00 | 0.089326 | 0.12923 | 0.26838 | 24.84 | -24.8399 | -24.84 | 1000 | 1000 | 24.84 | 38.06
2016-07-29 03:00:00 | 0.089326 | 0.12923 | 0.25636 | 25.95 | -25.9499 | -25.95 | 1000 | 1000 | 25.95 | 35.94
2016-07-29 04:00:00 | 0.089326 | 0.12923 | 0.27574 | 29.68 | -29.6799 | -29.68 | 1000 | 1000 | 29.68 | 35.09
2016-07-29 05:00:00 | 0.089326 | 0.12923 | 0.32711 | 33.99 | -33.9899 | -33.99 | 1000 | 1000 | 33.99 | 40.01
2016-07-29 06:00:00 | 0.089326 | 0.12923 | 0.49677 | 36.13 | -36.1299 | -36.13 | 1000 | 1000 | 36.13 | 49.45
2016-07-29 07:00:00 | 0.089326 | 0.12923 | 0.66071 | 36.09 | -36.0899 | -36.09 | 1000 | 1000 | 36.09 | 55.92
2016-07-29 08:00:00 | 0.089326 | 0.12923 | 0.77487 | 33.75 | -33.7499 | -33.75 | 1000 | 1000 | 33.75 | 57.92
2016-07-29 09:00:00 | 0.089326 | 0.12923 | 0.82093 | 33.21 | -33.2099 | -33.21 | 1000 | 1000 | 33.21 | 58
2016-07-29 10:00:00 | 0.089326 | 0.12923 | 0.80488 | 31.67 | -31.6699 | -31.67 | 1000 | 1000 | 31.67 | 57.51
2016-07-29 11:00:00 | 0.089326 | 0.12923 | 0.82247 | 29.5 | -29.4999 | -29.5 | 1000 | 1000 | 29.5 | 58.26
2016-07-29 12:00:00 | 0.089326 | 0.12923 | 0.87793 | 27.94 | -27.9399 | -27.94 | 1000 | 1000 | 27.94 | 56.09
2016-07-29 13:00:00 | 0.089326 | 0.12923 | 0.83028 | 27.37 | -27.3699 | -27.37 | 1000 | 1000 | 27.37 | 53.18
2016-07-29 14:00:00 | 0.089326 | 0.12923 | 0.73403 | 28.09 | -28.0899 | -28.09 | 1000 | 1000 | 28.09 | 52
2016-07-29 15:00:00 | 0.089326 | 0.12923 | 0.68907 | 29.11 | -29.1099 | -29.11 | 1000 | 1000 | 29.11 | 49.7
2016-07-29 16:00:00 | 0.089326 | 0.12923 | 0.6725 | 31.5 | -31.4999 | -31.5 | 1000 | 1000 | 31.5 | 47.97
2016-07-29 17:00:00 | 0.089326 | 0.12923 | 0.69967 | 34.13 | -34.1299 | -34.13 | 1000 | 1000 | 34.13 | 49.41
2016-07-29 18:00:00 | 0.089326 | 0.12923 | 0.75257 | 32.98 | -32.9799 | -32.98 | 1000 | 1000 | 32.98 | 50.93
2016-07-29 19:00:00 | 0.089326 | 0.12923 | 0.80864 | 30.86 | -30.8599 | -30.86 | 1000 | 1000 | 30.86 | 49.95
2016-07-29 20:00:00 | 0.089326 | 0.12923 | 0.80522 | 29.81 | -29.8099 | -29.81 | 1000 | 1000 | 29.81 | 50.95
2016-07-29 21:00:00 | 0.089326 | 0.12923 | 0.76479 | 28.87 | -28.8699 | -28.87 | 1000 | 1000 | 28.87 | 49.53
2016-07-29 22:00:00 | 0.089326 | 0.12923 | 0.70234 | 31.07 | -31.0699 | -31.07 | 1000 | 1000 | 31.07 | 50.83
2016-07-29 23:00:00 | 0.089326 | 0.12923 | 0.55862 | 26.51 | -26.5099 | -26.51 | 1000 | 1000 | 26.51 | 44.6
2016-07-30 00:00:00 | 0.089326 | 0.12923 | 0.43448 | 25.59 | -25.5899 | -25.59 | 1000 | 1000 | 25.59 | 45
2016-07-30 01:00:00 | 0.089326 | 0.12923 | 0.35271 | 24.56 | -24.5599 | -24.56 | 1000 | 1000 | 24.56 | 38.97
2016-07-30 02:00:00 | 0.089326 | 0.12923 | 0.29453 | 24.17 | -24.1699 | -24.17 | 1000 | 1000 | 24.17 | 36.16
2016-07-30 03:00:00 | 0.089326 | 0.12923 | 0.28312 | 24.39 | -24.3899 | -24.39 | 1000 | 1000 | 24.39 | 32.34
2016-07-30 04:00:00 | 0.089326 | 0.12923 | 0.28766 | 24.72 | -24.7199 | -24.72 | 1000 | 1000 | 24.72 | 31.15
2016-07-30 05:00:00 | 0.089326 | 0.12923 | 0.29561 | 25.46 | -25.4599 | -25.46 | 1000 | 1000 | 25.46 | 29.66
2016-07-30 06:00:00 | 0.089326 | 0.12923 | 0.35179 | 26.74 | -26.7399 | -26.74 | 1000 | 1000 | 26.74 | 32.67
2016-07-30 07:00:00 | 0.089326 | 0.12923 | 0.5156 | 28.97 | -28.9699 | -28.97 | 1000 | 1000 | 28.97 | 38.58
2016-07-30 08:00:00 | 0.089326 | 0.12923 | 0.71509 | 28.38 | -28.3799 | -28.38 | 1000 | 1000 | 28.38 | 44.42
2016-07-30 09:00:00 | 0.089326 | 0.12923 | 0.84809 | 27.93 | -27.9299 | -27.93 | 1000 | 1000 | 27.93 | 47.48
2016-07-30 10:00:00 | 0.089326 | 0.12923 | 0.89163 | 26.33 | -26.3299 | -26.33 | 1000 | 1000 | 26.33 | 50.03
2016-07-30 11:00:00 | 0.089326 | 0.12923 | 0.92322 | 24.79 | -24.7899 | -24.79 | 1000 | 1000 | 24.79 | 50.02
2016-07-30 12:00:00 | 0.089326 | 0.12923 | 0.96569 | 23.99 | -23.9899 | -23.99 | 1000 | 1000 | 23.99 | 50
2016-07-30 13:00:00 | 0.089326 | 0.12923 | 0.9165 | 24.04 | -24.0399 | -24.04 | 1000 | 1000 | 24.04 | 43.93
2016-07-30 14:00:00 | 0.089326 | 0.12923 | 0.79457 | 25.04 | -25.0399 | -25.04 | 1000 | 1000 | 25.04 | 43.56
2016-07-30 15:00:00 | 0.089326 | 0.12923 | 0.72708 | 26.1 | -26.0999 | -26.1 | 1000 | 1000 | 26.1 | 39.93
2016-07-30 16:00:00 | 0.089326 | 0.12923 | 0.70007 | 30.51 | -30.5099 | -30.51 | 1000 | 1000 | 30.51 | 39.98
2016-07-30 17:00:00 | 0.089326 | 0.12923 | 0.71577 | 31.92 | -31.9199 | -31.92 | 1000 | 1000 | 31.92 | 44.72
2016-07-30 18:00:00 | 0.089326 | 0.12923 | 0.79423 | 32.55 | -32.5499 | -32.55 | 1000 | 1000 | 32.55 | 49.94
2016-07-30 19:00:00 | 0.089326 | 0.12923 | 0.85492 | 32.09 | -32.0899 | -32.09 | 1000 | 1000 | 32.09 | 49.84
2016-07-30 20:00:00 | 0.089326 | 0.12923 | 0.82777 | 36.02 | -36.0199 | -36.02 | 1000 | 1000 | 36.02 | 47.98
2016-07-30 21:00:00 | 0.089326 | 0.12923 | 0.74686 | 32.96 | -32.9599 | -32.96 | 1000 | 1000 | 32.96 | 48.2
2016-07-30 22:00:00 | 0.089326 | 0.12923 | 0.71732 | 28.08 | -28.0799 | -28.08 | 1000 | 1000 | 28.08 | 45.5
2016-07-30 23:00:00 | 0.089326 | 0.12923 | 0.60822 | 25.36 | -25.3599 | -25.36 | 1000 | 1000 | 25.36 | 35.91
2016-07-31 00:00:00 | 0.089326 | 0.12923 | 0.45214 | 23.8 | -23.7999 | -23.8 | 1000 | 1000 | 23.8 | 31.06
2016-07-31 01:00:00 | 0.089326 | 0.12923 | 0.34401 | 22.56 | -22.5599 | -22.56 | 1000 | 1000 | 22.56 | 31.47
2016-07-31 02:00:00 | 0.089326 | 0.12923 | 0.28601 | 22.14 | -22.1399 | -22.14 | 1000 | 1000 | 22.14 | 24.92
2016-07-31 03:00:00 | 0.095762 | 0.13538 | 0.26624 | 21.65 | -21.6499 | -21.65 | 1000 | 1000 | 21.65 | 24
2016-07-31 04:00:00 | 0.089326 | 0.12923 | 0.26199 | 20.98 | -20.9799 | -20.98 | 1000 | 1000 | 20.98 | 24
2016-07-31 05:00:00 | 0.089326 | 0.12923 | 0.25637 | 21.99 | -21.9899 | -21.99 | 1000 | 1000 | 21.99 | 23.45
2016-07-31 06:00:00 | 0.089326 | 0.12923 | 0.26819 | 23.8 | -23.7999 | -23.8 | 1000 | 1000 | 23.8 | 23.42
2016-07-31 07:00:00 | 0.089326 | 0.12923 | 0.35225 | 25.12 | -25.1199 | -25.12 | 1000 | 1000 | 25.12 | 31.66
2016-07-31 08:00:00 | 0.089326 | 0.12923 | 0.53724 | 25.28 | -25.2799 | -25.28 | 1000 | 1000 | 25.28 | 35
2016-07-31 09:00:00 | 0.089326 | 0.12923 | 0.74695 | 26.77 | -26.7699 | -26.77 | 1000 | 1000 | 26.77 | 39.91
2016-07-31 10:00:00 | 0.089326 | 0.12923 | 0.86788 | 26.34 | -26.3399 | -26.34 | 1000 | 1000 | 26.34 | 47.15
2016-07-31 11:00:00 | 0.089326 | 0.12923 | 0.95599 | 25.56 | -25.5599 | -25.56 | 1000 | 1000 | 25.56 | 51.75
2016-07-31 12:00:00 | 0.089326 | 0.12923 | 0.97702 | 24.35 | -24.3499 | -24.35 | 1000 | 1000 | 24.35 | 50.08
2016-07-31 13:00:00 | 0.089326 | 0.12923 | 0.83282 | 23.32 | -23.3199 | -23.32 | 1000 | 1000 | 23.32 | 47.55
2016-07-31 14:00:00 | 0.089326 | 0.12923 | 0.69241 | 22.78 | -22.7799 | -22.78 | 1000 | 1000 | 22.78 | 43.2
2016-07-31 15:00:00 | 0.089326 | 0.12923 | 0.59885 | 25.25 | -25.2499 | -25.25 | 1000 | 1000 | 25.25 | 40.19
2016-07-31 16:00:00 | 0.089326 | 0.12923 | 0.52621 | 25.09 | -25.0899 | -25.09 | 1000 | 1000 | 25.09 | 42.27
2016-07-31 17:00:00 | 0.089326 | 0.12923 | 0.53897 | 28.23 | -28.2299 | -28.23 | 1000 | 1000 | 28.23 | 49.13
2016-07-31 18:00:00 | 0.089326 | 0.12923 | 0.62018 | 28.92 | -28.9199 | -28.92 | 1000 | 1000 | 28.92 | 50.61
2016-07-31 19:00:00 | 0.089326 | 0.12923 | 0.73239 | 30.19 | -30.1899 | -30.19 | 1000 | 1000 | 30.19 | 50.68
2016-07-31 20:00:00 | 0.089326 | 0.12923 | 0.76848 | 31.39 | -31.3899 | -31.39 | 1000 | 1000 | 31.39 | 50.6
2016-07-31 21:00:00 | 0.089326 | 0.12923 | 0.7291 | 27.78 | -27.7799 | -27.78 | 1000 | 1000 | 27.78 | 51.92
2016-07-31 22:00:00 | 0.089326 | 0.12923 | 0.67717 | 24.91 | -24.9099 | -24.91 | 1000 | 1000 | 24.91 | 52.07
2016-07-31 23:00:00 | 0.089326 | 0.12923 | 0.53066 | 23.79 | -23.7899 | -23.79 | 1000 | 1000 | 23.79 | 46.4
2016-08-01 00:00:00 | 0.089326 | 0.12923 | 0.38499 | 22.55 | -22.5499 | -22.55 | 1000 | 1000 | 22.55 | 46.26
2016-08-01 01:00:00 | 0.09898 | 0.13846 | 0.29435 | 22.14 | -22.1399 | -22.14 | 1000 | 1000 | 22.14 | 40.41
2016-08-01 02:00:00 | 0.10542 | 0.14462 | 0.26838 | 22.42 | -22.4199 | -22.42 | 1000 | 1000 | 22.42 | 37.83
2016-08-01 03:00:00 | 0.14403 | 0.18154 | 0.25636 | 23.93 | -23.9299 | -23.93 | 1000 | 1000 | 23.93 | 37.27
2016-08-01 04:00:00 | 0.1569 | 0.19385 | 0.27574 | 29.06 | -29.0599 | -29.06 | 1000 | 1000 | 29.06 | 36.45
2016-08-01 05:00:00 | 0.10863 | 0.14769 | 0.32711 | 32.17 | -32.1699 | -32.17 | 1000 | 1000 | 32.17 | 42.19
2016-08-01 06:00:00 | 0.089326 | 0.12923 | 0.49677 | 35 | -34.9999 | -35 | 1000 | 1000 | 35 | 48.98
2016-08-01 07:00:00 | 0.089326 | 0.12923 | 0.66071 | 33.21 | -33.2099 | -33.21 | 1000 | 1000 | 33.21 | 54.94
2016-08-01 08:00:00 | 0.089326 | 0.12923 | 0.77487 | 30.13 | -30.1299 | -30.13 | 1000 | 1000 | 30.13 | 54.94
2016-08-01 09:00:00 | 0.089326 | 0.12923 | 0.82093 | 29.8 | -29.7999 | -29.8 | 1000 | 1000 | 29.8 | 54.93
2016-08-01 10:00:00 | 0.089326 | 0.12923 | 0.80488 | 27.92 | -27.9199 | -27.92 | 1000 | 1000 | 27.92 | 54.1
2016-08-01 11:00:00 | 0.089326 | 0.12923 | 0.82247 | 25.93 | -25.9299 | -25.93 | 1000 | 1000 | 25.93 | 56
2016-08-01 12:00:00 | 0.089326 | 0.12923 | 0.87793 | 27.03 | -27.0299 | -27.03 | 1000 | 1000 | 27.03 | 57.91
2016-08-01 13:00:00 | 0.089326 | 0.12923 | 0.83028 | 27.01 | -27.0099 | -27.01 | 1000 | 1000 | 27.01 | 56.18
2016-08-01 14:00:00 | 0.089326 | 0.12923 | 0.73403 | 28.48 | -28.4799 | -28.48 | 1000 | 1000 | 28.48 | 51.49
2016-08-01 15:00:00 | 0.089326 | 0.12923 | 0.68907 | 32.05 | -32.0499 | -32.05 | 1000 | 1000 | 32.05 | 52.93
2016-08-01 16:00:00 | 0.089326 | 0.12923 | 0.6725 | 35.97 | -35.9699 | -35.97 | 1000 | 1000 | 35.97 | 52.72
2016-08-01 17:00:00 | 0.089326 | 0.12923 | 0.69967 | 37.15 | -37.1499 | -37.15 | 1000 | 1000 | 37.15 | 55.02
2016-08-01 18:00:00 | 0.089326 | 0.12923 | 0.75257 | 38.33 | -38.3299 | -38.33 | 1000 | 1000 | 38.33 | 54.99
2016-08-01 19:00:00 | 0.089326 | 0.12923 | 0.80864 | 36.95 | -36.9499 | -36.95 | 1000 | 1000 | 36.95 | 55.92
2016-08-01 20:00:00 | 0.089326 | 0.12923 | 0.80522 | 35.99 | -35.9899 | -35.99 | 1000 | 1000 | 35.99 | 50.98
2016-08-01 21:00:00 | 0.089326 | 0.12923 | 0.76479 | 31.63 | -31.6299 | -31.63 | 1000 | 1000 | 31.63 | 52.12
2016-08-01 22:00:00 | 0.11829 | 0.15692 | 0.70234 | 27.56 | -27.5599 | -27.56 | 1000 | 1000 | 27.56 | 49.95
2016-08-01 23:00:00 | 0.14081 | 0.17846 | 0.55862 | 25.79 | -25.7899 | -25.79 | 1000 | 1000 | 25.79 | 42.78
2016-08-02 00:00:00 | 0.1569 | 0.19385 | 0.38499 | 25.35 | -25.3499 | -25.35 | 1000 | 1000 | 25.35 | 40.03
2016-08-02 01:00:00 | 0.16656 | 0.20308 | 0.29435 | 24.7 | -24.6999 | -24.7 | 1000 | 1000 | 24.7 | 37.05
2016-08-02 02:00:00 | 0.19552 | 0.23077 | 0.26838 | 24.27 | -24.2699 | -24.27 | 1000 | 1000 | 24.27 | 35
2016-08-02 03:00:00 | 0.1923 | 0.22769 | 0.25636 | 25.9 | -25.8999 | -25.9 | 1000 | 1000 | 25.9 | 35.04
2016-08-02 04:00:00 | 0.18908 | 0.22462 | 0.27574 | 30.43 | -30.4299 | -30.43 | 1000 | 1000 | 30.43 | 36.33
2016-08-02 05:00:00 | 0.15368 | 0.19077 | 0.32711 | 34.87 | -34.8699 | -34.87 | 1000 | 1000 | 34.87 | 38.94
2016-08-02 06:00:00 | 0.092544 | 0.13231 | 0.49677 | 36.87 | -36.8699 | -36.87 | 1000 | 1000 | 36.87 | 45.69
2016-08-02 07:00:00 | 0.089326 | 0.12923 | 0.66071 | 36.92 | -36.9199 | -36.92 | 1000 | 1000 | 36.92 | 51.97
2016-08-02 08:00:00 | 0.089326 | 0.12923 | 0.77487 | 36.97 | -36.9699 | -36.97 | 1000 | 1000 | 36.97 | 55.85
2016-08-02 09:00:00 | 0.089326 | 0.12923 | 0.82093 | 38.09 | -38.0899 | -38.09 | 1000 | 1000 | 38.09 | 53.19
2016-08-02 10:00:00 | 0.089326 | 0.12923 | 0.80488 | 37.83 | -37.8299 | -37.83 | 1000 | 1000 | 37.83 | 54.94
2016-08-02 11:00:00 | 0.089326 | 0.12923 | 0.82247 | 36.85 | -36.8499 | -36.85 | 1000 | 1000 | 36.85 | 56
2016-08-02 12:00:00 | 0.089326 | 0.12923 | 0.87793 | 35.98 | -35.9799 | -35.98 | 1000 | 1000 | 35.98 | 53.19
2016-08-02 13:00:00 | 0.089326 | 0.12923 | 0.83028 | 35.73 | -35.7299 | -35.73 | 1000 | 1000 | 35.73 | 54
2016-08-02 14:00:00 | 0.089326 | 0.12923 | 0.73403 | 34.92 | -34.9199 | -34.92 | 1000 | 1000 | 34.92 | 53.2
2016-08-02 15:00:00 | 0.089326 | 0.12923 | 0.68907 | 35.94 | -35.9399 | -35.94 | 1000 | 1000 | 35.94 | 52.45
2016-08-02 16:00:00 | 0.089326 | 0.12923 | 0.6725 | 35.92 | -35.9199 | -35.92 | 1000 | 1000 | 35.92 | 51.82
2016-08-02 17:00:00 | 0.089326 | 0.12923 | 0.69967 | 34.95 | -34.9499 | -34.95 | 1000 | 1000 | 34.95 | 53.66
2016-08-02 18:00:00 | 0.089326 | 0.12923 | 0.75257 | 32.83 | -32.8299 | -32.83 | 1000 | 1000 | 32.83 | 56.21
2016-08-02 19:00:00 | 0.089326 | 0.12923 | 0.80864 | 32.4 | -32.3999 | -32.4 | 1000 | 1000 | 32.4 | 56.79
2016-08-02 20:00:00 | 0.12472 | 0.16308 | 0.80522 | 31.19 | -31.1899 | -31.19 | 1000 | 1000 | 31.19 | 53.09
2016-08-02 21:00:00 | 0.16012 | 0.19692 | 0.76479 | 28.98 | -28.9799 | -28.98 | 1000 | 1000 | 28.98 | 50.73
2016-08-02 22:00:00 | 0.17299 | 0.20923 | 0.70234 | 26.03 | -26.0299 | -26.03 | 1000 | 1000 | 26.03 | 50.94
2016-08-02 23:00:00 | 0.21161 | 0.24615 | 0.55862 | 24.53 | -24.5299 | -24.53 | 1000 | 1000 | 24.53 | 41.31
2016-08-03 00:00:00 | 0.20517 | 0.24 | 0.38499 | 23.74 | -23.7399 | -23.74 | 1000 | 1000 | 23.74 | 37.37
2016-08-03 01:00:00 | 0.22126 | 0.25538 | 0.29435 | 22.69 | -22.6899 | -22.69 | 1000 | 1000 | 22.69 | 33.58
2016-08-03 02:00:00 | 0.20195 | 0.23692 | 0.26838 | 22.48 | -22.4799 | -22.48 | 1000 | 1000 | 22.48 | 30.93
2016-08-03 03:00:00 | 0.2277 | 0.26154 | 0.25636 | 23.66 | -23.6599 | -23.66 | 1000 | 1000 | 23.66 | 30.03
2016-08-03 04:00:00 | 0.2277 | 0.26154 | 0.27574 | 27.06 | -27.0599 | -27.06 | 1000 | 1000 | 27.06 | 31.15
2016-08-03 05:00:00 | 0.14725 | 0.18462 | 0.32711 | 31.82 | -31.8199 | -31.82 | 1000 | 1000 | 31.82 | 35.96
2016-08-03 06:00:00 | 0.12151 | 0.16 | 0.49677 | 33.95 | -33.9499 | -33.95 | 1000 | 1000 | 33.95 | 44.14
2016-08-03 07:00:00 | 0.092544 | 0.13231 | 0.66071 | 34.97 | -34.9699 | -34.97 | 1000 | 1000 | 34.97 | 49.35
2016-08-03 08:00:00 | 0.089326 | 0.12923 | 0.77487 | 35.02 | -35.0199 | -35.02 | 1000 | 1000 | 35.02 | 52.66
2016-08-03 09:00:00 | 0.089326 | 0.12923 | 0.82093 | 34.95 | -34.9499 | -34.95 | 1000 | 1000 | 34.95 | 54.62
2016-08-03 10:00:00 | 0.089326 | 0.12923 | 0.80488 | 33.57 | -33.5699 | -33.57 | 1000 | 1000 | 33.57 | 54.97
2016-08-03 11:00:00 | 0.089326 | 0.12923 | 0.82247 | 30.04 | -30.0399 | -30.04 | 1000 | 1000 | 30.04 | 54.98
2016-08-03 12:00:00 | 0.089326 | 0.12923 | 0.87793 | 28.13 | -28.1299 | -28.13 | 1000 | 1000 | 28.13 | 53.55
2016-08-03 13:00:00 | 0.089326 | 0.12923 | 0.83028 | 28.38 | -28.3799 | -28.38 | 1000 | 1000 | 28.38 | 53.99
2016-08-03 14:00:00 | 0.089326 | 0.12923 | 0.73403 | 28.45 | -28.4499 | -28.45 | 1000 | 1000 | 28.45 | 54.31
2016-08-03 15:00:00 | 0.089326 | 0.12923 | 0.68907 | 29.95 | -29.9499 | -29.95 | 1000 | 1000 | 29.95 | 53.75
2016-08-03 16:00:00 | 0.089326 | 0.12923 | 0.6725 | 32.52 | -32.5199 | -32.52 | 1000 | 1000 | 32.52 | 53
2016-08-03 17:00:00 | 0.089326 | 0.12923 | 0.69967 | 33 | -32.9999 | -33 | 1000 | 1000 | 33 | 54.9
2016-08-03 18:00:00 | 0.089326 | 0.12923 | 0.75257 | 31.25 | -31.2499 | -31.25 | 1000 | 1000 | 31.25 | 55.05
2016-08-03 19:00:00 | 0.089326 | 0.12923 | 0.80864 | 30.33 | -30.3299 | -30.33 | 1000 | 1000 | 30.33 | 54.94
2016-08-03 20:00:00 | 0.089326 | 0.12923 | 0.80522 | 28.99 | -28.9899 | -28.99 | 1000 | 1000 | 28.99 | 52.04
2016-08-03 21:00:00 | 0.089326 | 0.12923 | 0.76479 | 26.91 | -26.9099 | -26.91 | 1000 | 1000 | 26.91 | 50.94
2016-08-03 22:00:00 | 0.089326 | 0.12923 | 0.70234 | 23.55 | -23.5499 | -23.55 | 1000 | 1000 | 23.55 | 50.93
2016-08-03 23:00:00 | 0.089326 | 0.12923 | 0.55862 | 22.43 | -22.4299 | -22.43 | 1000 | 1000 | 22.43 | 45.2
2016-08-04 00:00:00 | 0.089326 | 0.12923 | 0.38499 | 20.05 | -20.0499 | -20.05 | 1000 | 1000 | 20.05 | 40.43
2016-08-04 01:00:00 | 0.089326 | 0.12923 | 0.29435 | 19.42 | -19.4199 | -19.42 | 1000 | 1000 | 19.42 | 37.62
2016-08-04 02:00:00 | 0.089326 | 0.12923 | 0.26838 | 19.83 | -19.8299 | -19.83 | 1000 | 1000 | 19.83 | 35.91
2016-08-04 03:00:00 | 0.089326 | 0.12923 | 0.25636 | 22.42 | -22.4199 | -22.42 | 1000 | 1000 | 22.42 | 35.08
2016-08-04 04:00:00 | 0.089326 | 0.12923 | 0.27574 | 25.49 | -25.4899 | -25.49 | 1000 | 1000 | 25.49 | 35.58
2016-08-04 05:00:00 | 0.089326 | 0.12923 | 0.32711 | 30.01 | -30.0099 | -30.01 | 1000 | 1000 | 30.01 | 39.55
2016-08-04 06:00:00 | 0.089326 | 0.12923 | 0.49677 | 33.05 | -33.0499 | -33.05 | 1000 | 1000 | 33.05 | 47.39
2016-08-04 07:00:00 | 0.089326 | 0.12923 | 0.66071 | 32.03 | -32.0299 | -32.03 | 1000 | 1000 | 32.03 | 55.04
2016-08-04 08:00:00 | 0.089326 | 0.12923 | 0.77487 | 29.01 | -29.0099 | -29.01 | 1000 | 1000 | 29.01 | 55.97
2016-08-04 09:00:00 | 0.089326 | 0.12923 | 0.82093 | 27.98 | -27.9799 | -27.98 | 1000 | 1000 | 27.98 | 56.09
2016-08-04 10:00:00 | 0.089326 | 0.12923 | 0.80488 | 25.45 | -25.4499 | -25.45 | 1000 | 1000 | 25.45 | 58.05
2016-08-04 11:00:00 | 0.089326 | 0.12923 | 0.82247 | 23.58 | -23.5799 | -23.58 | 1000 | 1000 | 23.58 | 58.02
2016-08-04 12:00:00 | 0.089326 | 0.12923 | 0.87793 | 23.97 | -23.9699 | -23.97 | 1000 | 1000 | 23.97 | 57.81
2016-08-04 13:00:00 | 0.089326 | 0.12923 | 0.83028 | 27.02 | -27.0199 | -27.02 | 1000 | 1000 | 27.02 | 53.19
2016-08-04 14:00:00 | 0.089326 | 0.12923 | 0.73403 | 29.29 | -29.2899 | -29.29 | 1000 | 1000 | 29.29 | 50.97
2016-08-04 15:00:00 | 0.089326 | 0.12923 | 0.68907 | 32.98 | -32.9799 | -32.98 | 1000 | 1000 | 32.98 | 51.91
2016-08-04 16:00:00 | 0.089326 | 0.12923 | 0.6725 | 34.58 | -34.5799 | -34.58 | 1000 | 1000 | 34.58 | 51.3
2016-08-04 17:00:00 | 0.089326 | 0.12923 | 0.69967 | 34.9 | -34.8999 | -34.9 | 1000 | 1000 | 34.9 | 53.07
2016-08-04 18:00:00 | 0.089326 | 0.12923 | 0.75257 | 34.58 | -34.5799 | -34.58 | 1000 | 1000 | 34.58 | 54.37
2016-08-04 19:00:00 | 0.089326 | 0.12923 | 0.80864 | 34.46 | -34.4599 | -34.46 | 1000 | 1000 | 34.46 | 53.92
2016-08-04 20:00:00 | 0.089326 | 0.12923 | 0.80522 | 33.91 | -33.9099 | -33.91 | 1000 | 1000 | 33.91 | 56.79
2016-08-04 21:00:00 | 0.089326 | 0.12923 | 0.76479 | 29.37 | -29.3699 | -29.37 | 1000 | 1000 | 29.37 | 55.09
2016-08-04 22:00:00 | 0.089326 | 0.12923 | 0.70234 | 28.13 | -28.1299 | -28.13 | 1000 | 1000 | 28.13 | 52.47
2016-08-04 23:00:00 | 0.089326 | 0.12923 | 0.55862 | 26.83 | -26.8299 | -26.83 | 1000 | 1000 | 26.83 | 46.87
2016-08-05 00:00:00 | 0.089326 | 0.12923 | 0.38499 | 25.12 | -25.1199 | -25.12 | 1000 | 1000 | 25.12 | 39.8
2016-08-05 01:00:00 | 0.089326 | 0.12923 | 0.29435 | 23.95 | -23.9499 | -23.95 | 1000 | 1000 | 23.95 | 37.6
2016-08-05 02:00:00 | 0.089326 | 0.12923 | 0.26838 | 24.07 | -24.0699 | -24.07 | 1000 | 1000 | 24.07 | 35.19
2016-08-05 03:00:00 | 0.089326 | 0.12923 | 0.25636 | 26.24 | -26.2399 | -26.24 | 1000 | 1000 | 26.24 | 34.36
2016-08-05 04:00:00 | 0.089326 | 0.12923 | 0.27574 | 30.45 | -30.4499 | -30.45 | 1000 | 1000 | 30.45 | 34.99
2016-08-05 05:00:00 | 0.089326 | 0.12923 | 0.32711 | 34.01 | -34.0099 | -34.01 | 1000 | 1000 | 34.01 | 38.63
2016-08-05 06:00:00 | 0.089326 | 0.12923 | 0.49677 | 37.19 | -37.1899 | -37.19 | 1000 | 1000 | 37.19 | 43.27
2016-08-05 07:00:00 | 0.089326 | 0.12923 | 0.66071 | 38.69 | -38.6899 | -38.69 | 1000 | 1000 | 38.69 | 50
2016-08-05 08:00:00 | 0.089326 | 0.12923 | 0.77487 | 38.54 | -38.5399 | -38.54 | 1000 | 1000 | 38.54 | 52.68
2016-08-05 09:00:00 | 0.089326 | 0.12923 | 0.82093 | 38 | -37.9999 | -38 | 1000 | 1000 | 38 | 53.51
2016-08-05 10:00:00 | 0.089326 | 0.12923 | 0.80488 | 36 | -35.9999 | -36 | 1000 | 1000 | 36 | 57.25
2016-08-05 11:00:00 | 0.089326 | 0.12923 | 0.82247 | 33.96 | -33.9599 | -33.96 | 1000 | 1000 | 33.96 | 58.01
2016-08-05 12:00:00 | 0.089326 | 0.12923 | 0.87793 | 31.39 | -31.3899 | -31.39 | 1000 | 1000 | 31.39 | 58.01
2016-08-05 13:00:00 | 0.089326 | 0.12923 | 0.83028 | 28.23 | -28.2299 | -28.23 | 1000 | 1000 | 28.23 | 55.04
2016-08-05 14:00:00 | 0.089326 | 0.12923 | 0.73403 | 28.46 | -28.4599 | -28.46 | 1000 | 1000 | 28.46 | 52.78
2016-08-05 15:00:00 | 0.089326 | 0.12923 | 0.68907 | 31.29 | -31.2899 | -31.29 | 1000 | 1000 | 31.29 | 51.64
2016-08-05 16:00:00 | 0.089326 | 0.12923 | 0.6725 | 33.89 | -33.8899 | -33.89 | 1000 | 1000 | 33.89 | 51.65
2016-08-05 17:00:00 | 0.089326 | 0.12923 | 0.69967 | 34.4 | -34.3999 | -34.4 | 1000 | 1000 | 34.4 | 52
2016-08-05 18:00:00 | 0.089326 | 0.12923 | 0.75257 | 34.15 | -34.1499 | -34.15 | 1000 | 1000 | 34.15 | 51.87
2016-08-05 19:00:00 | 0.089326 | 0.12923 | 0.80864 | 33.02 | -33.0199 | -33.02 | 1000 | 1000 | 33.02 | 50.44
2016-08-05 20:00:00 | 0.089326 | 0.12923 | 0.80522 | 32.3 | -32.2999 | -32.3 | 1000 | 1000 | 32.3 | 49.53
2016-08-05 21:00:00 | 0.089326 | 0.12923 | 0.76479 | 28.84 | -28.8399 | -28.84 | 1000 | 1000 | 28.84 | 48.02
2016-08-05 22:00:00 | 0.089326 | 0.12923 | 0.70234 | 29.58 | -29.5799 | -29.58 | 1000 | 1000 | 29.58 | 50.91
2016-08-05 23:00:00 | 0.089326 | 0.12923 | 0.55862 | 26.68 | -26.6799 | -26.68 | 1000 | 1000 | 26.68 | 44.97
2016-08-06 00:00:00 | 0.089326 | 0.12923 | 0.43448 | 25.34 | -25.3399 | -25.34 | 1000 | 1000 | 25.34 | 43.69
2016-08-06 01:00:00 | 0.089326 | 0.12923 | 0.35271 | 23.77 | -23.7699 | -23.77 | 1000 | 1000 | 23.77 | 42.02
2016-08-06 02:00:00 | 0.09898 | 0.13846 | 0.29453 | 22.4 | -22.3999 | -22.4 | 1000 | 1000 | 22.4 | 38.69
2016-08-06 03:00:00 | 0.12472 | 0.16308 | 0.28312 | 22.01 | -22.0099 | -22.01 | 1000 | 1000 | 22.01 | 37.46
2016-08-06 04:00:00 | 0.13116 | 0.16923 | 0.28766 | 22.97 | -22.9699 | -22.97 | 1000 | 1000 | 22.97 | 35.99
2016-08-06 05:00:00 | 0.10542 | 0.14462 | 0.29561 | 25.02 | -25.0199 | -25.02 | 1000 | 1000 | 25.02 | 37.68
2016-08-06 06:00:00 | 0.089326 | 0.12923 | 0.35179 | 26.36 | -26.3599 | -26.36 | 1000 | 1000 | 26.36 | 40.05
2016-08-06 07:00:00 | 0.089326 | 0.12923 | 0.5156 | 26.47 | -26.4699 | -26.47 | 1000 | 1000 | 26.47 | 42.67
2016-08-06 08:00:00 | 0.089326 | 0.12923 | 0.71509 | 24.94 | -24.9399 | -24.94 | 1000 | 1000 | 24.94 | 49.12
2016-08-06 09:00:00 | 0.089326 | 0.12923 | 0.84809 | 23.71 | -23.7099 | -23.71 | 1000 | 1000 | 23.71 | 50.97
2016-08-06 10:00:00 | 0.089326 | 0.12923 | 0.89163 | 22.07 | -22.0699 | -22.07 | 1000 | 1000 | 22.07 | 52.7
2016-08-06 11:00:00 | 0.089326 | 0.12923 | 0.92322 | 19.81 | -19.8099 | -19.81 | 1000 | 1000 | 19.81 | 52.38
2016-08-06 12:00:00 | 0.089326 | 0.12923 | 0.96569 | 18.38 | -18.3799 | -18.38 | 1000 | 1000 | 18.38 | 48.77
2016-08-06 13:00:00 | 0.089326 | 0.12923 | 0.9165 | 17.83 | -17.8299 | -17.83 | 1000 | 1000 | 17.83 | 48.97
2016-08-06 14:00:00 | 0.089326 | 0.12923 | 0.79457 | 17.18 | -17.1799 | -17.18 | 1000 | 1000 | 17.18 | 45.1
2016-08-06 15:00:00 | 0.089326 | 0.12923 | 0.72708 | 22.03 | -22.0299 | -22.03 | 1000 | 1000 | 22.03 | 45.09
2016-08-06 16:00:00 | 0.089326 | 0.12923 | 0.70007 | 26.32 | -26.3199 | -26.32 | 1000 | 1000 | 26.32 | 46.47
2016-08-06 17:00:00 | 0.089326 | 0.12923 | 0.71577 | 28.96 | -28.9599 | -28.96 | 1000 | 1000 | 28.96 | 49.65
2016-08-06 18:00:00 | 0.089326 | 0.12923 | 0.79423 | 28.92 | -28.9199 | -28.92 | 1000 | 1000 | 28.92 | 50.75
2016-08-06 19:00:00 | 0.089326 | 0.12923 | 0.85492 | 30.32 | -30.3199 | -30.32 | 1000 | 1000 | 30.32 | 47.49
2016-08-06 20:00:00 | 0.089326 | 0.12923 | 0.82777 | 30.44 | -30.4399 | -30.44 | 1000 | 1000 | 30.44 | 47.14
2016-08-06 21:00:00 | 0.089326 | 0.12923 | 0.74686 | 28.12 | -28.1199 | -28.12 | 1000 | 1000 | 28.12 | 47.08
2016-08-06 22:00:00 | 0.1376 | 0.17538 | 0.71732 | 24.6 | -24.5999 | -24.6 | 1000 | 1000 | 24.6 | 45.04
2016-08-06 23:00:00 | 0.14403 | 0.18154 | 0.60822 | 20.05 | -20.0499 | -20.05 | 1000 | 1000 | 20.05 | 39.59
2016-08-07 00:00:00 | 0.15368 | 0.19077 | 0.45214 | 17.99 | -17.9899 | -17.99 | 1000 | 1000 | 17.99 | 26.88
2016-08-07 01:00:00 | 0.16012 | 0.19692 | 0.34401 | 12.86 | -12.8599 | -12.86 | 1000 | 1000 | 12.86 | 21.92
2016-08-07 02:00:00 | 0.16334 | 0.2 | 0.28601 | 12.38 | -12.3799 | -12.38 | 1000 | 1000 | 12.38 | 20.35
2016-08-07 03:00:00 | 0.17621 | 0.21231 | 0.26624 | 12.35 | -12.3499 | -12.35 | 1000 | 1000 | 12.35 | 20.04
2016-08-07 04:00:00 | 0.18586 | 0.22154 | 0.26199 | 12.51 | -12.5099 | -12.51 | 1000 | 1000 | 12.51 | 15.98
2016-08-07 05:00:00 | 0.14725 | 0.18462 | 0.25637 | 11.93 | -11.9299 | -11.93 | 1000 | 1000 | 11.93 | 10.64
2016-08-07 06:00:00 | 0.09898 | 0.13846 | 0.26819 | 12.25 | -12.2499 | -12.25 | 1000 | 1000 | 12.25 | 10.05
2016-08-07 07:00:00 | 0.089326 | 0.12923 | 0.35225 | 12.79 | -12.7899 | -12.79 | 1000 | 1000 | 12.79 | 21.64
2016-08-07 08:00:00 | 0.089326 | 0.12923 | 0.53724 | 9.95 | -9.9499 | -9.95 | 1000 | 1000 | 9.95 | 28.79
2016-08-07 09:00:00 | 0.089326 | 0.12923 | 0.74695 | 8.83 | -8.8299 | -8.83 | 1000 | 1000 | 8.83 | 32.7
2016-08-07 10:00:00 | 0.089326 | 0.12923 | 0.86788 | 5.93 | -5.9299 | -5.93 | 1000 | 1000 | 5.93 | 33.01
2016-08-07 11:00:00 | 0.089326 | 0.12923 | 0.95599 | 0.02 | -0.0199 | -0.02 | 1000 | 1000 | 0.02 | 39.81
2016-08-07 12:00:00 | 0.089326 | 0.12923 | 0.97702 | 0.04 | -0.0399 | -0.04 | 1000 | 1000 | 0.04 | 34.65
2016-08-07 13:00:00 | 0.089326 | 0.12923 | 0.83282 | 2.35 | -2.3499 | -2.35 | 1000 | 1000 | 2.35 | 29.2
2016-08-07 14:00:00 | 0.089326 | 0.12923 | 0.69241 | 5.67 | -5.6699 | -5.67 | 1000 | 1000 | 5.67 | 21.99
2016-08-07 15:00:00 | 0.089326 | 0.12923 | 0.59885 | 12.84 | -12.8399 | -12.84 | 1000 | 1000 | 12.84 | 19.11
2016-08-07 16:00:00 | 0.089326 | 0.12923 | 0.52621 | 24.7 | -24.6999 | -24.7 | 1000 | 1000 | 24.7 | 19.12
2016-08-07 17:00:00 | 0.089326 | 0.12923 | 0.53897 | 27.77 | -27.7699 | -27.77 | 1000 | 1000 | 27.77 | 22.09
2016-08-07 18:00:00 | 0.089326 | 0.12923 | 0.62018 | 30.48 | -30.4799 | -30.48 | 1000 | 1000 | 30.48 | 35.06
2016-08-07 19:00:00 | 0.089326 | 0.12923 | 0.73239 | 32.37 | -32.3699 | -32.37 | 1000 | 1000 | 32.37 | 39.94
2016-08-07 20:00:00 | 0.089326 | 0.12923 | 0.76848 | 32.65 | -32.6499 | -32.65 | 1000 | 1000 | 32.65 | 40.19
2016-08-07 21:00:00 | 0.089326 | 0.12923 | 0.7291 | 26.33 | -26.3299 | -26.33 | 1000 | 1000 | 26.33 | 40.47
2016-08-07 22:00:00 | 0.089326 | 0.12923 | 0.67717 | 20.62 | -20.6199 | -20.62 | 1000 | 1000 | 20.62 | 42.54
2016-08-07 23:00:00 | 0.089326 | 0.12923 | 0.53066 | 16.44 | -16.4399 | -16.44 | 1000 | 1000 | 16.44 | 36.47
2016-08-08 00:00:00 | 0.089326 | 0.12923 | 0.38499 | 12.91 | -12.9099 | -12.91 | 1000 | 1000 | 12.91 | 35.69
2016-08-08 01:00:00 | 0.089326 | 0.12923 | 0.29435 | 8.16 | -8.1599 | -8.16 | 1000 | 1000 | 8.16 | 32.17
2016-08-08 02:00:00 | 0.089326 | 0.12923 | 0.26838 | 8.12 | -8.1199 | -8.12 | 1000 | 1000 | 8.12 | 30.32
2016-08-08 03:00:00 | 0.089326 | 0.12923 | 0.25636 | 8.94 | -8.9399 | -8.94 | 1000 | 1000 | 8.94 | 26.89
2016-08-08 04:00:00 | 0.089326 | 0.12923 | 0.27574 | 17.85 | -17.8499 | -17.85 | 1000 | 1000 | 17.85 | 32.04
2016-08-08 05:00:00 | 0.089326 | 0.12923 | 0.32711 | 23.71 | -23.7099 | -23.71 | 1000 | 1000 | 23.71 | 39.95
2016-08-08 06:00:00 | 0.089326 | 0.12923 | 0.49677 | 26.29 | -26.2899 | -26.29 | 1000 | 1000 | 26.29 | 49.44
2016-08-08 07:00:00 | 0.089326 | 0.12923 | 0.66071 | 24.02 | -24.0199 | -24.02 | 1000 | 1000 | 24.02 | 59.23
2016-08-08 08:00:00 | 0.089326 | 0.12923 | 0.77487 | 20.26 | -20.2599 | -20.26 | 1000 | 1000 | 20.26 | 62.3
2016-08-08 09:00:00 | 0.089326 | 0.12923 | 0.82093 | 18.73 | -18.7299 | -18.73 | 1000 | 1000 | 18.73 | 61.97
2016-08-08 10:00:00 | 0.089326 | 0.12923 | 0.80488 | 14.28 | -14.2799 | -14.28 | 1000 | 1000 | 14.28 | 56
2016-08-08 11:00:00 | 0.089326 | 0.12923 | 0.82247 | 13.41 | -13.4099 | -13.41 | 1000 | 1000 | 13.41 | 55.03
2016-08-08 12:00:00 | 0.089326 | 0.12923 | 0.87793 | 12.89 | -12.8899 | -12.89 | 1000 | 1000 | 12.89 | 50.98
2016-08-08 13:00:00 | 0.089326 | 0.12923 | 0.83028 | 17.92 | -17.9199 | -17.92 | 1000 | 1000 | 17.92 | 45.93
2016-08-08 14:00:00 | 0.089326 | 0.12923 | 0.73403 | 20.82 | -20.8199 | -20.82 | 1000 | 1000 | 20.82 | 45.01
2016-08-08 15:00:00 | 0.089326 | 0.12923 | 0.68907 | 26.52 | -26.5199 | -26.52 | 1000 | 1000 | 26.52 | 43.51
2016-08-08 16:00:00 | 0.089326 | 0.12923 | 0.6725 | 31.29 | -31.2899 | -31.29 | 1000 | 1000 | 31.29 | 43.77
2016-08-08 17:00:00 | 0.089326 | 0.12923 | 0.69967 | 34.39 | -34.3899 | -34.39 | 1000 | 1000 | 34.39 | 43.92
2016-08-08 18:00:00 | 0.089326 | 0.12923 | 0.75257 | 33.23 | -33.2299 | -33.23 | 1000 | 1000 | 33.23 | 44.25
2016-08-08 19:00:00 | 0.089326 | 0.12923 | 0.80864 | 34 | -33.9999 | -34 | 1000 | 1000 | 34 | 45.04
2016-08-08 20:00:00 | 0.089326 | 0.12923 | 0.80522 | 33.93 | -33.9299 | -33.93 | 1000 | 1000 | 33.93 | 44.69
2016-08-08 21:00:00 | 0.089326 | 0.12923 | 0.76479 | 31.75 | -31.7499 | -31.75 | 1000 | 1000 | 31.75 | 43.99
2016-08-08 22:00:00 | 0.089326 | 0.12923 | 0.70234 | 23.88 | -23.8799 | -23.88 | 1000 | 1000 | 23.88 | 44.76
2016-08-08 23:00:00 | 0.089326 | 0.12923 | 0.55862 | 23.06 | -23.0599 | -23.06 | 1000 | 1000 | 23.06 | 35.02
2016-08-09 00:00:00 | 0.092544 | 0.13231 | 0.38499 | 22.6 | -22.5999 | -22.6 | 1000 | 1000 | 22.6 | 13.47
2016-08-09 01:00:00 | 0.12794 | 0.16615 | 0.29435 | 20.32 | -20.3199 | -20.32 | 1000 | 1000 | 20.32 | 10.04
2016-08-09 02:00:00 | 0.14725 | 0.18462 | 0.26838 | 19.94 | -19.9399 | -19.94 | 1000 | 1000 | 19.94 | 4.15
2016-08-09 03:00:00 | 0.17299 | 0.20923 | 0.25636 | 22.97 | -22.9699 | -22.97 | 1000 | 1000 | 22.97 | 9.9
2016-08-09 04:00:00 | 0.15368 | 0.19077 | 0.27574 | 28.33 | -28.3299 | -28.33 | 1000 | 1000 | 28.33 | 5.48
2016-08-09 05:00:00 | 0.14403 | 0.18154 | 0.32711 | 32.86 | -32.8599 | -32.86 | 1000 | 1000 | 32.86 | 13.45
2016-08-09 06:00:00 | 0.12794 | 0.16615 | 0.49677 | 34.83 | -34.8299 | -34.83 | 1000 | 1000 | 34.83 | 35.85
2016-08-09 07:00:00 | 0.089326 | 0.12923 | 0.66071 | 35.03 | -35.0299 | -35.03 | 1000 | 1000 | 35.03 | 41.36
2016-08-09 08:00:00 | 0.089326 | 0.12923 | 0.77487 | 34.6 | -34.5999 | -34.6 | 1000 | 1000 | 34.6 | 42.83
2016-08-09 09:00:00 | 0.089326 | 0.12923 | 0.82093 | 34.26 | -34.2599 | -34.26 | 1000 | 1000 | 34.26 | 43
2016-08-09 10:00:00 | 0.089326 | 0.12923 | 0.80488 | 33.6 | -33.5999 | -33.6 | 1000 | 1000 | 33.6 | 43
2016-08-09 11:00:00 | 0.089326 | 0.12923 | 0.82247 | 32.78 | -32.7799 | -32.78 | 1000 | 1000 | 32.78 | 44
2016-08-09 12:00:00 | 0.089326 | 0.12923 | 0.87793 | 30.22 | -30.2199 | -30.22 | 1000 | 1000 | 30.22 | 45.13
2016-08-09 13:00:00 | 0.089326 | 0.12923 | 0.83028 | 27.84 | -27.8399 | -27.84 | 1000 | 1000 | 27.84 | 45.3
2016-08-09 14:00:00 | 0.089326 | 0.12923 | 0.73403 | 25.97 | -25.9699 | -25.97 | 1000 | 1000 | 25.97 | 43.93
2016-08-09 15:00:00 | 0.089326 | 0.12923 | 0.68907 | 28.12 | -28.1199 | -28.12 | 1000 | 1000 | 28.12 | 43
2016-08-09 16:00:00 | 0.089326 | 0.12923 | 0.6725 | 30.35 | -30.3499 | -30.35 | 1000 | 1000 | 30.35 | 40.8
2016-08-09 17:00:00 | 0.089326 | 0.12923 | 0.69967 | 32.02 | -32.0199 | -32.02 | 1000 | 1000 | 32.02 | 43.79
2016-08-09 18:00:00 | 0.089326 | 0.12923 | 0.75257 | 30.91 | -30.9099 | -30.91 | 1000 | 1000 | 30.91 | 45.76
2016-08-09 19:00:00 | 0.089326 | 0.12923 | 0.80864 | 30.47 | -30.4699 | -30.47 | 1000 | 1000 | 30.47 | 45.77
2016-08-09 20:00:00 | 0.1022 | 0.14154 | 0.80522 | 29.1 | -29.0999 | -29.1 | 1000 | 1000 | 29.1 | 53.41
2016-08-09 21:00:00 | 0.13438 | 0.17231 | 0.76479 | 26.45 | -26.4499 | -26.45 | 1000 | 1000 | 26.45 | 53.34
2016-08-09 22:00:00 | 0.18265 | 0.21846 | 0.70234 | 23.35 | -23.3499 | -23.35 | 1000 | 1000 | 23.35 | 51.03
2016-08-09 23:00:00 | 0.19552 | 0.23077 | 0.55862 | 23.11 | -23.1099 | -23.11 | 1000 | 1000 | 23.11 | 38.27
2016-08-10 00:00:00 | 0.21483 | 0.24923 | 0.38499 | 22 | -21.9999 | -22 | 1000 | 1000 | 22 | 15.95
2016-08-10 01:00:00 | 0.24057 | 0.27385 | 0.29435 | 19.99 | -19.9899 | -19.99 | 1000 | 1000 | 19.99 | 12.67
2016-08-10 02:00:00 | 0.26309 | 0.29538 | 0.26838 | 20.19 | -20.1899 | -20.19 | 1000 | 1000 | 20.19 | 10.54
2016-08-10 03:00:00 | 0.27597 | 0.30769 | 0.25636 | 23.18 | -23.1799 | -23.18 | 1000 | 1000 | 23.18 | 10.14
2016-08-10 04:00:00 | 0.29527 | 0.32615 | 0.27574 | 27.59 | -27.5899 | -27.59 | 1000 | 1000 | 27.59 | 15.71
2016-08-10 05:00:00 | 0.24379 | 0.27692 | 0.32711 | 32.21 | -32.2099 | -32.21 | 1000 | 1000 | 32.21 | 27.62
2016-08-10 06:00:00 | 0.19552 | 0.23077 | 0.49677 | 33.95 | -33.9499 | -33.95 | 1000 | 1000 | 33.95 | 39.6
2016-08-10 07:00:00 | 0.1569 | 0.19385 | 0.66071 | 33.5 | -33.4999 | -33.5 | 1000 | 1000 | 33.5 | 47.95
2016-08-10 08:00:00 | 0.14725 | 0.18462 | 0.77487 | 32.01 | -32.0099 | -32.01 | 1000 | 1000 | 32.01 | 51.23
2016-08-10 09:00:00 | 0.1022 | 0.14154 | 0.82093 | 31.87 | -31.8699 | -31.87 | 1000 | 1000 | 31.87 | 51.12
2016-08-10 10:00:00 | 0.089326 | 0.12923 | 0.80488 | 29.66 | -29.6599 | -29.66 | 1000 | 1000 | 29.66 | 51.97
2016-08-10 11:00:00 | 0.089326 | 0.12923 | 0.82247 | 26.91 | -26.9099 | -26.91 | 1000 | 1000 | 26.91 | 53.59
2016-08-10 12:00:00 | 0.089326 | 0.12923 | 0.87793 | 25.43 | -25.4299 | -25.43 | 1000 | 1000 | 25.43 | 51.93
2016-08-10 13:00:00 | 0.089326 | 0.12923 | 0.83028 | 24.51 | -24.5099 | -24.51 | 1000 | 1000 | 24.51 | 51.08
2016-08-10 14:00:00 | 0.089326 | 0.12923 | 0.73403 | 24.31 | -24.3099 | -24.31 | 1000 | 1000 | 24.31 | 50.68
2016-08-10 15:00:00 | 0.089326 | 0.12923 | 0.68907 | 27.33 | -27.3299 | -27.33 | 1000 | 1000 | 27.33 | 49
2016-08-10 16:00:00 | 0.089326 | 0.12923 | 0.6725 | 31.48 | -31.4799 | -31.48 | 1000 | 1000 | 31.48 | 47.18
2016-08-10 17:00:00 | 0.089326 | 0.12923 | 0.69967 | 33.68 | -33.6799 | -33.68 | 1000 | 1000 | 33.68 | 49.39
2016-08-10 18:00:00 | 0.089326 | 0.12923 | 0.75257 | 33.72 | -33.7199 | -33.72 | 1000 | 1000 | 33.72 | 52.38
2016-08-10 19:00:00 | 0.16656 | 0.20308 | 0.80864 | 33.93 | -33.9299 | -33.93 | 1000 | 1000 | 33.93 | 50.76
2016-08-10 20:00:00 | 0.20517 | 0.24 | 0.80522 | 32.93 | -32.9299 | -32.93 | 1000 | 1000 | 32.93 | 51.81
2016-08-10 21:00:00 | 0.22126 | 0.25538 | 0.76479 | 28.65 | -28.6499 | -28.65 | 1000 | 1000 | 28.65 | 49.47
2016-08-10 22:00:00 | 0.23735 | 0.27077 | 0.70234 | 24.23 | -24.2299 | -24.23 | 1000 | 1000 | 24.23 | 46.87
2016-08-10 23:00:00 | 0.25988 | 0.29231 | 0.55862 | 23.01 | -23.0099 | -23.01 | 1000 | 1000 | 23.01 | 39.7
2016-08-11 00:00:00 | 0.27275 | 0.30462 | 0.38499 | 22.72 | -22.7199 | -22.72 | 1000 | 1000 | 22.72 | 29.34
2016-08-11 01:00:00 | 0.28562 | 0.31692 | 0.29435 | 20.49 | -20.4899 | -20.49 | 1000 | 1000 | 20.49 | 22.78
2016-08-11 02:00:00 | 0.28884 | 0.32 | 0.26838 | 21.48 | -21.4799 | -21.48 | 1000 | 1000 | 21.48 | 21.39
2016-08-11 03:00:00 | 0.29849 | 0.32923 | 0.25636 | 22.77 | -22.7699 | -22.77 | 1000 | 1000 | 22.77 | 20.09
2016-08-11 04:00:00 | 0.30171 | 0.33231 | 0.27574 | 27.97 | -27.9699 | -27.97 | 1000 | 1000 | 27.97 | 16.89
2016-08-11 05:00:00 | 0.28562 | 0.31692 | 0.32711 | 34.09 | -34.0899 | -34.09 | 1000 | 1000 | 34.09 | 24.92
2016-08-11 06:00:00 | 0.23413 | 0.26769 | 0.49677 | 35.67 | -35.6699 | -35.67 | 1000 | 1000 | 35.67 | 38
2016-08-11 07:00:00 | 0.17943 | 0.21538 | 0.66071 | 33.07 | -33.0699 | -33.07 | 1000 | 1000 | 33.07 | 47.5
2016-08-11 08:00:00 | 0.11507 | 0.15385 | 0.77487 | 30.86 | -30.8599 | -30.86 | 1000 | 1000 | 30.86 | 53.2
2016-08-11 09:00:00 | 0.092544 | 0.13231 | 0.82093 | 30.48 | -30.4799 | -30.48 | 1000 | 1000 | 30.48 | 53.3
2016-08-11 10:00:00 | 0.089326 | 0.12923 | 0.80488 | 28.57 | -28.5699 | -28.57 | 1000 | 1000 | 28.57 | 51.69
2016-08-11 11:00:00 | 0.089326 | 0.12923 | 0.82247 | 27.17 | -27.1699 | -27.17 | 1000 | 1000 | 27.17 | 50.18
2016-08-11 12:00:00 | 0.13438 | 0.17231 | 0.87793 | 24.99 | -24.9899 | -24.99 | 1000 | 1000 | 24.99 | 48.02
2016-08-11 13:00:00 | 0.089326 | 0.12923 | 0.83028 | 25.62 | -25.6199 | -25.62 | 1000 | 1000 | 25.62 | 46.55
2016-08-11 14:00:00 | 0.16656 | 0.20308 | 0.73403 | 25.69 | -25.6899 | -25.69 | 1000 | 1000 | 25.69 | 47.34
2016-08-11 15:00:00 | 0.089326 | 0.12923 | 0.68907 | 31.4 | -31.3999 | -31.4 | 1000 | 1000 | 31.4 | 46.93
2016-08-11 16:00:00 | 0.089326 | 0.12923 | 0.6725 | 34.37 | -34.3699 | -34.37 | 1000 | 1000 | 34.37 | 47.27
2016-08-11 17:00:00 | 0.089326 | 0.12923 | 0.69967 | 34.95 | -34.9499 | -34.95 | 1000 | 1000 | 34.95 | 49.94
2016-08-11 18:00:00 | 0.10542 | 0.14462 | 0.75257 | 35.11 | -35.1099 | -35.11 | 1000 | 1000 | 35.11 | 52.5
2016-08-11 19:00:00 | 0.1376 | 0.17538 | 0.80864 | 34.82 | -34.8199 | -34.82 | 1000 | 1000 | 34.82 | 53.14
2016-08-11 20:00:00 | 0.14725 | 0.18462 | 0.80522 | 33.87 | -33.8699 | -33.87 | 1000 | 1000 | 33.87 | 52.49
2016-08-11 21:00:00 | 0.15368 | 0.19077 | 0.76479 | 28.82 | -28.8199 | -28.82 | 1000 | 1000 | 28.82 | 52.53
2016-08-11 22:00:00 | 0.15047 | 0.18769 | 0.70234 | 24.07 | -24.0699 | -24.07 | 1000 | 1000 | 24.07 | 53.28
2016-08-11 23:00:00 | 0.1569 | 0.19385 | 0.55862 | 22.97 | -22.9699 | -22.97 | 1000 | 1000 | 22.97 | 42.6
2016-08-12 00:00:00 | 0.14403 | 0.18154 | 0.38499 | 21.05 | -21.0499 | -21.05 | 1000 | 1000 | 21.05 | 38.83
2016-08-12 01:00:00 | 0.15368 | 0.19077 | 0.29435 | 19.9 | -19.8999 | -19.9 | 1000 | 1000 | 19.9 | 37.27
2016-08-12 02:00:00 | 0.16012 | 0.19692 | 0.26838 | 20.05 | -20.0499 | -20.05 | 1000 | 1000 | 20.05 | 31
2016-08-12 03:00:00 | 0.16656 | 0.20308 | 0.25636 | 22.98 | -22.9799 | -22.98 | 1000 | 1000 | 22.98 | 30.64
2016-08-12 04:00:00 | 0.1569 | 0.19385 | 0.27574 | 27.93 | -27.9299 | -27.93 | 1000 | 1000 | 27.93 | 31.38
2016-08-12 05:00:00 | 0.15368 | 0.19077 | 0.32711 | 32.55 | -32.5499 | -32.55 | 1000 | 1000 | 32.55 | 35.69
2016-08-12 06:00:00 | 0.14403 | 0.18154 | 0.49677 | 33.8 | -33.7999 | -33.8 | 1000 | 1000 | 33.8 | 44.14
2016-08-12 07:00:00 | 0.1376 | 0.17538 | 0.66071 | 34.04 | -34.0399 | -34.04 | 1000 | 1000 | 34.04 | 52.96
2016-08-12 08:00:00 | 0.12794 | 0.16615 | 0.77487 | 34.91 | -34.9099 | -34.91 | 1000 | 1000 | 34.91 | 51.82
2016-08-12 09:00:00 | 0.089326 | 0.12923 | 0.82093 | 35.25 | -35.2499 | -35.25 | 1000 | 1000 | 35.25 | 53.2
2016-08-12 10:00:00 | 0.089326 | 0.12923 | 0.80488 | 34.95 | -34.9499 | -34.95 | 1000 | 1000 | 34.95 | 55.01
2016-08-12 11:00:00 | 0.089326 | 0.12923 | 0.82247 | 32.1 | -32.0999 | -32.1 | 1000 | 1000 | 32.1 | 56.06
2016-08-12 12:00:00 | 0.089326 | 0.12923 | 0.87793 | 29.5 | -29.4999 | -29.5 | 1000 | 1000 | 29.5 | 58.28
2016-08-12 13:00:00 | 0.089326 | 0.12923 | 0.83028 | 27.12 | -27.1199 | -27.12 | 1000 | 1000 | 27.12 | 55.08
2016-08-12 14:00:00 | 0.089326 | 0.12923 | 0.73403 | 24.2 | -24.1999 | -24.2 | 1000 | 1000 | 24.2 | 53.2
2016-08-12 15:00:00 | 0.089326 | 0.12923 | 0.68907 | 26.9 | -26.8999 | -26.9 | 1000 | 1000 | 26.9 | 50.95
2016-08-12 16:00:00 | 0.089326 | 0.12923 | 0.6725 | 28.09 | -28.0899 | -28.09 | 1000 | 1000 | 28.09 | 51.33
2016-08-12 17:00:00 | 0.089326 | 0.12923 | 0.69967 | 29.06 | -29.0599 | -29.06 | 1000 | 1000 | 29.06 | 53.19
2016-08-12 18:00:00 | 0.089326 | 0.12923 | 0.75257 | 29.13 | -29.1299 | -29.13 | 1000 | 1000 | 29.13 | 53.66
2016-08-12 19:00:00 | 0.089326 | 0.12923 | 0.80864 | 28.99 | -28.9899 | -28.99 | 1000 | 1000 | 28.99 | 53.28
2016-08-12 20:00:00 | 0.089326 | 0.12923 | 0.80522 | 28.34 | -28.3399 | -28.34 | 1000 | 1000 | 28.34 | 54.05
2016-08-12 21:00:00 | 0.089326 | 0.12923 | 0.76479 | 24.7 | -24.6999 | -24.7 | 1000 | 1000 | 24.7 | 53.19
2016-08-12 22:00:00 | 0.089326 | 0.12923 | 0.70234 | 21.7 | -21.6999 | -21.7 | 1000 | 1000 | 21.7 | 55.03
2016-08-12 23:00:00 | 0.089326 | 0.12923 | 0.55862 | 19.97 | -19.9699 | -19.97 | 1000 | 1000 | 19.97 | 52.5
2016-08-13 00:00:00 | 0.089326 | 0.12923 | 0.43448 | 18.09 | -18.0899 | -18.09 | 1000 | 1000 | 18.09 | 50.54
2016-08-13 01:00:00 | 0.089326 | 0.12923 | 0.35271 | 16.89 | -16.8899 | -16.89 | 1000 | 1000 | 16.89 | 44.42
2016-08-13 02:00:00 | 0.089326 | 0.12923 | 0.29453 | 16.1 | -16.0999 | -16.1 | 1000 | 1000 | 16.1 | 40.83
2016-08-13 03:00:00 | 0.089326 | 0.12923 | 0.28312 | 14.46 | -14.4599 | -14.46 | 1000 | 1000 | 14.46 | 39.04
2016-08-13 04:00:00 | 0.089326 | 0.12923 | 0.28766 | 16.08 | -16.0799 | -16.08 | 1000 | 1000 | 16.08 | 38.21
2016-08-13 05:00:00 | 0.089326 | 0.12923 | 0.29561 | 18.05 | -18.0499 | -18.05 | 1000 | 1000 | 18.05 | 38.51
2016-08-13 06:00:00 | 0.089326 | 0.12923 | 0.35179 | 20.06 | -20.0599 | -20.06 | 1000 | 1000 | 20.06 | 39.05
2016-08-13 07:00:00 | 0.089326 | 0.12923 | 0.5156 | 20.06 | -20.0599 | -20.06 | 1000 | 1000 | 20.06 | 41.19
2016-08-13 08:00:00 | 0.089326 | 0.12923 | 0.71509 | 18.06 | -18.0599 | -18.06 | 1000 | 1000 | 18.06 | 47.56
2016-08-13 09:00:00 | 0.089326 | 0.12923 | 0.84809 | 15.85 | -15.8499 | -15.85 | 1000 | 1000 | 15.85 | 50.96
2016-08-13 10:00:00 | 0.089326 | 0.12923 | 0.89163 | 13.64 | -13.6399 | -13.64 | 1000 | 1000 | 13.64 | 52.53
2016-08-13 11:00:00 | 0.089326 | 0.12923 | 0.92322 | 9.07 | -9.0699 | -9.07 | 1000 | 1000 | 9.07 | 54.96
2016-08-13 12:00:00 | 0.089326 | 0.12923 | 0.96569 | 9.11 | -9.1099 | -9.11 | 1000 | 1000 | 9.11 | 54.1
2016-08-13 13:00:00 | 0.089326 | 0.12923 | 0.9165 | 10.54 | -10.5399 | -10.54 | 1000 | 1000 | 10.54 | 51.9
2016-08-13 14:00:00 | 0.089326 | 0.12923 | 0.79457 | 12.52 | -12.5199 | -12.52 | 1000 | 1000 | 12.52 | 50.4
2016-08-13 15:00:00 | 0.089326 | 0.12923 | 0.72708 | 18.77 | -18.7699 | -18.77 | 1000 | 1000 | 18.77 | 46.04
2016-08-13 16:00:00 | 0.089326 | 0.12923 | 0.70007 | 24.72 | -24.7199 | -24.72 | 1000 | 1000 | 24.72 | 47.41
2016-08-13 17:00:00 | 0.089326 | 0.12923 | 0.71577 | 26.88 | -26.8799 | -26.88 | 1000 | 1000 | 26.88 | 50.73
2016-08-13 18:00:00 | 0.089326 | 0.12923 | 0.79423 | 27.7 | -27.6999 | -27.7 | 1000 | 1000 | 27.7 | 50.9
2016-08-13 19:00:00 | 0.089326 | 0.12923 | 0.85492 | 29.08 | -29.0799 | -29.08 | 1000 | 1000 | 29.08 | 50.8
2016-08-13 20:00:00 | 0.089326 | 0.12923 | 0.82777 | 28.31 | -28.3099 | -28.31 | 1000 | 1000 | 28.31 | 51.04
2016-08-13 21:00:00 | 0.089326 | 0.12923 | 0.74686 | 25.73 | -25.7299 | -25.73 | 1000 | 1000 | 25.73 | 52.74
2016-08-13 22:00:00 | 0.089326 | 0.12923 | 0.71732 | 23.44 | -23.4399 | -23.44 | 1000 | 1000 | 23.44 | 52.93
2016-08-13 23:00:00 | 0.089326 | 0.12923 | 0.60822 | 21.18 | -21.1799 | -21.18 | 1000 | 1000 | 21.18 | 46
2016-08-14 00:00:00 | 0.089326 | 0.12923 | 0.45214 | 19.61 | -19.6099 | -19.61 | 1000 | 1000 | 19.61 | 47.73
2016-08-14 01:00:00 | 0.089326 | 0.12923 | 0.34401 | 19.03 | -19.0299 | -19.03 | 1000 | 1000 | 19.03 | 46.36
2016-08-14 02:00:00 | 0.089326 | 0.12923 | 0.28601 | 18.05 | -18.0499 | -18.05 | 1000 | 1000 | 18.05 | 39.41
2016-08-14 03:00:00 | 0.089326 | 0.12923 | 0.26624 | 18.08 | -18.0799 | -18.08 | 1000 | 1000 | 18.08 | 35.63
2016-08-14 04:00:00 | 0.089326 | 0.12923 | 0.26199 | 18.06 | -18.0599 | -18.06 | 1000 | 1000 | 18.06 | 33.46
2016-08-14 05:00:00 | 0.089326 | 0.12923 | 0.25637 | 19.14 | -19.1399 | -19.14 | 1000 | 1000 | 19.14 | 33.29
2016-08-14 06:00:00 | 0.089326 | 0.12923 | 0.26819 | 19.9 | -19.8999 | -19.9 | 1000 | 1000 | 19.9 | 31.91
2016-08-14 07:00:00 | 0.089326 | 0.12923 | 0.35225 | 18.99 | -18.9899 | -18.99 | 1000 | 1000 | 18.99 | 32.2
2016-08-14 08:00:00 | 0.089326 | 0.12923 | 0.53724 | 19.74 | -19.7399 | -19.74 | 1000 | 1000 | 19.74 | 36.88
2016-08-14 09:00:00 | 0.089326 | 0.12923 | 0.74695 | 20.46 | -20.4599 | -20.46 | 1000 | 1000 | 20.46 | 41.41
2016-08-14 10:00:00 | 0.089326 | 0.12923 | 0.86788 | 19.1 | -19.0999 | -19.1 | 1000 | 1000 | 19.1 | 44.55
2016-08-14 11:00:00 | 0.089326 | 0.12923 | 0.95599 | 17.41 | -17.4099 | -17.41 | 1000 | 1000 | 17.41 | 47.03
2016-08-14 12:00:00 | 0.089326 | 0.12923 | 0.97702 | 15.99 | -15.9899 | -15.99 | 1000 | 1000 | 15.99 | 47
2016-08-14 13:00:00 | 0.089326 | 0.12923 | 0.83282 | 16.57 | -16.5699 | -16.57 | 1000 | 1000 | 16.57 | 39.89
2016-08-14 14:00:00 | 0.089326 | 0.12923 | 0.69241 | 16.89 | -16.8899 | -16.89 | 1000 | 1000 | 16.89 | 41.07
2016-08-14 15:00:00 | 0.089326 | 0.12923 | 0.59885 | 20.13 | -20.1299 | -20.13 | 1000 | 1000 | 20.13 | 41.02
2016-08-14 16:00:00 | 0.089326 | 0.12923 | 0.52621 | 26.75 | -26.7499 | -26.75 | 1000 | 1000 | 26.75 | 41.02
2016-08-14 17:00:00 | 0.089326 | 0.12923 | 0.53897 | 29.57 | -29.5699 | -29.57 | 1000 | 1000 | 29.57 | 44.06
2016-08-14 18:00:00 | 0.089326 | 0.12923 | 0.62018 | 31.56 | -31.5599 | -31.56 | 1000 | 1000 | 31.56 | 49.92
2016-08-14 19:00:00 | 0.089326 | 0.12923 | 0.73239 | 32.3 | -32.2999 | -32.3 | 1000 | 1000 | 32.3 | 52.38
2016-08-14 20:00:00 | 0.089326 | 0.12923 | 0.76848 | 31.56 | -31.5599 | -31.56 | 1000 | 1000 | 31.56 | 53.17
2016-08-14 21:00:00 | 0.11185 | 0.15077 | 0.7291 | 28.5 | -28.4999 | -28.5 | 1000 | 1000 | 28.5 | 55.04
2016-08-14 22:00:00 | 0.12472 | 0.16308 | 0.67717 | 25.15 | -25.1499 | -25.15 | 1000 | 1000 | 25.15 | 55.98
2016-08-14 23:00:00 | 0.12472 | 0.16308 | 0.53066 | 22.94 | -22.9399 | -22.94 | 1000 | 1000 | 22.94 | 50.41
2016-08-15 00:00:00 | 0.12794 | 0.16615 | 0.38499 | 21.61 | -21.6099 | -21.61 | 1000 | 1000 | 21.61 | 43
2016-08-15 01:00:00 | 0.17943 | 0.21538 | 0.29435 | 21.01 | -21.0099 | -21.01 | 1000 | 1000 | 21.01 | 33.96
2016-08-15 02:00:00 | 0.18586 | 0.22154 | 0.26838 | 21.5 | -21.4999 | -21.5 | 1000 | 1000 | 21.5 | 32.94
2016-08-15 03:00:00 | 0.2277 | 0.26154 | 0.25636 | 23.29 | -23.2899 | -23.29 | 1000 | 1000 | 23.29 | 30.31
2016-08-15 04:00:00 | 0.19874 | 0.23385 | 0.27574 | 27.21 | -27.2099 | -27.21 | 1000 | 1000 | 27.21 | 31.04
2016-08-15 05:00:00 | 0.18908 | 0.22462 | 0.32711 | 30.82 | -30.8199 | -30.82 | 1000 | 1000 | 30.82 | 35.13
2016-08-15 06:00:00 | 0.13438 | 0.17231 | 0.49677 | 32 | -31.9999 | -32 | 1000 | 1000 | 32 | 43.37
2016-08-15 07:00:00 | 0.089326 | 0.12923 | 0.66071 | 30.59 | -30.5899 | -30.59 | 1000 | 1000 | 30.59 | 49.28
2016-08-15 08:00:00 | 0.089326 | 0.12923 | 0.77487 | 28.65 | -28.6499 | -28.65 | 1000 | 1000 | 28.65 | 48.98
2016-08-15 09:00:00 | 0.089326 | 0.12923 | 0.82093 | 28.32 | -28.3199 | -28.32 | 1000 | 1000 | 28.32 | 52.25
2016-08-15 10:00:00 | 0.089326 | 0.12923 | 0.80488 | 27.02 | -27.0199 | -27.02 | 1000 | 1000 | 27.02 | 54.03
2016-08-15 11:00:00 | 0.089326 | 0.12923 | 0.82247 | 25 | -24.9999 | -25 | 1000 | 1000 | 25 | 55.03
2016-08-15 12:00:00 | 0.089326 | 0.12923 | 0.87793 | 23.9 | -23.8999 | -23.9 | 1000 | 1000 | 23.9 | 56.44
2016-08-15 13:00:00 | 0.089326 | 0.12923 | 0.83028 | 24.1 | -24.0999 | -24.1 | 1000 | 1000 | 24.1 | 52.93
2016-08-15 14:00:00 | 0.089326 | 0.12923 | 0.73403 | 25.54 | -25.5399 | -25.54 | 1000 | 1000 | 25.54 | 48.94
2016-08-15 15:00:00 | 0.089326 | 0.12923 | 0.68907 | 30.62 | -30.6199 | -30.62 | 1000 | 1000 | 30.62 | 44.94
2016-08-15 16:00:00 | 0.089326 | 0.12923 | 0.6725 | 33.98 | -33.9799 | -33.98 | 1000 | 1000 | 33.98 | 44.6
2016-08-15 17:00:00 | 0.089326 | 0.12923 | 0.69967 | 35.88 | -35.8799 | -35.88 | 1000 | 1000 | 35.88 | 46.87
2016-08-15 18:00:00 | 0.089326 | 0.12923 | 0.75257 | 34.32 | -34.3199 | -34.32 | 1000 | 1000 | 34.32 | 51.11
2016-08-15 19:00:00 | 0.092544 | 0.13231 | 0.80864 | 34.47 | -34.4699 | -34.47 | 1000 | 1000 | 34.47 | 53.93
2016-08-15 20:00:00 | 0.15047 | 0.18769 | 0.80522 | 33.22 | -33.2199 | -33.22 | 1000 | 1000 | 33.22 | 53.31
2016-08-15 21:00:00 | 0.1923 | 0.22769 | 0.76479 | 30.42 | -30.4199 | -30.42 | 1000 | 1000 | 30.42 | 54.94
2016-08-15 22:00:00 | 0.22126 | 0.25538 | 0.70234 | 26.26 | -26.2599 | -26.26 | 1000 | 1000 | 26.26 | 54.64
2016-08-15 23:00:00 | 0.23735 | 0.27077 | 0.55862 | 23.99 | -23.9899 | -23.99 | 1000 | 1000 | 23.99 | 47
2016-08-16 00:00:00 | 0.22126 | 0.25538 | 0.38499 | 22.94 | -22.9399 | -22.94 | 1000 | 1000 | 22.94 | 43.3
2016-08-16 01:00:00 | 0.1923 | 0.22769 | 0.29435 | 22.03 | -22.0299 | -22.03 | 1000 | 1000 | 22.03 | 42
2016-08-16 02:00:00 | 0.20839 | 0.24308 | 0.26838 | 22.1 | -22.0999 | -22.1 | 1000 | 1000 | 22.1 | 40.31
2016-08-16 03:00:00 | 0.22126 | 0.25538 | 0.25636 | 24.1 | -24.0999 | -24.1 | 1000 | 1000 | 24.1 | 39.79
2016-08-16 04:00:00 | 0.23092 | 0.26462 | 0.27574 | 28.71 | -28.7099 | -28.71 | 1000 | 1000 | 28.71 | 38.83
2016-08-16 05:00:00 | 0.2277 | 0.26154 | 0.32711 | 33.63 | -33.6299 | -33.63 | 1000 | 1000 | 33.63 | 41.61
2016-08-16 06:00:00 | 0.16012 | 0.19692 | 0.49677 | 34.14 | -34.1399 | -34.14 | 1000 | 1000 | 34.14 | 47.84
2016-08-16 07:00:00 | 0.089326 | 0.12923 | 0.66071 | 33.9 | -33.8999 | -33.9 | 1000 | 1000 | 33.9 | 54.81
2016-08-16 08:00:00 | 0.089326 | 0.12923 | 0.77487 | 31.73 | -31.7299 | -31.73 | 1000 | 1000 | 31.73 | 55.36
2016-08-16 09:00:00 | 0.089326 | 0.12923 | 0.82093 | 30.13 | -30.1299 | -30.13 | 1000 | 1000 | 30.13 | 54.93
2016-08-16 10:00:00 | 0.089326 | 0.12923 | 0.80488 | 29.09 | -29.0899 | -29.09 | 1000 | 1000 | 29.09 | 55.06
2016-08-16 11:00:00 | 0.089326 | 0.12923 | 0.82247 | 28.93 | -28.9299 | -28.93 | 1000 | 1000 | 28.93 | 55.67
2016-08-16 12:00:00 | 0.089326 | 0.12923 | 0.87793 | 28.94 | -28.9399 | -28.94 | 1000 | 1000 | 28.94 | 56.5
2016-08-16 13:00:00 | 0.089326 | 0.12923 | 0.83028 | 29.29 | -29.2899 | -29.29 | 1000 | 1000 | 29.29 | 56.28
2016-08-16 14:00:00 | 0.089326 | 0.12923 | 0.73403 | 30.58 | -30.5799 | -30.58 | 1000 | 1000 | 30.58 | 56.27
2016-08-16 15:00:00 | 0.11507 | 0.15385 | 0.68907 | 33.12 | -33.1199 | -33.12 | 1000 | 1000 | 33.12 | 54.92
2016-08-16 16:00:00 | 0.14081 | 0.17846 | 0.6725 | 34.33 | -34.3299 | -34.33 | 1000 | 1000 | 34.33 | 54.79
2016-08-16 17:00:00 | 0.12794 | 0.16615 | 0.69967 | 35.79 | -35.7899 | -35.79 | 1000 | 1000 | 35.79 | 55.78
2016-08-16 18:00:00 | 0.13116 | 0.16923 | 0.75257 | 34.81 | -34.8099 | -34.81 | 1000 | 1000 | 34.81 | 57.92
2016-08-16 19:00:00 | 0.17299 | 0.20923 | 0.80864 | 34.36 | -34.3599 | -34.36 | 1000 | 1000 | 34.36 | 56.49
2016-08-16 20:00:00 | 0.21483 | 0.24923 | 0.80522 | 31.25 | -31.2499 | -31.25 | 1000 | 1000 | 31.25 | 54.91
2016-08-16 21:00:00 | 0.2277 | 0.26154 | 0.76479 | 27.74 | -27.7399 | -27.74 | 1000 | 1000 | 27.74 | 54.19
2016-08-16 22:00:00 | 0.24057 | 0.27385 | 0.70234 | 25.03 | -25.0299 | -25.03 | 1000 | 1000 | 25.03 | 53.18
2016-08-16 23:00:00 | 0.23092 | 0.26462 | 0.55862 | 24.01 | -24.0099 | -24.01 | 1000 | 1000 | 24.01 | 47.52
2016-08-17 00:00:00 | 0.27597 | 0.30769 | 0.38499 | 23.51 | -23.5099 | -23.51 | 1000 | 1000 | 23.51 | 43
2016-08-17 01:00:00 | 0.29527 | 0.32615 | 0.29435 | 21.9 | -21.8999 | -21.9 | 1000 | 1000 | 21.9 | 39.83
2016-08-17 02:00:00 | 0.28884 | 0.32 | 0.26838 | 22.56 | -22.5599 | -22.56 | 1000 | 1000 | 22.56 | 35.77
2016-08-17 03:00:00 | 0.30815 | 0.33846 | 0.25636 | 25.05 | -25.0499 | -25.05 | 1000 | 1000 | 25.05 | 34.09
2016-08-17 04:00:00 | 0.34354 | 0.37231 | 0.27574 | 29.74 | -29.7399 | -29.74 | 1000 | 1000 | 29.74 | 34.47
2016-08-17 05:00:00 | 0.30171 | 0.33231 | 0.32711 | 34.75 | -34.7499 | -34.75 | 1000 | 1000 | 34.75 | 37.35
2016-08-17 06:00:00 | 0.24057 | 0.27385 | 0.49677 | 36.1 | -36.0999 | -36.1 | 1000 | 1000 | 36.1 | 48.07
2016-08-17 07:00:00 | 0.15047 | 0.18769 | 0.66071 | 33 | -32.9999 | -33 | 1000 | 1000 | 33 | 54.8
2016-08-17 08:00:00 | 0.089326 | 0.12923 | 0.77487 | 28.54 | -28.5399 | -28.54 | 1000 | 1000 | 28.54 | 57.99
2016-08-17 09:00:00 | 0.089326 | 0.12923 | 0.82093 | 28.03 | -28.0299 | -28.03 | 1000 | 1000 | 28.03 | 56.61
2016-08-17 10:00:00 | 0.089326 | 0.12923 | 0.80488 | 27.79 | -27.7899 | -27.79 | 1000 | 1000 | 27.79 | 57.87
2016-08-17 11:00:00 | 0.089326 | 0.12923 | 0.82247 | 27.72 | -27.7199 | -27.72 | 1000 | 1000 | 27.72 | 58.29
2016-08-17 12:00:00 | 0.089326 | 0.12923 | 0.87793 | 27.05 | -27.0499 | -27.05 | 1000 | 1000 | 27.05 | 58.1
2016-08-17 13:00:00 | 0.089326 | 0.12923 | 0.83028 | 28.41 | -28.4099 | -28.41 | 1000 | 1000 | 28.41 | 58
2016-08-17 14:00:00 | 0.089326 | 0.12923 | 0.73403 | 30.47 | -30.4699 | -30.47 | 1000 | 1000 | 30.47 | 56.85
2016-08-17 15:00:00 | 0.089326 | 0.12923 | 0.68907 | 35.08 | -35.0799 | -35.08 | 1000 | 1000 | 35.08 | 55.15
2016-08-17 16:00:00 | 0.089326 | 0.12923 | 0.6725 | 35.67 | -35.6699 | -35.67 | 1000 | 1000 | 35.67 | 54.72
2016-08-17 17:00:00 | 0.089326 | 0.12923 | 0.69967 | 37.07 | -37.0699 | -37.07 | 1000 | 1000 | 37.07 | 56.01
2016-08-17 18:00:00 | 0.089326 | 0.12923 | 0.75257 | 36.45 | -36.4499 | -36.45 | 1000 | 1000 | 36.45 | 57.1
2016-08-17 19:00:00 | 0.089326 | 0.12923 | 0.80864 | 35.48 | -35.4799 | -35.48 | 1000 | 1000 | 35.48 | 58.03
2016-08-17 20:00:00 | 0.089326 | 0.12923 | 0.80522 | 32.42 | -32.4199 | -32.42 | 1000 | 1000 | 32.42 | 57.14
2016-08-17 21:00:00 | 0.10542 | 0.14462 | 0.76479 | 28.82 | -28.8199 | -28.82 | 1000 | 1000 | 28.82 | 56.94
2016-08-17 22:00:00 | 0.1022 | 0.14154 | 0.70234 | 25.16 | -25.1599 | -25.16 | 1000 | 1000 | 25.16 | 55.28
2016-08-17 23:00:00 | 0.13438 | 0.17231 | 0.55862 | 24.12 | -24.1199 | -24.12 | 1000 | 1000 | 24.12 | 48.11
2016-08-18 00:00:00 | 0.12472 | 0.16308 | 0.38499 | 23.34 | -23.3399 | -23.34 | 1000 | 1000 | 23.34 | 44
2016-08-18 01:00:00 | 0.12151 | 0.16 | 0.29435 | 21.83 | -21.8299 | -21.83 | 1000 | 1000 | 21.83 | 42.59
2016-08-18 02:00:00 | 0.13438 | 0.17231 | 0.26838 | 22.49 | -22.4899 | -22.49 | 1000 | 1000 | 22.49 | 40.06
2016-08-18 03:00:00 | 0.12472 | 0.16308 | 0.25636 | 25.05 | -25.0499 | -25.05 | 1000 | 1000 | 25.05 | 40.03
2016-08-18 04:00:00 | 0.11829 | 0.15692 | 0.27574 | 30.26 | -30.2599 | -30.26 | 1000 | 1000 | 30.26 | 41.05
2016-08-18 05:00:00 | 0.1376 | 0.17538 | 0.32711 | 33.79 | -33.7899 | -33.79 | 1000 | 1000 | 33.79 | 43.02
2016-08-18 06:00:00 | 0.13438 | 0.17231 | 0.49677 | 35.67 | -35.6699 | -35.67 | 1000 | 1000 | 35.67 | 49.94
2016-08-18 07:00:00 | 0.12151 | 0.16 | 0.66071 | 35.33 | -35.3299 | -35.33 | 1000 | 1000 | 35.33 | 60.02
2016-08-18 08:00:00 | 0.1022 | 0.14154 | 0.77487 | 33.38 | -33.3799 | -33.38 | 1000 | 1000 | 33.38 | 59.91
2016-08-18 09:00:00 | 0.089326 | 0.12923 | 0.82093 | 30.84 | -30.8399 | -30.84 | 1000 | 1000 | 30.84 | 58.93
2016-08-18 10:00:00 | 0.089326 | 0.12923 | 0.80488 | 29.15 | -29.1499 | -29.15 | 1000 | 1000 | 29.15 | 58.11
2016-08-18 11:00:00 | 0.089326 | 0.12923 | 0.82247 | 29.44 | -29.4399 | -29.44 | 1000 | 1000 | 29.44 | 59.16
2016-08-18 12:00:00 | 0.089326 | 0.12923 | 0.87793 | 29.08 | -29.0799 | -29.08 | 1000 | 1000 | 29.08 | 57.1
2016-08-18 13:00:00 | 0.089326 | 0.12923 | 0.83028 | 29.51 | -29.5099 | -29.51 | 1000 | 1000 | 29.51 | 58.1
2016-08-18 14:00:00 | 0.089326 | 0.12923 | 0.73403 | 32.78 | -32.7799 | -32.78 | 1000 | 1000 | 32.78 | 59
2016-08-18 15:00:00 | 0.089326 | 0.12923 | 0.68907 | 35.01 | -35.0099 | -35.01 | 1000 | 1000 | 35.01 | 57.64
2016-08-18 16:00:00 | 0.089326 | 0.12923 | 0.6725 | 36.05 | -36.0499 | -36.05 | 1000 | 1000 | 36.05 | 56.94
2016-08-18 17:00:00 | 0.089326 | 0.12923 | 0.69967 | 37.34 | -37.3399 | -37.34 | 1000 | 1000 | 37.34 | 56.64
2016-08-18 18:00:00 | 0.089326 | 0.12923 | 0.75257 | 36.85 | -36.8499 | -36.85 | 1000 | 1000 | 36.85 | 54.08
2016-08-18 19:00:00 | 0.089326 | 0.12923 | 0.80864 | 36.01 | -36.0099 | -36.01 | 1000 | 1000 | 36.01 | 53.9
2016-08-18 20:00:00 | 0.11185 | 0.15077 | 0.80522 | 32.74 | -32.7399 | -32.74 | 1000 | 1000 | 32.74 | 55.01
2016-08-18 21:00:00 | 0.17621 | 0.21231 | 0.76479 | 28.92 | -28.9199 | -28.92 | 1000 | 1000 | 28.92 | 53.28
2016-08-18 22:00:00 | 0.17299 | 0.20923 | 0.70234 | 27.71 | -27.7099 | -27.71 | 1000 | 1000 | 27.71 | 49.81
2016-08-18 23:00:00 | 0.19874 | 0.23385 | 0.55862 | 26.62 | -26.6199 | -26.62 | 1000 | 1000 | 26.62 | 43.54
2016-08-19 00:00:00 | 0.1923 | 0.22769 | 0.38499 | 25 | -24.9999 | -25 | 1000 | 1000 | 25 | 45.18
2016-08-19 01:00:00 | 0.17943 | 0.21538 | 0.29435 | 23.91 | -23.9099 | -23.91 | 1000 | 1000 | 23.91 | 43.09
2016-08-19 02:00:00 | 0.18265 | 0.21846 | 0.26838 | 24.96 | -24.9599 | -24.96 | 1000 | 1000 | 24.96 | 38.84
2016-08-19 03:00:00 | 0.19874 | 0.23385 | 0.25636 | 26.08 | -26.0799 | -26.08 | 1000 | 1000 | 26.08 | 38.35
2016-08-19 04:00:00 | 0.21804 | 0.25231 | 0.27574 | 32.25 | -32.2499 | -32.25 | 1000 | 1000 | 32.25 | 38.49
2016-08-19 05:00:00 | 0.20839 | 0.24308 | 0.32711 | 36.25 | -36.2499 | -36.25 | 1000 | 1000 | 36.25 | 41.03
2016-08-19 06:00:00 | 0.17943 | 0.21538 | 0.49677 | 37.27 | -37.2699 | -37.27 | 1000 | 1000 | 37.27 | 46.9
2016-08-19 07:00:00 | 0.089326 | 0.12923 | 0.66071 | 36.45 | -36.4499 | -36.45 | 1000 | 1000 | 36.45 | 52.55
2016-08-19 08:00:00 | 0.089326 | 0.12923 | 0.77487 | 34.48 | -34.4799 | -34.48 | 1000 | 1000 | 34.48 | 56.07
2016-08-19 09:00:00 | 0.089326 | 0.12923 | 0.82093 | 31.56 | -31.5599 | -31.56 | 1000 | 1000 | 31.56 | 56.03
2016-08-19 10:00:00 | 0.089326 | 0.12923 | 0.80488 | 26.95 | -26.9499 | -26.95 | 1000 | 1000 | 26.95 | 59.07
2016-08-19 11:00:00 | 0.089326 | 0.12923 | 0.82247 | 26.01 | -26.0099 | -26.01 | 1000 | 1000 | 26.01 | 59.67
2016-08-19 12:00:00 | 0.089326 | 0.12923 | 0.87793 | 25.78 | -25.7799 | -25.78 | 1000 | 1000 | 25.78 | 57.98
2016-08-19 13:00:00 | 0.089326 | 0.12923 | 0.83028 | 27.48 | -27.4799 | -27.48 | 1000 | 1000 | 27.48 | 54.91
2016-08-19 14:00:00 | 0.089326 | 0.12923 | 0.73403 | 31.76 | -31.7599 | -31.76 | 1000 | 1000 | 31.76 | 53.92
2016-08-19 15:00:00 | 0.089326 | 0.12923 | 0.68907 | 34.09 | -34.0899 | -34.09 | 1000 | 1000 | 34.09 | 50.83
2016-08-19 16:00:00 | 0.089326 | 0.12923 | 0.6725 | 36.09 | -36.0899 | -36.09 | 1000 | 1000 | 36.09 | 49.6
2016-08-19 17:00:00 | 0.089326 | 0.12923 | 0.69967 | 36.46 | -36.4599 | -36.46 | 1000 | 1000 | 36.46 | 53.17
2016-08-19 18:00:00 | 0.089326 | 0.12923 | 0.75257 | 34.99 | -34.9899 | -34.99 | 1000 | 1000 | 34.99 | 55.93
2016-08-19 19:00:00 | 0.089326 | 0.12923 | 0.80864 | 34.32 | -34.3199 | -34.32 | 1000 | 1000 | 34.32 | 55.91
2016-08-19 20:00:00 | 0.089326 | 0.12923 | 0.80522 | 32.22 | -32.2199 | -32.22 | 1000 | 1000 | 32.22 | 55.58
2016-08-19 21:00:00 | 0.089326 | 0.12923 | 0.76479 | 28.87 | -28.8699 | -28.87 | 1000 | 1000 | 28.87 | 56.39
2016-08-19 22:00:00 | 0.089326 | 0.12923 | 0.70234 | 26.54 | -26.5399 | -26.54 | 1000 | 1000 | 26.54 | 56.71
2016-08-19 23:00:00 | 0.089326 | 0.12923 | 0.55862 | 25.04 | -25.0399 | -25.04 | 1000 | 1000 | 25.04 | 51.17
2016-08-20 00:00:00 | 0.089326 | 0.12923 | 0.43448 | 23.31 | -23.3099 | -23.31 | 1000 | 1000 | 23.31 | 47.53
2016-08-20 01:00:00 | 0.089326 | 0.12923 | 0.35271 | 22.81 | -22.8099 | -22.81 | 1000 | 1000 | 22.81 | 41.08
2016-08-20 02:00:00 | 0.089326 | 0.12923 | 0.29453 | 22.32 | -22.3199 | -22.32 | 1000 | 1000 | 22.32 | 37.95
2016-08-20 03:00:00 | 0.089326 | 0.12923 | 0.28312 | 22.02 | -22.0199 | -22.02 | 1000 | 1000 | 22.02 | 40.14
2016-08-20 04:00:00 | 0.089326 | 0.12923 | 0.28766 | 22.44 | -22.4399 | -22.44 | 1000 | 1000 | 22.44 | 40.02
2016-08-20 05:00:00 | 0.089326 | 0.12923 | 0.29561 | 23.08 | -23.0799 | -23.08 | 1000 | 1000 | 23.08 | 41.16
2016-08-20 06:00:00 | 0.089326 | 0.12923 | 0.35179 | 26.94 | -26.9399 | -26.94 | 1000 | 1000 | 26.94 | 41.38
2016-08-20 07:00:00 | 0.089326 | 0.12923 | 0.5156 | 29.03 | -29.0299 | -29.03 | 1000 | 1000 | 29.03 | 45.08
2016-08-20 08:00:00 | 0.089326 | 0.12923 | 0.71509 | 25.79 | -25.7899 | -25.79 | 1000 | 1000 | 25.79 | 50.2
2016-08-20 09:00:00 | 0.089326 | 0.12923 | 0.84809 | 24.22 | -24.2199 | -24.22 | 1000 | 1000 | 24.22 | 53.56
2016-08-20 10:00:00 | 0.089326 | 0.12923 | 0.89163 | 23.12 | -23.1199 | -23.12 | 1000 | 1000 | 23.12 | 53.91
2016-08-20 11:00:00 | 0.089326 | 0.12923 | 0.92322 | 22.09 | -22.0899 | -22.09 | 1000 | 1000 | 22.09 | 50.45
2016-08-20 12:00:00 | 0.089326 | 0.12923 | 0.96569 | 21.71 | -21.7099 | -21.71 | 1000 | 1000 | 21.71 | 50.39
2016-08-20 13:00:00 | 0.089326 | 0.12923 | 0.9165 | 22 | -21.9999 | -22 | 1000 | 1000 | 22 | 44.43
2016-08-20 14:00:00 | 0.089326 | 0.12923 | 0.79457 | 20.95 | -20.9499 | -20.95 | 1000 | 1000 | 20.95 | 44.88
2016-08-20 15:00:00 | 0.089326 | 0.12923 | 0.72708 | 22.73 | -22.7299 | -22.73 | 1000 | 1000 | 22.73 | 45.26
2016-08-20 16:00:00 | 0.089326 | 0.12923 | 0.70007 | 26.99 | -26.9899 | -26.99 | 1000 | 1000 | 26.99 | 46.87
2016-08-20 17:00:00 | 0.089326 | 0.12923 | 0.71577 | 29.34 | -29.3399 | -29.34 | 1000 | 1000 | 29.34 | 50.37
2016-08-20 18:00:00 | 0.089326 | 0.12923 | 0.79423 | 30 | -29.9999 | -30 | 1000 | 1000 | 30 | 56.08
2016-08-20 19:00:00 | 0.089326 | 0.12923 | 0.85492 | 30.38 | -30.3799 | -30.38 | 1000 | 1000 | 30.38 | 58.1
2016-08-20 20:00:00 | 0.089326 | 0.12923 | 0.82777 | 29.11 | -29.1099 | -29.11 | 1000 | 1000 | 29.11 | 59.26
2016-08-20 21:00:00 | 0.089326 | 0.12923 | 0.74686 | 25.03 | -25.0299 | -25.03 | 1000 | 1000 | 25.03 | 56.74
2016-08-20 22:00:00 | 0.089326 | 0.12923 | 0.71732 | 18.51 | -18.5099 | -18.51 | 1000 | 1000 | 18.51 | 55.34
2016-08-20 23:00:00 | 0.089326 | 0.12923 | 0.60822 | 15.01 | -15.0099 | -15.01 | 1000 | 1000 | 15.01 | 50.22
2016-08-21 00:00:00 | 0.089326 | 0.12923 | 0.45214 | 12.13 | -12.1299 | -12.13 | 1000 | 1000 | 12.13 | 44.66
2016-08-21 01:00:00 | 0.089326 | 0.12923 | 0.34401 | 9.72 | -9.7199 | -9.72 | 1000 | 1000 | 9.72 | 37.86
2016-08-21 02:00:00 | 0.089326 | 0.12923 | 0.28601 | 9.83 | -9.8299 | -9.83 | 1000 | 1000 | 9.83 | 37.34
2016-08-21 03:00:00 | 0.089326 | 0.12923 | 0.26624 | 9.74 | -9.7399 | -9.74 | 1000 | 1000 | 9.74 | 37.43
2016-08-21 04:00:00 | 0.089326 | 0.12923 | 0.26199 | 9.62 | -9.6199 | -9.62 | 1000 | 1000 | 9.62 | 37.31
2016-08-21 05:00:00 | 0.089326 | 0.12923 | 0.25637 | 9.13 | -9.1299 | -9.13 | 1000 | 1000 | 9.13 | 39.39
2016-08-21 06:00:00 | 0.089326 | 0.12923 | 0.26819 | 11.34 | -11.3399 | -11.34 | 1000 | 1000 | 11.34 | 38.89
2016-08-21 07:00:00 | 0.089326 | 0.12923 | 0.35225 | 11.55 | -11.5499 | -11.55 | 1000 | 1000 | 11.55 | 40.89
2016-08-21 08:00:00 | 0.089326 | 0.12923 | 0.53724 | 11.59 | -11.5899 | -11.59 | 1000 | 1000 | 11.59 | 40.77
2016-08-21 09:00:00 | 0.089326 | 0.12923 | 0.74695 | 11.6 | -11.5999 | -11.6 | 1000 | 1000 | 11.6 | 42.44
2016-08-21 10:00:00 | 0.089326 | 0.12923 | 0.86788 | 11.45 | -11.4499 | -11.45 | 1000 | 1000 | 11.45 | 46.33
2016-08-21 11:00:00 | 0.089326 | 0.12923 | 0.95599 | 9.09 | -9.0899 | -9.09 | 1000 | 1000 | 9.09 | 49.68
2016-08-21 12:00:00 | 0.089326 | 0.12923 | 0.97702 | 7.19 | -7.1899 | -7.19 | 1000 | 1000 | 7.19 | 50.83
2016-08-21 13:00:00 | 0.089326 | 0.12923 | 0.83282 | 7.88 | -7.8799 | -7.88 | 1000 | 1000 | 7.88 | 45.58
2016-08-21 14:00:00 | 0.089326 | 0.12923 | 0.69241 | 8.94 | -8.9399 | -8.94 | 1000 | 1000 | 8.94 | 43.58
2016-08-21 15:00:00 | 0.089326 | 0.12923 | 0.59885 | 10.86 | -10.8599 | -10.86 | 1000 | 1000 | 10.86 | 43.11
2016-08-21 16:00:00 | 0.089326 | 0.12923 | 0.52621 | 22.04 | -22.0399 | -22.04 | 1000 | 1000 | 22.04 | 45.09
2016-08-21 17:00:00 | 0.089326 | 0.12923 | 0.53897 | 28.13 | -28.1299 | -28.13 | 1000 | 1000 | 28.13 | 47.34
2016-08-21 18:00:00 | 0.089326 | 0.12923 | 0.62018 | 30.74 | -30.7399 | -30.74 | 1000 | 1000 | 30.74 | 50.89
2016-08-21 19:00:00 | 0.089326 | 0.12923 | 0.73239 | 31.9 | -31.8999 | -31.9 | 1000 | 1000 | 31.9 | 52.45
2016-08-21 20:00:00 | 0.089326 | 0.12923 | 0.76848 | 30.59 | -30.5899 | -30.59 | 1000 | 1000 | 30.59 | 56
2016-08-21 21:00:00 | 0.089326 | 0.12923 | 0.7291 | 23.54 | -23.5399 | -23.54 | 1000 | 1000 | 23.54 | 57.42
2016-08-21 22:00:00 | 0.095762 | 0.13538 | 0.67717 | 20.68 | -20.6799 | -20.68 | 1000 | 1000 | 20.68 | 56.64
2016-08-21 23:00:00 | 0.1022 | 0.14154 | 0.53066 | 19.04 | -19.0399 | -19.04 | 1000 | 1000 | 19.04 | 50
2016-08-22 00:00:00 | 0.15047 | 0.18769 | 0.38499 | 18.78 | -18.7799 | -18.78 | 1000 | 1000 | 18.78 | 45.84
2016-08-22 01:00:00 | 0.15047 | 0.18769 | 0.29435 | 17.5 | -17.4999 | -17.5 | 1000 | 1000 | 17.5 | 42.91
2016-08-22 02:00:00 | 0.16012 | 0.19692 | 0.26838 | 18.07 | -18.0699 | -18.07 | 1000 | 1000 | 18.07 | 40.01
2016-08-22 03:00:00 | 0.16656 | 0.20308 | 0.25636 | 20.81 | -20.8099 | -20.81 | 1000 | 1000 | 20.81 | 38.58
2016-08-22 04:00:00 | 0.16334 | 0.2 | 0.27574 | 26.82 | -26.8199 | -26.82 | 1000 | 1000 | 26.82 | 38.73
2016-08-22 05:00:00 | 0.16334 | 0.2 | 0.32711 | 31.42 | -31.4199 | -31.42 | 1000 | 1000 | 31.42 | 40.29
2016-08-22 06:00:00 | 0.1022 | 0.14154 | 0.49677 | 34.41 | -34.4099 | -34.41 | 1000 | 1000 | 34.41 | 49.25
2016-08-22 07:00:00 | 0.089326 | 0.12923 | 0.66071 | 35 | -34.9999 | -35 | 1000 | 1000 | 35 | 60.02
2016-08-22 08:00:00 | 0.089326 | 0.12923 | 0.77487 | 31.66 | -31.6599 | -31.66 | 1000 | 1000 | 31.66 | 68.79
2016-08-22 09:00:00 | 0.089326 | 0.12923 | 0.82093 | 29.06 | -29.0599 | -29.06 | 1000 | 1000 | 29.06 | 65.41
2016-08-22 10:00:00 | 0.089326 | 0.12923 | 0.80488 | 27.25 | -27.2499 | -27.25 | 1000 | 1000 | 27.25 | 63.99
2016-08-22 11:00:00 | 0.089326 | 0.12923 | 0.82247 | 27.19 | -27.1899 | -27.19 | 1000 | 1000 | 27.19 | 65.55
2016-08-22 12:00:00 | 0.089326 | 0.12923 | 0.87793 | 27.3 | -27.2999 | -27.3 | 1000 | 1000 | 27.3 | 66.5
2016-08-22 13:00:00 | 0.089326 | 0.12923 | 0.83028 | 27.81 | -27.8099 | -27.81 | 1000 | 1000 | 27.81 | 66.79
2016-08-22 14:00:00 | 0.089326 | 0.12923 | 0.73403 | 28.49 | -28.4899 | -28.49 | 1000 | 1000 | 28.49 | 66.18
2016-08-22 15:00:00 | 0.089326 | 0.12923 | 0.68907 | 32.9 | -32.8999 | -32.9 | 1000 | 1000 | 32.9 | 63.29
2016-08-22 16:00:00 | 0.089326 | 0.12923 | 0.6725 | 36.59 | -36.5899 | -36.59 | 1000 | 1000 | 36.59 | 60.96
2016-08-22 17:00:00 | 0.089326 | 0.12923 | 0.69967 | 37.71 | -37.7099 | -37.71 | 1000 | 1000 | 37.71 | 59.66
2016-08-22 18:00:00 | 0.089326 | 0.12923 | 0.75257 | 37.64 | -37.6399 | -37.64 | 1000 | 1000 | 37.64 | 61.19
2016-08-22 19:00:00 | 0.089326 | 0.12923 | 0.80864 | 35.02 | -35.0199 | -35.02 | 1000 | 1000 | 35.02 | 71.36
2016-08-22 20:00:00 | 0.089326 | 0.12923 | 0.80522 | 30.99 | -30.9899 | -30.99 | 1000 | 1000 | 30.99 | 74.98
2016-08-22 21:00:00 | 0.089326 | 0.12923 | 0.76479 | 27.92 | -27.9199 | -27.92 | 1000 | 1000 | 27.92 | 66.08
2016-08-22 22:00:00 | 0.089326 | 0.12923 | 0.70234 | 23.68 | -23.6799 | -23.68 | 1000 | 1000 | 23.68 | 55.78
2016-08-22 23:00:00 | 0.089326 | 0.12923 | 0.55862 | 22.35 | -22.3499 | -22.35 | 1000 | 1000 | 22.35 | 47.91
2016-08-23 00:00:00 | 0.089326 | 0.12923 | 0.38499 | 21.62 | -21.6199 | -21.62 | 1000 | 1000 | 21.62 | 44.79
2016-08-23 01:00:00 | 0.089326 | 0.12923 | 0.29435 | 20.29 | -20.2899 | -20.29 | 1000 | 1000 | 20.29 | 42.13
2016-08-23 02:00:00 | 0.089326 | 0.12923 | 0.26838 | 22.01 | -22.0099 | -22.01 | 1000 | 1000 | 22.01 | 41.27
2016-08-23 03:00:00 | 0.089326 | 0.12923 | 0.25636 | 23.52 | -23.5199 | -23.52 | 1000 | 1000 | 23.52 | 39.92
2016-08-23 04:00:00 | 0.089326 | 0.12923 | 0.27574 | 30.56 | -30.5599 | -30.56 | 1000 | 1000 | 30.56 | 39.75
2016-08-23 05:00:00 | 0.089326 | 0.12923 | 0.32711 | 35.24 | -35.2399 | -35.24 | 1000 | 1000 | 35.24 | 41.72
2016-08-23 06:00:00 | 0.089326 | 0.12923 | 0.49677 | 37.31 | -37.3099 | -37.31 | 1000 | 1000 | 37.31 | 48
2016-08-23 07:00:00 | 0.089326 | 0.12923 | 0.66071 | 37.95 | -37.9499 | -37.95 | 1000 | 1000 | 37.95 | 64.76
2016-08-23 08:00:00 | 0.089326 | 0.12923 | 0.77487 | 34.94 | -34.9399 | -34.94 | 1000 | 1000 | 34.94 | 65.17
2016-08-23 09:00:00 | 0.089326 | 0.12923 | 0.82093 | 32.36 | -32.3599 | -32.36 | 1000 | 1000 | 32.36 | 63.8
2016-08-23 10:00:00 | 0.089326 | 0.12923 | 0.80488 | 28.78 | -28.7799 | -28.78 | 1000 | 1000 | 28.78 | 65.15
2016-08-23 11:00:00 | 0.089326 | 0.12923 | 0.82247 | 28.07 | -28.0699 | -28.07 | 1000 | 1000 | 28.07 | 64.52
2016-08-23 12:00:00 | 0.089326 | 0.12923 | 0.87793 | 27.95 | -27.9499 | -27.95 | 1000 | 1000 | 27.95 | 64.06
2016-08-23 13:00:00 | 0.089326 | 0.12923 | 0.83028 | 30.2 | -30.1999 | -30.2 | 1000 | 1000 | 30.2 | 63.49
2016-08-23 14:00:00 | 0.089326 | 0.12923 | 0.73403 | 34.63 | -34.6299 | -34.63 | 1000 | 1000 | 34.63 | 62.01
2016-08-23 15:00:00 | 0.089326 | 0.12923 | 0.68907 | 37.96 | -37.9599 | -37.96 | 1000 | 1000 | 37.96 | 60.53
2016-08-23 16:00:00 | 0.089326 | 0.12923 | 0.6725 | 40.2 | -40.1999 | -40.2 | 1000 | 1000 | 40.2 | 56.84
2016-08-23 17:00:00 | 0.089326 | 0.12923 | 0.69967 | 41.6 | -41.5999 | -41.6 | 1000 | 1000 | 41.6 | 59.06
2016-08-23 18:00:00 | 0.089326 | 0.12923 | 0.75257 | 42 | -41.9999 | -42 | 1000 | 1000 | 42 | 58.9
2016-08-23 19:00:00 | 0.089326 | 0.12923 | 0.80864 | 38.92 | -38.9199 | -38.92 | 1000 | 1000 | 38.92 | 56.19
2016-08-23 20:00:00 | 0.089326 | 0.12923 | 0.80522 | 33.38 | -33.3799 | -33.38 | 1000 | 1000 | 33.38 | 56.87
2016-08-23 21:00:00 | 0.089326 | 0.12923 | 0.76479 | 27.57 | -27.5699 | -27.57 | 1000 | 1000 | 27.57 | 56.55
2016-08-23 22:00:00 | 0.089326 | 0.12923 | 0.70234 | 26.19 | -26.1899 | -26.19 | 1000 | 1000 | 26.19 | 52.98
2016-08-23 23:00:00 | 0.089326 | 0.12923 | 0.55862 | 23.9 | -23.8999 | -23.9 | 1000 | 1000 | 23.9 | 44.17
2016-08-24 00:00:00 | 0.089326 | 0.12923 | 0.38499 | 22.82 | -22.8199 | -22.82 | 1000 | 1000 | 22.82 | 43
2016-08-24 01:00:00 | 0.089326 | 0.12923 | 0.29435 | 22.24 | -22.2399 | -22.24 | 1000 | 1000 | 22.24 | 41.39
2016-08-24 02:00:00 | 0.089326 | 0.12923 | 0.26838 | 22.25 | -22.2499 | -22.25 | 1000 | 1000 | 22.25 | 40.1
2016-08-24 03:00:00 | 0.089326 | 0.12923 | 0.25636 | 24.23 | -24.2299 | -24.23 | 1000 | 1000 | 24.23 | 38.11
2016-08-24 04:00:00 | 0.089326 | 0.12923 | 0.27574 | 30.85 | -30.8499 | -30.85 | 1000 | 1000 | 30.85 | 39.08
2016-08-24 05:00:00 | 0.089326 | 0.12923 | 0.32711 | 34.9 | -34.8999 | -34.9 | 1000 | 1000 | 34.9 | 43
2016-08-24 06:00:00 | 0.089326 | 0.12923 | 0.49677 | 36.02 | -36.0199 | -36.02 | 1000 | 1000 | 36.02 | 48.19
2016-08-24 07:00:00 | 0.089326 | 0.12923 | 0.66071 | 34.93 | -34.9299 | -34.93 | 1000 | 1000 | 34.93 | 66.73
2016-08-24 08:00:00 | 0.089326 | 0.12923 | 0.77487 | 29.96 | -29.9599 | -29.96 | 1000 | 1000 | 29.96 | 67
2016-08-24 09:00:00 | 0.089326 | 0.12923 | 0.82093 | 27.56 | -27.5599 | -27.56 | 1000 | 1000 | 27.56 | 64.63
2016-08-24 10:00:00 | 0.089326 | 0.12923 | 0.80488 | 26.83 | -26.8299 | -26.83 | 1000 | 1000 | 26.83 | 66.11
2016-08-24 11:00:00 | 0.089326 | 0.12923 | 0.82247 | 26.24 | -26.2399 | -26.24 | 1000 | 1000 | 26.24 | 69.12
2016-08-24 12:00:00 | 0.089326 | 0.12923 | 0.87793 | 26 | -25.9999 | -26 | 1000 | 1000 | 26 | 67.11
2016-08-24 13:00:00 | 0.089326 | 0.12923 | 0.83028 | 30.48 | -30.4799 | -30.48 | 1000 | 1000 | 30.48 | 67.07
2016-08-24 14:00:00 | 0.089326 | 0.12923 | 0.73403 | 32.97 | -32.9699 | -32.97 | 1000 | 1000 | 32.97 | 66.9
2016-08-24 15:00:00 | 0.089326 | 0.12923 | 0.68907 | 34.95 | -34.9499 | -34.95 | 1000 | 1000 | 34.95 | 65.74
2016-08-24 16:00:00 | 0.089326 | 0.12923 | 0.6725 | 37.69 | -37.6899 | -37.69 | 1000 | 1000 | 37.69 | 66.5
2016-08-24 17:00:00 | 0.089326 | 0.12923 | 0.69967 | 38.44 | -38.4399 | -38.44 | 1000 | 1000 | 38.44 | 68.19
2016-08-24 18:00:00 | 0.089326 | 0.12923 | 0.75257 | 37.99 | -37.9899 | -37.99 | 1000 | 1000 | 37.99 | 68.56
2016-08-24 19:00:00 | 0.089326 | 0.12923 | 0.80864 | 34.01 | -34.0099 | -34.01 | 1000 | 1000 | 34.01 | 68.59
2016-08-24 20:00:00 | 0.089326 | 0.12923 | 0.80522 | 28.61 | -28.6099 | -28.61 | 1000 | 1000 | 28.61 | 71.07
2016-08-24 21:00:00 | 0.089326 | 0.12923 | 0.76479 | 24.49 | -24.4899 | -24.49 | 1000 | 1000 | 24.49 | 69.98
2016-08-24 22:00:00 | 0.089326 | 0.12923 | 0.70234 | 21.96 | -21.9599 | -21.96 | 1000 | 1000 | 21.96 | 54.95
2016-08-24 23:00:00 | 0.089326 | 0.12923 | 0.55862 | 21.86 | -21.8599 | -21.86 | 1000 | 1000 | 21.86 | 48.91
2016-08-25 00:00:00 | 0.089326 | 0.12923 | 0.38499 | 20.97 | -20.9699 | -20.97 | 1000 | 1000 | 20.97 | 47.47
2016-08-25 01:00:00 | 0.089326 | 0.12923 | 0.29435 | 21.16 | -21.1599 | -21.16 | 1000 | 1000 | 21.16 | 44.11
2016-08-25 02:00:00 | 0.089326 | 0.12923 | 0.26838 | 21.45 | -21.4499 | -21.45 | 1000 | 1000 | 21.45 | 43.92
2016-08-25 03:00:00 | 0.089326 | 0.12923 | 0.25636 | 23.3 | -23.2999 | -23.3 | 1000 | 1000 | 23.3 | 43.43
2016-08-25 04:00:00 | 0.089326 | 0.12923 | 0.27574 | 30.33 | -30.3299 | -30.33 | 1000 | 1000 | 30.33 | 44.12
2016-08-25 05:00:00 | 0.089326 | 0.12923 | 0.32711 | 34.2 | -34.1999 | -34.2 | 1000 | 1000 | 34.2 | 48.1
2016-08-25 06:00:00 | 0.089326 | 0.12923 | 0.49677 | 35.7 | -35.6999 | -35.7 | 1000 | 1000 | 35.7 | 60.97
2016-08-25 07:00:00 | 0.089326 | 0.12923 | 0.66071 | 34.91 | -34.9099 | -34.91 | 1000 | 1000 | 34.91 | 75.05
2016-08-25 08:00:00 | 0.089326 | 0.12923 | 0.77487 | 29.26 | -29.2599 | -29.26 | 1000 | 1000 | 29.26 | 82.37
2016-08-25 09:00:00 | 0.089326 | 0.12923 | 0.82093 | 27.78 | -27.7799 | -27.78 | 1000 | 1000 | 27.78 | 79.05
2016-08-25 10:00:00 | 0.089326 | 0.12923 | 0.80488 | 26.81 | -26.8099 | -26.81 | 1000 | 1000 | 26.81 | 74.92
2016-08-25 11:00:00 | 0.089326 | 0.12923 | 0.82247 | 25.42 | -25.4199 | -25.42 | 1000 | 1000 | 25.42 | 74.93
2016-08-25 12:00:00 | 0.089326 | 0.12923 | 0.87793 | 24.98 | -24.9799 | -24.98 | 1000 | 1000 | 24.98 | 70.87
2016-08-25 13:00:00 | 0.089326 | 0.12923 | 0.83028 | 27.26 | -27.2599 | -27.26 | 1000 | 1000 | 27.26 | 72.89
2016-08-25 14:00:00 | 0.089326 | 0.12923 | 0.73403 | 30.17 | -30.1699 | -30.17 | 1000 | 1000 | 30.17 | 72
2016-08-25 15:00:00 | 0.089326 | 0.12923 | 0.68907 | 34 | -33.9999 | -34 | 1000 | 1000 | 34 | 72.96
2016-08-25 16:00:00 | 0.089326 | 0.12923 | 0.6725 | 36.65 | -36.6499 | -36.65 | 1000 | 1000 | 36.65 | 72
2016-08-25 17:00:00 | 0.089326 | 0.12923 | 0.69967 | 38.78 | -38.7799 | -38.78 | 1000 | 1000 | 38.78 | 72.91
2016-08-25 18:00:00 | 0.089326 | 0.12923 | 0.75257 | 37.96 | -37.9599 | -37.96 | 1000 | 1000 | 37.96 | 71.44
2016-08-25 19:00:00 | 0.089326 | 0.12923 | 0.80864 | 34.16 | -34.1599 | -34.16 | 1000 | 1000 | 34.16 | 71.74
2016-08-25 20:00:00 | 0.089326 | 0.12923 | 0.80522 | 27.98 | -27.9799 | -27.98 | 1000 | 1000 | 27.98 | 68.59
2016-08-25 21:00:00 | 0.089326 | 0.12923 | 0.76479 | 24.26 | -24.2599 | -24.26 | 1000 | 1000 | 24.26 | 65.73
2016-08-25 22:00:00 | 0.089326 | 0.12923 | 0.70234 | 22.1 | -22.0999 | -22.1 | 1000 | 1000 | 22.1 | 52.99
2016-08-25 23:00:00 | 0.089326 | 0.12923 | 0.55862 | 20.34 | -20.3399 | -20.34 | 1000 | 1000 | 20.34 | 47.28
2016-08-26 00:00:00 | 0.089326 | 0.12923 | 0.38499 | 20.31 | -20.3099 | -20.31 | 1000 | 1000 | 20.31 | 45.54
2016-08-26 01:00:00 | 0.089326 | 0.12923 | 0.29435 | 20.23 | -20.2299 | -20.23 | 1000 | 1000 | 20.23 | 44.05
2016-08-26 02:00:00 | 0.089326 | 0.12923 | 0.26838 | 21.25 | -21.2499 | -21.25 | 1000 | 1000 | 21.25 | 43.16
2016-08-26 03:00:00 | 0.089326 | 0.12923 | 0.25636 | 23.1 | -23.0999 | -23.1 | 1000 | 1000 | 23.1 | 42.86
2016-08-26 04:00:00 | 0.089326 | 0.12923 | 0.27574 | 29 | -28.9999 | -29 | 1000 | 1000 | 29 | 43.02
2016-08-26 05:00:00 | 0.089326 | 0.12923 | 0.32711 | 34.47 | -34.4699 | -34.47 | 1000 | 1000 | 34.47 | 45.04
2016-08-26 06:00:00 | 0.089326 | 0.12923 | 0.49677 | 35.9 | -35.8999 | -35.9 | 1000 | 1000 | 35.9 | 49.52
2016-08-26 07:00:00 | 0.089326 | 0.12923 | 0.66071 | 34.92 | -34.9199 | -34.92 | 1000 | 1000 | 34.92 | 66.21
2016-08-26 08:00:00 | 0.089326 | 0.12923 | 0.77487 | 32.55 | -32.5499 | -32.55 | 1000 | 1000 | 32.55 | 64.24
2016-08-26 09:00:00 | 0.089326 | 0.12923 | 0.82093 | 28.87 | -28.8699 | -28.87 | 1000 | 1000 | 28.87 | 64.06
2016-08-26 10:00:00 | 0.089326 | 0.12923 | 0.80488 | 26.67 | -26.6699 | -26.67 | 1000 | 1000 | 26.67 | 65.32
2016-08-26 11:00:00 | 0.089326 | 0.12923 | 0.82247 | 25.13 | -25.1299 | -25.13 | 1000 | 1000 | 25.13 | 65.94
2016-08-26 12:00:00 | 0.089326 | 0.12923 | 0.87793 | 24.49 | -24.4899 | -24.49 | 1000 | 1000 | 24.49 | 62.8
2016-08-26 13:00:00 | 0.089326 | 0.12923 | 0.83028 | 26.68 | -26.6799 | -26.68 | 1000 | 1000 | 26.68 | 56.27
2016-08-26 14:00:00 | 0.089326 | 0.12923 | 0.73403 | 29.73 | -29.7299 | -29.73 | 1000 | 1000 | 29.73 | 53
2016-08-26 15:00:00 | 0.089326 | 0.12923 | 0.68907 | 34.92 | -34.9199 | -34.92 | 1000 | 1000 | 34.92 | 50.77
2016-08-26 16:00:00 | 0.089326 | 0.12923 | 0.6725 | 38.45 | -38.4499 | -38.45 | 1000 | 1000 | 38.45 | 50.78
2016-08-26 17:00:00 | 0.089326 | 0.12923 | 0.69967 | 41.99 | -41.9899 | -41.99 | 1000 | 1000 | 41.99 | 51.38
2016-08-26 18:00:00 | 0.089326 | 0.12923 | 0.75257 | 39.01 | -39.0099 | -39.01 | 1000 | 1000 | 39.01 | 53.27
2016-08-26 19:00:00 | 0.089326 | 0.12923 | 0.80864 | 37.06 | -37.0599 | -37.06 | 1000 | 1000 | 37.06 | 57.72
2016-08-26 20:00:00 | 0.089326 | 0.12923 | 0.80522 | 32.09 | -32.0899 | -32.09 | 1000 | 1000 | 32.09 | 62.04
2016-08-26 21:00:00 | 0.089326 | 0.12923 | 0.76479 | 27.22 | -27.2199 | -27.22 | 1000 | 1000 | 27.22 | 51.37
2016-08-26 22:00:00 | 0.089326 | 0.12923 | 0.70234 | 25.93 | -25.9299 | -25.93 | 1000 | 1000 | 25.93 | 48.7
2016-08-26 23:00:00 | 0.089326 | 0.12923 | 0.55862 | 24.05 | -24.0499 | -24.05 | 1000 | 1000 | 24.05 | 44.6
2016-08-27 00:00:00 | 0.089326 | 0.12923 | 0.43448 | 23 | -22.9999 | -23 | 1000 | 1000 | 23 | 41.98
2016-08-27 01:00:00 | 0.089326 | 0.12923 | 0.35271 | 23.07 | -23.0699 | -23.07 | 1000 | 1000 | 23.07 | 40.72
2016-08-27 02:00:00 | 0.089326 | 0.12923 | 0.29453 | 23.28 | -23.2799 | -23.28 | 1000 | 1000 | 23.28 | 40.23
2016-08-27 03:00:00 | 0.089326 | 0.12923 | 0.28312 | 23.18 | -23.1799 | -23.18 | 1000 | 1000 | 23.18 | 40.07
2016-08-27 04:00:00 | 0.089326 | 0.12923 | 0.28766 | 25.28 | -25.2799 | -25.28 | 1000 | 1000 | 25.28 | 38.85
2016-08-27 05:00:00 | 0.089326 | 0.12923 | 0.29561 | 26.84 | -26.8399 | -26.84 | 1000 | 1000 | 26.84 | 39.39
2016-08-27 06:00:00 | 0.089326 | 0.12923 | 0.35179 | 29.5 | -29.4999 | -29.5 | 1000 | 1000 | 29.5 | 41.93
2016-08-27 07:00:00 | 0.089326 | 0.12923 | 0.5156 | 29.56 | -29.5599 | -29.56 | 1000 | 1000 | 29.56 | 45.61
2016-08-27 08:00:00 | 0.089326 | 0.12923 | 0.71509 | 25.14 | -25.1399 | -25.14 | 1000 | 1000 | 25.14 | 50.54
2016-08-27 09:00:00 | 0.089326 | 0.12923 | 0.84809 | 23.02 | -23.0199 | -23.02 | 1000 | 1000 | 23.02 | 52.44
2016-08-27 10:00:00 | 0.089326 | 0.12923 | 0.89163 | 21.93 | -21.9299 | -21.93 | 1000 | 1000 | 21.93 | 53.58
2016-08-27 11:00:00 | 0.089326 | 0.12923 | 0.92322 | 20.03 | -20.0299 | -20.03 | 1000 | 1000 | 20.03 | 59.89
2016-08-27 12:00:00 | 0.089326 | 0.12923 | 0.96569 | 19.96 | -19.9599 | -19.96 | 1000 | 1000 | 19.96 | 59.95
2016-08-27 13:00:00 | 0.089326 | 0.12923 | 0.9165 | 20.76 | -20.7599 | -20.76 | 1000 | 1000 | 20.76 | 55.49
2016-08-27 14:00:00 | 0.089326 | 0.12923 | 0.79457 | 23.03 | -23.0299 | -23.03 | 1000 | 1000 | 23.03 | 50.52
2016-08-27 15:00:00 | 0.089326 | 0.12923 | 0.72708 | 28.41 | -28.4099 | -28.41 | 1000 | 1000 | 28.41 | 47.98
2016-08-27 16:00:00 | 0.089326 | 0.12923 | 0.70007 | 34.94 | -34.9399 | -34.94 | 1000 | 1000 | 34.94 | 48.5
2016-08-27 17:00:00 | 0.089326 | 0.12923 | 0.71577 | 35.36 | -35.3599 | -35.36 | 1000 | 1000 | 35.36 | 50
2016-08-27 18:00:00 | 0.089326 | 0.12923 | 0.79423 | 34.95 | -34.9499 | -34.95 | 1000 | 1000 | 34.95 | 53.52
2016-08-27 19:00:00 | 0.089326 | 0.12923 | 0.85492 | 33.61 | -33.6099 | -33.61 | 1000 | 1000 | 33.61 | 53.17
2016-08-27 20:00:00 | 0.089326 | 0.12923 | 0.82777 | 29.92 | -29.9199 | -29.92 | 1000 | 1000 | 29.92 | 52.65
2016-08-27 21:00:00 | 0.089326 | 0.12923 | 0.74686 | 24.73 | -24.7299 | -24.73 | 1000 | 1000 | 24.73 | 52.84
2016-08-27 22:00:00 | 0.089326 | 0.12923 | 0.71732 | 23.14 | -23.1399 | -23.14 | 1000 | 1000 | 23.14 | 49.93
2016-08-27 23:00:00 | 0.089326 | 0.12923 | 0.60822 | 20.98 | -20.9799 | -20.98 | 1000 | 1000 | 20.98 | 44.04
2016-08-28 00:00:00 | 0.089326 | 0.12923 | 0.45214 | 21.01 | -21.0099 | -21.01 | 1000 | 1000 | 21.01 | 39.37
2016-08-28 01:00:00 | 0.089326 | 0.12923 | 0.34401 | 21.29 | -21.2899 | -21.29 | 1000 | 1000 | 21.29 | 37
2016-08-28 02:00:00 | 0.089326 | 0.12923 | 0.28601 | 19.85 | -19.8499 | -19.85 | 1000 | 1000 | 19.85 | 33.34
2016-08-28 03:00:00 | 0.089326 | 0.12923 | 0.26624 | 19.83 | -19.8299 | -19.83 | 1000 | 1000 | 19.83 | 29.37
2016-08-28 04:00:00 | 0.089326 | 0.12923 | 0.26199 | 20.48 | -20.4799 | -20.48 | 1000 | 1000 | 20.48 | 25.54
2016-08-28 05:00:00 | 0.089326 | 0.12923 | 0.25637 | 20.18 | -20.1799 | -20.18 | 1000 | 1000 | 20.18 | 29.33
2016-08-28 06:00:00 | 0.089326 | 0.12923 | 0.26819 | 22.07 | -22.0699 | -22.07 | 1000 | 1000 | 22.07 | 29
2016-08-28 07:00:00 | 0.089326 | 0.12923 | 0.35225 | 23.19 | -23.1899 | -23.19 | 1000 | 1000 | 23.19 | 36.05
2016-08-28 08:00:00 | 0.089326 | 0.12923 | 0.53724 | 20.07 | -20.0699 | -20.07 | 1000 | 1000 | 20.07 | 39.17
2016-08-28 09:00:00 | 0.089326 | 0.12923 | 0.74695 | 20.09 | -20.0899 | -20.09 | 1000 | 1000 | 20.09 | 40.01
2016-08-28 10:00:00 | 0.089326 | 0.12923 | 0.86788 | 13.38 | -13.3799 | -13.38 | 1000 | 1000 | 13.38 | 40.44
2016-08-28 11:00:00 | 0.089326 | 0.12923 | 0.95599 | 10.05 | -10.0499 | -10.05 | 1000 | 1000 | 10.05 | 42.19
2016-08-28 12:00:00 | 0.089326 | 0.12923 | 0.97702 | 8.99 | -8.9899 | -8.99 | 1000 | 1000 | 8.99 | 40.6
2016-08-28 13:00:00 | 0.089326 | 0.12923 | 0.83282 | 13.51 | -13.5099 | -13.51 | 1000 | 1000 | 13.51 | 39.09
2016-08-28 14:00:00 | 0.089326 | 0.12923 | 0.69241 | 18.15 | -18.1499 | -18.15 | 1000 | 1000 | 18.15 | 35.72
2016-08-28 15:00:00 | 0.089326 | 0.12923 | 0.59885 | 22.26 | -22.2599 | -22.26 | 1000 | 1000 | 22.26 | 38.38
2016-08-28 16:00:00 | 0.089326 | 0.12923 | 0.52621 | 29.01 | -29.0099 | -29.01 | 1000 | 1000 | 29.01 | 40.52
2016-08-28 17:00:00 | 0.089326 | 0.12923 | 0.53897 | 32.95 | -32.9499 | -32.95 | 1000 | 1000 | 32.95 | 47.21
2016-08-28 18:00:00 | 0.089326 | 0.12923 | 0.62018 | 33.92 | -33.9199 | -33.92 | 1000 | 1000 | 33.92 | 49.42
2016-08-28 19:00:00 | 0.089326 | 0.12923 | 0.73239 | 33.25 | -33.2499 | -33.25 | 1000 | 1000 | 33.25 | 52.23
2016-08-28 20:00:00 | 0.089326 | 0.12923 | 0.76848 | 29.97 | -29.9699 | -29.97 | 1000 | 1000 | 29.97 | 60.43
2016-08-28 21:00:00 | 0.089326 | 0.12923 | 0.7291 | 23.3 | -23.2999 | -23.3 | 1000 | 1000 | 23.3 | 59.81
2016-08-28 22:00:00 | 0.089326 | 0.12923 | 0.67717 | 22.16 | -22.1599 | -22.16 | 1000 | 1000 | 22.16 | 56.85
2016-08-28 23:00:00 | 0.089326 | 0.12923 | 0.53066 | 23.02 | -23.0199 | -23.02 | 1000 | 1000 | 23.02 | 44.57
2016-08-29 00:00:00 | 0.089326 | 0.12923 | 0.38499 | 22.09 | -22.0899 | -22.09 | 1000 | 1000 | 22.09 | 39.83
2016-08-29 01:00:00 | 0.089326 | 0.12923 | 0.29435 | 22.09 | -22.0899 | -22.09 | 1000 | 1000 | 22.09 | 36.53
2016-08-29 02:00:00 | 0.089326 | 0.12923 | 0.26838 | 22.61 | -22.6099 | -22.61 | 1000 | 1000 | 22.61 | 33.33
2016-08-29 03:00:00 | 0.089326 | 0.12923 | 0.25636 | 24.52 | -24.5199 | -24.52 | 1000 | 1000 | 24.52 | 26.92
2016-08-29 04:00:00 | 0.089326 | 0.12923 | 0.27574 | 34.95 | -34.9499 | -34.95 | 1000 | 1000 | 34.95 | 33.08
2016-08-29 05:00:00 | 0.089326 | 0.12923 | 0.32711 | 40.26 | -40.2599 | -40.26 | 1000 | 1000 | 40.26 | 38.24
2016-08-29 06:00:00 | 0.089326 | 0.12923 | 0.49677 | 41.69 | -41.6899 | -41.69 | 1000 | 1000 | 41.69 | 45.94
2016-08-29 07:00:00 | 0.089326 | 0.12923 | 0.66071 | 35.32 | -35.3199 | -35.32 | 1000 | 1000 | 35.32 | 52.91
2016-08-29 08:00:00 | 0.089326 | 0.12923 | 0.77487 | 30.98 | -30.9799 | -30.98 | 1000 | 1000 | 30.98 | 55.97
2016-08-29 09:00:00 | 0.089326 | 0.12923 | 0.82093 | 28.96 | -28.9599 | -28.96 | 1000 | 1000 | 28.96 | 57.87
2016-08-29 10:00:00 | 0.089326 | 0.12923 | 0.80488 | 26.33 | -26.3299 | -26.33 | 1000 | 1000 | 26.33 | 57.33
2016-08-29 11:00:00 | 0.089326 | 0.12923 | 0.82247 | 24.95 | -24.9499 | -24.95 | 1000 | 1000 | 24.95 | 59.97
2016-08-29 12:00:00 | 0.089326 | 0.12923 | 0.87793 | 22.98 | -22.9799 | -22.98 | 1000 | 1000 | 22.98 | 58.5
2016-08-29 13:00:00 | 0.089326 | 0.12923 | 0.83028 | 23.02 | -23.0199 | -23.02 | 1000 | 1000 | 23.02 | 56.19
2016-08-29 14:00:00 | 0.089326 | 0.12923 | 0.73403 | 22.99 | -22.9899 | -22.99 | 1000 | 1000 | 22.99 | 52.95
2016-08-29 15:00:00 | 0.089326 | 0.12923 | 0.68907 | 30 | -29.9999 | -30 | 1000 | 1000 | 30 | 49.91
2016-08-29 16:00:00 | 0.089326 | 0.12923 | 0.6725 | 34.01 | -34.0099 | -34.01 | 1000 | 1000 | 34.01 | 50.07
2016-08-29 17:00:00 | 0.089326 | 0.12923 | 0.69967 | 36.64 | -36.6399 | -36.64 | 1000 | 1000 | 36.64 | 51.47
2016-08-29 18:00:00 | 0.089326 | 0.12923 | 0.75257 | 37.55 | -37.5499 | -37.55 | 1000 | 1000 | 37.55 | 59.81
2016-08-29 19:00:00 | 0.089326 | 0.12923 | 0.80864 | 34.09 | -34.0899 | -34.09 | 1000 | 1000 | 34.09 | 60.34
2016-08-29 20:00:00 | 0.089326 | 0.12923 | 0.80522 | 29.29 | -29.2899 | -29.29 | 1000 | 1000 | 29.29 | 61.04
2016-08-29 21:00:00 | 0.089326 | 0.12923 | 0.76479 | 24.19 | -24.1899 | -24.19 | 1000 | 1000 | 24.19 | 57.17
2016-08-29 22:00:00 | 0.11185 | 0.15077 | 0.70234 | 24.85 | -24.8499 | -24.85 | 1000 | 1000 | 24.85 | 52.41
2016-08-29 23:00:00 | 0.12151 | 0.16 | 0.55862 | 24.15 | -24.1499 | -24.15 | 1000 | 1000 | 24.15 | 47.92
2016-08-30 00:00:00 | 0.14081 | 0.17846 | 0.38499 | 23.74 | -23.7399 | -23.74 | 1000 | 1000 | 23.74 | 44.49
2016-08-30 01:00:00 | 0.16656 | 0.20308 | 0.29435 | 23.35 | -23.3499 | -23.35 | 1000 | 1000 | 23.35 | 42.78
2016-08-30 02:00:00 | 0.17943 | 0.21538 | 0.26838 | 22.74 | -22.7399 | -22.74 | 1000 | 1000 | 22.74 | 39.59
2016-08-30 03:00:00 | 0.19552 | 0.23077 | 0.25636 | 24.14 | -24.1399 | -24.14 | 1000 | 1000 | 24.14 | 37.33
2016-08-30 04:00:00 | 0.20517 | 0.24 | 0.27574 | 32.65 | -32.6499 | -32.65 | 1000 | 1000 | 32.65 | 39.91
2016-08-30 05:00:00 | 0.19874 | 0.23385 | 0.32711 | 40.59 | -40.5899 | -40.59 | 1000 | 1000 | 40.59 | 41.91
2016-08-30 06:00:00 | 0.16334 | 0.2 | 0.49677 | 43.82 | -43.8199 | -43.82 | 1000 | 1000 | 43.82 | 50.31
2016-08-30 07:00:00 | 0.10542 | 0.14462 | 0.66071 | 38.03 | -38.0299 | -38.03 | 1000 | 1000 | 38.03 | 61.09
2016-08-30 08:00:00 | 0.089326 | 0.12923 | 0.77487 | 32 | -31.9999 | -32 | 1000 | 1000 | 32 | 62.23
2016-08-30 09:00:00 | 0.089326 | 0.12923 | 0.82093 | 30.06 | -30.0599 | -30.06 | 1000 | 1000 | 30.06 | 65
2016-08-30 10:00:00 | 0.089326 | 0.12923 | 0.80488 | 27.07 | -27.0699 | -27.07 | 1000 | 1000 | 27.07 | 65.97
2016-08-30 11:00:00 | 0.089326 | 0.12923 | 0.82247 | 26.97 | -26.9699 | -26.97 | 1000 | 1000 | 26.97 | 68.97
2016-08-30 12:00:00 | 0.089326 | 0.12923 | 0.87793 | 26.86 | -26.8599 | -26.86 | 1000 | 1000 | 26.86 | 68.21
2016-08-30 13:00:00 | 0.089326 | 0.12923 | 0.83028 | 28.96 | -28.9599 | -28.96 | 1000 | 1000 | 28.96 | 66.39
2016-08-30 14:00:00 | 0.089326 | 0.12923 | 0.73403 | 33.33 | -33.3299 | -33.33 | 1000 | 1000 | 33.33 | 64.81
2016-08-30 15:00:00 | 0.089326 | 0.12923 | 0.68907 | 37.77 | -37.7699 | -37.77 | 1000 | 1000 | 37.77 | 63.95
2016-08-30 16:00:00 | 0.089326 | 0.12923 | 0.6725 | 40.6 | -40.5999 | -40.6 | 1000 | 1000 | 40.6 | 61.57
2016-08-30 17:00:00 | 0.089326 | 0.12923 | 0.69967 | 43.71 | -43.7099 | -43.71 | 1000 | 1000 | 43.71 | 62.07
2016-08-30 18:00:00 | 0.089326 | 0.12923 | 0.75257 | 44.83 | -44.8299 | -44.83 | 1000 | 1000 | 44.83 | 62.42
2016-08-30 19:00:00 | 0.089326 | 0.12923 | 0.80864 | 40.83 | -40.8299 | -40.83 | 1000 | 1000 | 40.83 | 64.02
2016-08-30 20:00:00 | 0.089326 | 0.12923 | 0.80522 | 32.96 | -32.9599 | -32.96 | 1000 | 1000 | 32.96 | 64.94
2016-08-30 21:00:00 | 0.095762 | 0.13538 | 0.76479 | 26.64 | -26.6399 | -26.64 | 1000 | 1000 | 26.64 | 62.95
2016-08-30 22:00:00 | 0.12151 | 0.16 | 0.70234 | 25.6 | -25.5999 | -25.6 | 1000 | 1000 | 25.6 | 55.96
2016-08-30 23:00:00 | 0.14403 | 0.18154 | 0.55862 | 24.02 | -24.0199 | -24.02 | 1000 | 1000 | 24.02 | 49.17
2016-08-31 00:00:00 | 0.1569 | 0.19385 | 0.38499 | 23.48 | -23.4799 | -23.48 | 1000 | 1000 | 23.48 | 46.66
2016-08-31 01:00:00 | 0.16977 | 0.20615 | 0.29435 | 22.77 | -22.7699 | -22.77 | 1000 | 1000 | 22.77 | 44.23
2016-08-31 02:00:00 | 0.18908 | 0.22462 | 0.26838 | 22.79 | -22.7899 | -22.79 | 1000 | 1000 | 22.79 | 41.56
2016-08-31 03:00:00 | 0.19874 | 0.23385 | 0.25636 | 25.34 | -25.3399 | -25.34 | 1000 | 1000 | 25.34 | 40.32
2016-08-31 04:00:00 | 0.20839 | 0.24308 | 0.27574 | 32.98 | -32.9799 | -32.98 | 1000 | 1000 | 32.98 | 42.26
2016-08-31 05:00:00 | 0.20517 | 0.24 | 0.32711 | 40.46 | -40.4599 | -40.46 | 1000 | 1000 | 40.46 | 44.22
2016-08-31 06:00:00 | 0.12472 | 0.16308 | 0.49677 | 42.04 | -42.0399 | -42.04 | 1000 | 1000 | 42.04 | 48.67
2016-08-31 07:00:00 | 0.089326 | 0.12923 | 0.66071 | 36.13 | -36.1299 | -36.13 | 1000 | 1000 | 36.13 | 60.07
2016-08-31 08:00:00 | 0.089326 | 0.12923 | 0.77487 | 29.59 | -29.5899 | -29.59 | 1000 | 1000 | 29.59 | 62.07
2016-08-31 09:00:00 | 0.089326 | 0.12923 | 0.82093 | 28.19 | -28.1899 | -28.19 | 1000 | 1000 | 28.19 | 61.94
2016-08-31 10:00:00 | 0.089326 | 0.12923 | 0.80488 | 26.78 | -26.7799 | -26.78 | 1000 | 1000 | 26.78 | 62.35
2016-08-31 11:00:00 | 0.089326 | 0.12923 | 0.82247 | 27.06 | -27.0599 | -27.06 | 1000 | 1000 | 27.06 | 63.2
2016-08-31 12:00:00 | 0.089326 | 0.12923 | 0.87793 | 26.91 | -26.9099 | -26.91 | 1000 | 1000 | 26.91 | 60.62
2016-08-31 13:00:00 | 0.089326 | 0.12923 | 0.83028 | 27.05 | -27.0499 | -27.05 | 1000 | 1000 | 27.05 | 60.18
2016-08-31 14:00:00 | 0.089326 | 0.12923 | 0.73403 | 30.79 | -30.7899 | -30.79 | 1000 | 1000 | 30.79 | 58.13
2016-08-31 15:00:00 | 0.089326 | 0.12923 | 0.68907 | 35.94 | -35.9399 | -35.94 | 1000 | 1000 | 35.94 | 57.37
2016-08-31 16:00:00 | 0.089326 | 0.12923 | 0.6725 | 38.96 | -38.9599 | -38.96 | 1000 | 1000 | 38.96 | 55.51
2016-08-31 17:00:00 | 0.089326 | 0.12923 | 0.69967 | 40.94 | -40.9399 | -40.94 | 1000 | 1000 | 40.94 | 63.11
2016-08-31 18:00:00 | 0.089326 | 0.12923 | 0.75257 | 39.61 | -39.6099 | -39.61 | 1000 | 1000 | 39.61 | 65.4
2016-08-31 19:00:00 | 0.089326 | 0.12923 | 0.80864 | 35.96 | -35.9599 | -35.96 | 1000 | 1000 | 35.96 | 66.08
2016-08-31 20:00:00 | 0.089326 | 0.12923 | 0.80522 | 28.38 | -28.3799 | -28.38 | 1000 | 1000 | 28.38 | 66.36
2016-08-31 21:00:00 | 0.089326 | 0.12923 | 0.76479 | 24.2 | -24.1999 | -24.2 | 1000 | 1000 | 24.2 | 62.05
2016-08-31 22:00:00 | 0.089326 | 0.12923 | 0.70234 | 24.34 | -24.3399 | -24.34 | 1000 | 1000 | 24.34 | 53.1
2016-08-31 23:00:00 | 0.089326 | 0.12923 | 0.55862 | 23.73 | -23.7299 | -23.73 | 1000 | 1000 | 23.73 | 46.59
2016-09-01 00:00:00 | 0.089326 | 0.12923 | 0.38499 | 23.37 | -23.3699 | -23.37 | 1000 | 1000 | 23.37 | 47.43
2016-09-01 01:00:00 | 0.092544 | 0.13231 | 0.29435 | 22.98 | -22.9799 | -22.98 | 1000 | 1000 | 22.98 | 44.1
2016-09-01 02:00:00 | 0.11507 | 0.15385 | 0.26838 | 23.59 | -23.5899 | -23.59 | 1000 | 1000 | 23.59 | 43.32
2016-09-01 03:00:00 | 0.14081 | 0.17846 | 0.25636 | 25.1 | -25.0999 | -25.1 | 1000 | 1000 | 25.1 | 42.54
2016-09-01 04:00:00 | 0.16012 | 0.19692 | 0.27574 | 32.95 | -32.9499 | -32.95 | 1000 | 1000 | 32.95 | 43.99
2016-09-01 05:00:00 | 0.13438 | 0.17231 | 0.32711 | 37.97 | -37.9699 | -37.97 | 1000 | 1000 | 37.97 | 45.57
2016-09-01 06:00:00 | 0.092544 | 0.13231 | 0.49677 | 41.08 | -41.0799 | -41.08 | 1000 | 1000 | 41.08 | 51.29
2016-09-01 07:00:00 | 0.089326 | 0.12923 | 0.66071 | 38.24 | -38.2399 | -38.24 | 1000 | 1000 | 38.24 | 64.95
2016-09-01 08:00:00 | 0.089326 | 0.12923 | 0.77487 | 34.92 | -34.9199 | -34.92 | 1000 | 1000 | 34.92 | 66.63
2016-09-01 09:00:00 | 0.089326 | 0.12923 | 0.82093 | 32.98 | -32.9799 | -32.98 | 1000 | 1000 | 32.98 | 65.14
2016-09-01 10:00:00 | 0.089326 | 0.12923 | 0.80488 | 29.93 | -29.9299 | -29.93 | 1000 | 1000 | 29.93 | 64.9
2016-09-01 11:00:00 | 0.089326 | 0.12923 | 0.82247 | 28.68 | -28.6799 | -28.68 | 1000 | 1000 | 28.68 | 67.92
2016-09-01 12:00:00 | 0.089326 | 0.12923 | 0.87793 | 27.87 | -27.8699 | -27.87 | 1000 | 1000 | 27.87 | 69.1
2016-09-01 13:00:00 | 0.089326 | 0.12923 | 0.83028 | 27.88 | -27.8799 | -27.88 | 1000 | 1000 | 27.88 | 67.99
2016-09-01 14:00:00 | 0.089326 | 0.12923 | 0.73403 | 28.96 | -28.9599 | -28.96 | 1000 | 1000 | 28.96 | 64.93
2016-09-01 15:00:00 | 0.089326 | 0.12923 | 0.68907 | 34.06 | -34.0599 | -34.06 | 1000 | 1000 | 34.06 | 62.02
2016-09-01 16:00:00 | 0.089326 | 0.12923 | 0.6725 | 36.82 | -36.8199 | -36.82 | 1000 | 1000 | 36.82 | 60.26
2016-09-01 17:00:00 | 0.089326 | 0.12923 | 0.69967 | 38.96 | -38.9599 | -38.96 | 1000 | 1000 | 38.96 | 64.01
2016-09-01 18:00:00 | 0.089326 | 0.12923 | 0.75257 | 40.44 | -40.4399 | -40.44 | 1000 | 1000 | 40.44 | 64.95
2016-09-01 19:00:00 | 0.089326 | 0.12923 | 0.80864 | 37.93 | -37.9299 | -37.93 | 1000 | 1000 | 37.93 | 66.91
2016-09-01 20:00:00 | 0.089326 | 0.12923 | 0.80522 | 30.43 | -30.4299 | -30.43 | 1000 | 1000 | 30.43 | 72.83
2016-09-01 21:00:00 | 0.089326 | 0.12923 | 0.76479 | 26.93 | -26.9299 | -26.93 | 1000 | 1000 | 26.93 | 66.93
2016-09-01 22:00:00 | 0.089326 | 0.12923 | 0.70234 | 25.64 | -25.6399 | -25.64 | 1000 | 1000 | 25.64 | 57.64
2016-09-01 23:00:00 | 0.089326 | 0.12923 | 0.55862 | 23.89 | -23.8899 | -23.89 | 1000 | 1000 | 23.89 | 50.97
2016-09-02 00:00:00 | 0.089326 | 0.12923 | 0.38499 | 23.76 | -23.7599 | -23.76 | 1000 | 1000 | 23.76 | 48.12
2016-09-02 01:00:00 | 0.089326 | 0.12923 | 0.29435 | 22.91 | -22.9099 | -22.91 | 1000 | 1000 | 22.91 | 44.85
2016-09-02 02:00:00 | 0.089326 | 0.12923 | 0.26838 | 23.1 | -23.0999 | -23.1 | 1000 | 1000 | 23.1 | 43.99
2016-09-02 03:00:00 | 0.11507 | 0.15385 | 0.25636 | 25.97 | -25.9699 | -25.97 | 1000 | 1000 | 25.97 | 42.32
2016-09-02 04:00:00 | 0.13438 | 0.17231 | 0.27574 | 33.08 | -33.0799 | -33.08 | 1000 | 1000 | 33.08 | 43.23
2016-09-02 05:00:00 | 0.1569 | 0.19385 | 0.32711 | 38.41 | -38.4099 | -38.41 | 1000 | 1000 | 38.41 | 46.78
2016-09-02 06:00:00 | 0.09898 | 0.13846 | 0.49677 | 40.5 | -40.4999 | -40.5 | 1000 | 1000 | 40.5 | 53.17
2016-09-02 07:00:00 | 0.089326 | 0.12923 | 0.66071 | 37.91 | -37.9099 | -37.91 | 1000 | 1000 | 37.91 | 65.99
2016-09-02 08:00:00 | 0.089326 | 0.12923 | 0.77487 | 32.84 | -32.8399 | -32.84 | 1000 | 1000 | 32.84 | 66.59
2016-09-02 09:00:00 | 0.089326 | 0.12923 | 0.82093 | 29.59 | -29.5899 | -29.59 | 1000 | 1000 | 29.59 | 65.93
2016-09-02 10:00:00 | 0.089326 | 0.12923 | 0.80488 | 26.81 | -26.8099 | -26.81 | 1000 | 1000 | 26.81 | 67.96
2016-09-02 11:00:00 | 0.089326 | 0.12923 | 0.82247 | 25.69 | -25.6899 | -25.69 | 1000 | 1000 | 25.69 | 68.05
2016-09-02 12:00:00 | 0.089326 | 0.12923 | 0.87793 | 25.85 | -25.8499 | -25.85 | 1000 | 1000 | 25.85 | 66.91
2016-09-02 13:00:00 | 0.089326 | 0.12923 | 0.83028 | 27.94 | -27.9399 | -27.94 | 1000 | 1000 | 27.94 | 64.08
2016-09-02 14:00:00 | 0.089326 | 0.12923 | 0.73403 | 29.17 | -29.1699 | -29.17 | 1000 | 1000 | 29.17 | 61.07
2016-09-02 15:00:00 | 0.089326 | 0.12923 | 0.68907 | 34.01 | -34.0099 | -34.01 | 1000 | 1000 | 34.01 | 57.63
2016-09-02 16:00:00 | 0.089326 | 0.12923 | 0.6725 | 37.56 | -37.5599 | -37.56 | 1000 | 1000 | 37.56 | 56.78
2016-09-02 17:00:00 | 0.089326 | 0.12923 | 0.69967 | 37.98 | -37.9799 | -37.98 | 1000 | 1000 | 37.98 | 57.88
2016-09-02 18:00:00 | 0.089326 | 0.12923 | 0.75257 | 38.79 | -38.7899 | -38.79 | 1000 | 1000 | 38.79 | 61.06
2016-09-02 19:00:00 | 0.089326 | 0.12923 | 0.80864 | 34.99 | -34.9899 | -34.99 | 1000 | 1000 | 34.99 | 62.04
2016-09-02 20:00:00 | 0.089326 | 0.12923 | 0.80522 | 29.09 | -29.0899 | -29.09 | 1000 | 1000 | 29.09 | 62.09
2016-09-02 21:00:00 | 0.089326 | 0.12923 | 0.76479 | 27.61 | -27.6099 | -27.61 | 1000 | 1000 | 27.61 | 56.47
2016-09-02 22:00:00 | 0.089326 | 0.12923 | 0.70234 | 31.41 | -31.4099 | -31.41 | 1000 | 1000 | 31.41 | 53.79
2016-09-02 23:00:00 | 0.089326 | 0.12923 | 0.55862 | 28.04 | -28.0399 | -28.04 | 1000 | 1000 | 28.04 | 48.9
2016-09-03 00:00:00 | 0.089326 | 0.12923 | 0.43448 | 25.37 | -25.3699 | -25.37 | 1000 | 1000 | 25.37 | 50.49
2016-09-03 01:00:00 | 0.089326 | 0.12923 | 0.35271 | 24.88 | -24.8799 | -24.88 | 1000 | 1000 | 24.88 | 47.06
2016-09-03 02:00:00 | 0.089326 | 0.12923 | 0.29453 | 24.02 | -24.0199 | -24.02 | 1000 | 1000 | 24.02 | 43.92
2016-09-03 03:00:00 | 0.089326 | 0.12923 | 0.28312 | 24.92 | -24.9199 | -24.92 | 1000 | 1000 | 24.92 | 42.23
2016-09-03 04:00:00 | 0.089326 | 0.12923 | 0.28766 | 25.65 | -25.6499 | -25.65 | 1000 | 1000 | 25.65 | 42.07
2016-09-03 05:00:00 | 0.089326 | 0.12923 | 0.29561 | 29.44 | -29.4399 | -29.44 | 1000 | 1000 | 29.44 | 42.44
2016-09-03 06:00:00 | 0.089326 | 0.12923 | 0.35179 | 31.55 | -31.5499 | -31.55 | 1000 | 1000 | 31.55 | 43.95
2016-09-03 07:00:00 | 0.089326 | 0.12923 | 0.5156 | 32.95 | -32.9499 | -32.95 | 1000 | 1000 | 32.95 | 47.79
2016-09-03 08:00:00 | 0.089326 | 0.12923 | 0.71509 | 30.35 | -30.3499 | -30.35 | 1000 | 1000 | 30.35 | 50.7
2016-09-03 09:00:00 | 0.089326 | 0.12923 | 0.84809 | 29.06 | -29.0599 | -29.06 | 1000 | 1000 | 29.06 | 54.93
2016-09-03 10:00:00 | 0.089326 | 0.12923 | 0.89163 | 27.16 | -27.1599 | -27.16 | 1000 | 1000 | 27.16 | 59.26
2016-09-03 11:00:00 | 0.089326 | 0.12923 | 0.92322 | 25.09 | -25.0899 | -25.09 | 1000 | 1000 | 25.09 | 59.94
2016-09-03 12:00:00 | 0.089326 | 0.12923 | 0.96569 | 25.11 | -25.1099 | -25.11 | 1000 | 1000 | 25.11 | 59.52
2016-09-03 13:00:00 | 0.089326 | 0.12923 | 0.9165 | 25.36 | -25.3599 | -25.36 | 1000 | 1000 | 25.36 | 52.3
2016-09-03 14:00:00 | 0.089326 | 0.12923 | 0.79457 | 26.85 | -26.8499 | -26.85 | 1000 | 1000 | 26.85 | 51.13
2016-09-03 15:00:00 | 0.089326 | 0.12923 | 0.72708 | 30.44 | -30.4399 | -30.44 | 1000 | 1000 | 30.44 | 48.96
2016-09-03 16:00:00 | 0.089326 | 0.12923 | 0.70007 | 34.27 | -34.2699 | -34.27 | 1000 | 1000 | 34.27 | 48.32
2016-09-03 17:00:00 | 0.089326 | 0.12923 | 0.71577 | 37.56 | -37.5599 | -37.56 | 1000 | 1000 | 37.56 | 51.66
2016-09-03 18:00:00 | 0.089326 | 0.12923 | 0.79423 | 38.56 | -38.5599 | -38.56 | 1000 | 1000 | 38.56 | 55
2016-09-03 19:00:00 | 0.089326 | 0.12923 | 0.85492 | 37.67 | -37.6699 | -37.67 | 1000 | 1000 | 37.67 | 55.93
2016-09-03 20:00:00 | 0.089326 | 0.12923 | 0.82777 | 33.01 | -33.0099 | -33.01 | 1000 | 1000 | 33.01 | 59.8
2016-09-03 21:00:00 | 0.089326 | 0.12923 | 0.74686 | 28.93 | -28.9299 | -28.93 | 1000 | 1000 | 28.93 | 56.9
2016-09-03 22:00:00 | 0.089326 | 0.12923 | 0.71732 | 27.7 | -27.6999 | -27.7 | 1000 | 1000 | 27.7 | 51.89
2016-09-03 23:00:00 | 0.089326 | 0.12923 | 0.60822 | 25.02 | -25.0199 | -25.02 | 1000 | 1000 | 25.02 | 44.96
2016-09-04 00:00:00 | 0.089326 | 0.12923 | 0.45214 | 23.09 | -23.0899 | -23.09 | 1000 | 1000 | 23.09 | 45.41
2016-09-04 01:00:00 | 0.089326 | 0.12923 | 0.34401 | 22.04 | -22.0399 | -22.04 | 1000 | 1000 | 22.04 | 42.13
2016-09-04 02:00:00 | 0.089326 | 0.12923 | 0.28601 | 20.81 | -20.8099 | -20.81 | 1000 | 1000 | 20.81 | 39.32
2016-09-04 03:00:00 | 0.089326 | 0.12923 | 0.26624 | 20.09 | -20.0899 | -20.09 | 1000 | 1000 | 20.09 | 35.94
2016-09-04 04:00:00 | 0.089326 | 0.12923 | 0.26199 | 20.03 | -20.0299 | -20.03 | 1000 | 1000 | 20.03 | 37.03
2016-09-04 05:00:00 | 0.089326 | 0.12923 | 0.25637 | 22.02 | -22.0199 | -22.02 | 1000 | 1000 | 22.02 | 38.31
2016-09-04 06:00:00 | 0.089326 | 0.12923 | 0.26819 | 22.38 | -22.3799 | -22.38 | 1000 | 1000 | 22.38 | 38.28
2016-09-04 07:00:00 | 0.089326 | 0.12923 | 0.35225 | 23.5 | -23.4999 | -23.5 | 1000 | 1000 | 23.5 | 39.82
2016-09-04 08:00:00 | 0.089326 | 0.12923 | 0.53724 | 23.58 | -23.5799 | -23.58 | 1000 | 1000 | 23.58 | 42.35
2016-09-04 09:00:00 | 0.089326 | 0.12923 | 0.74695 | 24.99 | -24.9899 | -24.99 | 1000 | 1000 | 24.99 | 47.11
2016-09-04 10:00:00 | 0.089326 | 0.12923 | 0.86788 | 24.85 | -24.8499 | -24.85 | 1000 | 1000 | 24.85 | 50.08
2016-09-04 11:00:00 | 0.089326 | 0.12923 | 0.95599 | 23.49 | -23.4899 | -23.49 | 1000 | 1000 | 23.49 | 50.49
2016-09-04 12:00:00 | 0.089326 | 0.12923 | 0.97702 | 20.79 | -20.7899 | -20.79 | 1000 | 1000 | 20.79 | 51.61
2016-09-04 13:00:00 | 0.089326 | 0.12923 | 0.83282 | 20.52 | -20.5199 | -20.52 | 1000 | 1000 | 20.52 | 44.21
2016-09-04 14:00:00 | 0.089326 | 0.12923 | 0.69241 | 21.26 | -21.2599 | -21.26 | 1000 | 1000 | 21.26 | 43.9
2016-09-04 15:00:00 | 0.089326 | 0.12923 | 0.59885 | 22.94 | -22.9399 | -22.94 | 1000 | 1000 | 22.94 | 42.66
2016-09-04 16:00:00 | 0.089326 | 0.12923 | 0.52621 | 26.94 | -26.9399 | -26.94 | 1000 | 1000 | 26.94 | 43.7
2016-09-04 17:00:00 | 0.089326 | 0.12923 | 0.53897 | 30.31 | -30.3099 | -30.31 | 1000 | 1000 | 30.31 | 44.97
2016-09-04 18:00:00 | 0.089326 | 0.12923 | 0.62018 | 33.83 | -33.8299 | -33.83 | 1000 | 1000 | 33.83 | 47.58
2016-09-04 19:00:00 | 0.089326 | 0.12923 | 0.73239 | 31.79 | -31.7899 | -31.79 | 1000 | 1000 | 31.79 | 51.65
2016-09-04 20:00:00 | 0.089326 | 0.12923 | 0.76848 | 29.53 | -29.5299 | -29.53 | 1000 | 1000 | 29.53 | 60.27
2016-09-04 21:00:00 | 0.089326 | 0.12923 | 0.7291 | 25.06 | -25.0599 | -25.06 | 1000 | 1000 | 25.06 | 55
2016-09-04 22:00:00 | 0.089326 | 0.12923 | 0.67717 | 23.18 | -23.1799 | -23.18 | 1000 | 1000 | 23.18 | 52.24
2016-09-04 23:00:00 | 0.089326 | 0.12923 | 0.53066 | 22.3 | -22.2999 | -22.3 | 1000 | 1000 | 22.3 | 44
2016-09-05 00:00:00 | 0.089326 | 0.12923 | 0.38499 | 22.42 | -22.4199 | -22.42 | 1000 | 1000 | 22.42 | 44.55
2016-09-05 01:00:00 | 0.092544 | 0.13231 | 0.29435 | 21.73 | -21.7299 | -21.73 | 1000 | 1000 | 21.73 | 41.98
2016-09-05 02:00:00 | 0.092544 | 0.13231 | 0.26838 | 22.96 | -22.9599 | -22.96 | 1000 | 1000 | 22.96 | 40.75
2016-09-05 03:00:00 | 0.095762 | 0.13538 | 0.25636 | 24.96 | -24.9599 | -24.96 | 1000 | 1000 | 24.96 | 40.91
2016-09-05 04:00:00 | 0.09898 | 0.13846 | 0.27574 | 33.6 | -33.5999 | -33.6 | 1000 | 1000 | 33.6 | 39.33
2016-09-05 05:00:00 | 0.1022 | 0.14154 | 0.32711 | 42.98 | -42.9799 | -42.98 | 1000 | 1000 | 42.98 | 43.83
2016-09-05 06:00:00 | 0.092544 | 0.13231 | 0.49677 | 44.42 | -44.4199 | -44.42 | 1000 | 1000 | 44.42 | 55.29
2016-09-05 07:00:00 | 0.089326 | 0.12923 | 0.66071 | 43.31 | -43.3099 | -43.31 | 1000 | 1000 | 43.31 | 65.98
2016-09-05 08:00:00 | 0.089326 | 0.12923 | 0.77487 | 44.97 | -44.9699 | -44.97 | 1000 | 1000 | 44.97 | 69.55
2016-09-05 09:00:00 | 0.089326 | 0.12923 | 0.82093 | 48.01 | -48.0099 | -48.01 | 1000 | 1000 | 48.01 | 69.57
2016-09-05 10:00:00 | 0.089326 | 0.12923 | 0.80488 | 45.98 | -45.9799 | -45.98 | 1000 | 1000 | 45.98 | 70
2016-09-05 11:00:00 | 0.089326 | 0.12923 | 0.82247 | 44.22 | -44.2199 | -44.22 | 1000 | 1000 | 44.22 | 69.83
2016-09-05 12:00:00 | 0.089326 | 0.12923 | 0.87793 | 42.58 | -42.5799 | -42.58 | 1000 | 1000 | 42.58 | 65.42
2016-09-05 13:00:00 | 0.089326 | 0.12923 | 0.83028 | 43.03 | -43.0299 | -43.03 | 1000 | 1000 | 43.03 | 61.94
2016-09-05 14:00:00 | 0.089326 | 0.12923 | 0.73403 | 41.9 | -41.8999 | -41.9 | 1000 | 1000 | 41.9 | 55.75
2016-09-05 15:00:00 | 0.089326 | 0.12923 | 0.68907 | 41.98 | -41.9799 | -41.98 | 1000 | 1000 | 41.98 | 52.97
2016-09-05 16:00:00 | 0.089326 | 0.12923 | 0.6725 | 39.92 | -39.9199 | -39.92 | 1000 | 1000 | 39.92 | 49.78
2016-09-05 17:00:00 | 0.089326 | 0.12923 | 0.69967 | 43.12 | -43.1199 | -43.12 | 1000 | 1000 | 43.12 | 49.46
2016-09-05 18:00:00 | 0.089326 | 0.12923 | 0.75257 | 44.08 | -44.0799 | -44.08 | 1000 | 1000 | 44.08 | 51.34
2016-09-05 19:00:00 | 0.089326 | 0.12923 | 0.80864 | 40 | -39.9999 | -40 | 1000 | 1000 | 40 | 52.75
2016-09-05 20:00:00 | 0.095762 | 0.13538 | 0.80522 | 32.96 | -32.9599 | -32.96 | 1000 | 1000 | 32.96 | 58.35
2016-09-05 21:00:00 | 0.12472 | 0.16308 | 0.76479 | 28.07 | -28.0699 | -28.07 | 1000 | 1000 | 28.07 | 51.94
2016-09-05 22:00:00 | 0.17299 | 0.20923 | 0.70234 | 27.68 | -27.6799 | -27.68 | 1000 | 1000 | 27.68 | 48.14
2016-09-05 23:00:00 | 0.16334 | 0.2 | 0.55862 | 25.98 | -25.9799 | -25.98 | 1000 | 1000 | 25.98 | 43.8
2016-09-06 00:00:00 | 0.20517 | 0.24 | 0.38499 | 24.84 | -24.8399 | -24.84 | 1000 | 1000 | 24.84 | 39.22
2016-09-06 01:00:00 | 0.22448 | 0.25846 | 0.29435 | 23.76 | -23.7599 | -23.76 | 1000 | 1000 | 23.76 | 33.94
2016-09-06 02:00:00 | 0.25344 | 0.28615 | 0.26838 | 23.92 | -23.9199 | -23.92 | 1000 | 1000 | 23.92 | 24.7
2016-09-06 03:00:00 | 0.26631 | 0.29846 | 0.25636 | 26.43 | -26.4299 | -26.43 | 1000 | 1000 | 26.43 | 19.99
2016-09-06 04:00:00 | 0.25666 | 0.28923 | 0.27574 | 34.37 | -34.3699 | -34.37 | 1000 | 1000 | 34.37 | 26.25
2016-09-06 05:00:00 | 0.25022 | 0.28308 | 0.32711 | 42.97 | -42.9699 | -42.97 | 1000 | 1000 | 42.97 | 40.58
2016-09-06 06:00:00 | 0.19874 | 0.23385 | 0.49677 | 44.63 | -44.6299 | -44.63 | 1000 | 1000 | 44.63 | 51.78
2016-09-06 07:00:00 | 0.12472 | 0.16308 | 0.66071 | 41.96 | -41.9599 | -41.96 | 1000 | 1000 | 41.96 | 56.75
2016-09-06 08:00:00 | 0.089326 | 0.12923 | 0.77487 | 35.9 | -35.8999 | -35.9 | 1000 | 1000 | 35.9 | 57.33
2016-09-06 09:00:00 | 0.089326 | 0.12923 | 0.82093 | 33.76 | -33.7599 | -33.76 | 1000 | 1000 | 33.76 | 57.58
2016-09-06 10:00:00 | 0.089326 | 0.12923 | 0.80488 | 28.48 | -28.4799 | -28.48 | 1000 | 1000 | 28.48 | 54.25
2016-09-06 11:00:00 | 0.089326 | 0.12923 | 0.82247 | 27.98 | -27.9799 | -27.98 | 1000 | 1000 | 27.98 | 54.95
2016-09-06 12:00:00 | 0.089326 | 0.12923 | 0.87793 | 28.59 | -28.5899 | -28.59 | 1000 | 1000 | 28.59 | 49.03
2016-09-06 13:00:00 | 0.089326 | 0.12923 | 0.83028 | 29.02 | -29.0199 | -29.02 | 1000 | 1000 | 29.02 | 46.93
2016-09-06 14:00:00 | 0.089326 | 0.12923 | 0.73403 | 31.46 | -31.4599 | -31.46 | 1000 | 1000 | 31.46 | 46.63
2016-09-06 15:00:00 | 0.089326 | 0.12923 | 0.68907 | 37.95 | -37.9499 | -37.95 | 1000 | 1000 | 37.95 | 46.45
2016-09-06 16:00:00 | 0.089326 | 0.12923 | 0.6725 | 42.01 | -42.0099 | -42.01 | 1000 | 1000 | 42.01 | 46.51
2016-09-06 17:00:00 | 0.089326 | 0.12923 | 0.69967 | 45.16 | -45.1599 | -45.16 | 1000 | 1000 | 45.16 | 47.61
2016-09-06 18:00:00 | 0.089326 | 0.12923 | 0.75257 | 43.92 | -43.9199 | -43.92 | 1000 | 1000 | 43.92 | 52.21
2016-09-06 19:00:00 | 0.089326 | 0.12923 | 0.80864 | 38.55 | -38.5499 | -38.55 | 1000 | 1000 | 38.55 | 54.96
2016-09-06 20:00:00 | 0.089326 | 0.12923 | 0.80522 | 28 | -27.9999 | -28 | 1000 | 1000 | 28 | 61.27
2016-09-06 21:00:00 | 0.1022 | 0.14154 | 0.76479 | 26.82 | -26.8199 | -26.82 | 1000 | 1000 | 26.82 | 52.81
2016-09-06 22:00:00 | 0.11829 | 0.15692 | 0.70234 | 24.8 | -24.7999 | -24.8 | 1000 | 1000 | 24.8 | 48.78
2016-09-06 23:00:00 | 0.12472 | 0.16308 | 0.55862 | 23.64 | -23.6399 | -23.64 | 1000 | 1000 | 23.64 | 39.12
2016-09-07 00:00:00 | 0.15368 | 0.19077 | 0.38499 | 23.32 | -23.3199 | -23.32 | 1000 | 1000 | 23.32 | 15.83
2016-09-07 01:00:00 | 0.14403 | 0.18154 | 0.29435 | 23.16 | -23.1599 | -23.16 | 1000 | 1000 | 23.16 | 14.43
2016-09-07 02:00:00 | 0.19874 | 0.23385 | 0.26838 | 23.18 | -23.1799 | -23.18 | 1000 | 1000 | 23.18 | 11.16
2016-09-07 03:00:00 | 0.19552 | 0.23077 | 0.25636 | 25.11 | -25.1099 | -25.11 | 1000 | 1000 | 25.11 | 10.49
2016-09-07 04:00:00 | 0.20839 | 0.24308 | 0.27574 | 32.42 | -32.4199 | -32.42 | 1000 | 1000 | 32.42 | 10.43
2016-09-07 05:00:00 | 0.20839 | 0.24308 | 0.32711 | 37.97 | -37.9699 | -37.97 | 1000 | 1000 | 37.97 | 15.79
2016-09-07 06:00:00 | 0.12472 | 0.16308 | 0.49677 | 38.13 | -38.1299 | -38.13 | 1000 | 1000 | 38.13 | 45.62
2016-09-07 07:00:00 | 0.089326 | 0.12923 | 0.66071 | 34.07 | -34.0699 | -34.07 | 1000 | 1000 | 34.07 | 51.56
2016-09-07 08:00:00 | 0.089326 | 0.12923 | 0.77487 | 29.95 | -29.9499 | -29.95 | 1000 | 1000 | 29.95 | 54.57
2016-09-07 09:00:00 | 0.089326 | 0.12923 | 0.82093 | 28.92 | -28.9199 | -28.92 | 1000 | 1000 | 28.92 | 56.19
2016-09-07 10:00:00 | 0.089326 | 0.12923 | 0.80488 | 26.92 | -26.9199 | -26.92 | 1000 | 1000 | 26.92 | 56.58
2016-09-07 11:00:00 | 0.089326 | 0.12923 | 0.82247 | 26.41 | -26.4099 | -26.41 | 1000 | 1000 | 26.41 | 59.44
2016-09-07 12:00:00 | 0.089326 | 0.12923 | 0.87793 | 27.25 | -27.2499 | -27.25 | 1000 | 1000 | 27.25 | 54.72
2016-09-07 13:00:00 | 0.089326 | 0.12923 | 0.83028 | 27.92 | -27.9199 | -27.92 | 1000 | 1000 | 27.92 | 51.99
2016-09-07 14:00:00 | 0.089326 | 0.12923 | 0.73403 | 28.93 | -28.9299 | -28.93 | 1000 | 1000 | 28.93 | 51.2
2016-09-07 15:00:00 | 0.089326 | 0.12923 | 0.68907 | 36.93 | -36.9299 | -36.93 | 1000 | 1000 | 36.93 | 51.17
2016-09-07 16:00:00 | 0.089326 | 0.12923 | 0.6725 | 40.7 | -40.6999 | -40.7 | 1000 | 1000 | 40.7 | 50.09
2016-09-07 17:00:00 | 0.089326 | 0.12923 | 0.69967 | 44.35 | -44.3499 | -44.35 | 1000 | 1000 | 44.35 | 53.02
2016-09-07 18:00:00 | 0.089326 | 0.12923 | 0.75257 | 41.9 | -41.8999 | -41.9 | 1000 | 1000 | 41.9 | 58.29
2016-09-07 19:00:00 | 0.089326 | 0.12923 | 0.80864 | 36.94 | -36.9399 | -36.94 | 1000 | 1000 | 36.94 | 60.41
2016-09-07 20:00:00 | 0.089326 | 0.12923 | 0.80522 | 28.85 | -28.8499 | -28.85 | 1000 | 1000 | 28.85 | 62.78
2016-09-07 21:00:00 | 0.089326 | 0.12923 | 0.76479 | 26.59 | -26.5899 | -26.59 | 1000 | 1000 | 26.59 | 58.93
2016-09-07 22:00:00 | 0.089326 | 0.12923 | 0.70234 | 25.59 | -25.5899 | -25.59 | 1000 | 1000 | 25.59 | 53.26
2016-09-07 23:00:00 | 0.089326 | 0.12923 | 0.55862 | 24.07 | -24.0699 | -24.07 | 1000 | 1000 | 24.07 | 46.62
2016-09-08 00:00:00 | 0.089326 | 0.12923 | 0.38499 | 23.5 | -23.4999 | -23.5 | 1000 | 1000 | 23.5 | 43.8
2016-09-08 01:00:00 | 0.089326 | 0.12923 | 0.29435 | 23.08 | -23.0799 | -23.08 | 1000 | 1000 | 23.08 | 40.4
2016-09-08 02:00:00 | 0.10542 | 0.14462 | 0.26838 | 23.1 | -23.0999 | -23.1 | 1000 | 1000 | 23.1 | 29.49
2016-09-08 03:00:00 | 0.11829 | 0.15692 | 0.25636 | 24.24 | -24.2399 | -24.24 | 1000 | 1000 | 24.24 | 18.75
2016-09-08 04:00:00 | 0.092544 | 0.13231 | 0.27574 | 31.91 | -31.9099 | -31.91 | 1000 | 1000 | 31.91 | 19.92
2016-09-08 05:00:00 | 0.13438 | 0.17231 | 0.32711 | 38.71 | -38.7099 | -38.71 | 1000 | 1000 | 38.71 | 36.04
2016-09-08 06:00:00 | 0.089326 | 0.12923 | 0.49677 | 39.62 | -39.6199 | -39.62 | 1000 | 1000 | 39.62 | 49.17
2016-09-08 07:00:00 | 0.089326 | 0.12923 | 0.66071 | 38.31 | -38.3099 | -38.31 | 1000 | 1000 | 38.31 | 53.85
2016-09-08 08:00:00 | 0.089326 | 0.12923 | 0.77487 | 32.92 | -32.9199 | -32.92 | 1000 | 1000 | 32.92 | 57.45
2016-09-08 09:00:00 | 0.089326 | 0.12923 | 0.82093 | 28.67 | -28.6699 | -28.67 | 1000 | 1000 | 28.67 | 60.03
2016-09-08 10:00:00 | 0.089326 | 0.12923 | 0.80488 | 27.48 | -27.4799 | -27.48 | 1000 | 1000 | 27.48 | 60.23
2016-09-08 11:00:00 | 0.089326 | 0.12923 | 0.82247 | 26.28 | -26.2799 | -26.28 | 1000 | 1000 | 26.28 | 62.09
2016-09-08 12:00:00 | 0.089326 | 0.12923 | 0.87793 | 26.85 | -26.8499 | -26.85 | 1000 | 1000 | 26.85 | 61.04
2016-09-08 13:00:00 | 0.089326 | 0.12923 | 0.83028 | 27.7 | -27.6999 | -27.7 | 1000 | 1000 | 27.7 | 60
2016-09-08 14:00:00 | 0.089326 | 0.12923 | 0.73403 | 29.51 | -29.5099 | -29.51 | 1000 | 1000 | 29.51 | 56.99
2016-09-08 15:00:00 | 0.089326 | 0.12923 | 0.68907 | 35.92 | -35.9199 | -35.92 | 1000 | 1000 | 35.92 | 53.2
2016-09-08 16:00:00 | 0.089326 | 0.12923 | 0.6725 | 40.41 | -40.4099 | -40.41 | 1000 | 1000 | 40.41 | 51.97
2016-09-08 17:00:00 | 0.089326 | 0.12923 | 0.69967 | 42.59 | -42.5899 | -42.59 | 1000 | 1000 | 42.59 | 53.03
2016-09-08 18:00:00 | 0.089326 | 0.12923 | 0.75257 | 41.3 | -41.2999 | -41.3 | 1000 | 1000 | 41.3 | 59.39
2016-09-08 19:00:00 | 0.089326 | 0.12923 | 0.80864 | 36.91 | -36.9099 | -36.91 | 1000 | 1000 | 36.91 | 58.01
2016-09-08 20:00:00 | 0.089326 | 0.12923 | 0.80522 | 28.65 | -28.6499 | -28.65 | 1000 | 1000 | 28.65 | 62.41
2016-09-08 21:00:00 | 0.089326 | 0.12923 | 0.76479 | 25.99 | -25.9899 | -25.99 | 1000 | 1000 | 25.99 | 59.67
2016-09-08 22:00:00 | 0.089326 | 0.12923 | 0.70234 | 25.08 | -25.0799 | -25.08 | 1000 | 1000 | 25.08 | 53.2
2016-09-08 23:00:00 | 0.089326 | 0.12923 | 0.55862 | 23.81 | -23.8099 | -23.81 | 1000 | 1000 | 23.81 | 47.82
2016-09-09 00:00:00 | 0.089326 | 0.12923 | 0.38499 | 23.49 | -23.4899 | -23.49 | 1000 | 1000 | 23.49 | 47.13
2016-09-09 01:00:00 | 0.089326 | 0.12923 | 0.29435 | 22.97 | -22.9699 | -22.97 | 1000 | 1000 | 22.97 | 44.48
2016-09-09 02:00:00 | 0.089326 | 0.12923 | 0.26838 | 23.26 | -23.2599 | -23.26 | 1000 | 1000 | 23.26 | 43.63
2016-09-09 03:00:00 | 0.089326 | 0.12923 | 0.25636 | 24.82 | -24.8199 | -24.82 | 1000 | 1000 | 24.82 | 42.53
2016-09-09 04:00:00 | 0.089326 | 0.12923 | 0.27574 | 33.77 | -33.7699 | -33.77 | 1000 | 1000 | 33.77 | 44.07
2016-09-09 05:00:00 | 0.09898 | 0.13846 | 0.32711 | 40.22 | -40.2199 | -40.22 | 1000 | 1000 | 40.22 | 45.56
2016-09-09 06:00:00 | 0.089326 | 0.12923 | 0.49677 | 41.94 | -41.9399 | -41.94 | 1000 | 1000 | 41.94 | 57.06
2016-09-09 07:00:00 | 0.089326 | 0.12923 | 0.66071 | 40.99 | -40.9899 | -40.99 | 1000 | 1000 | 40.99 | 69.94
2016-09-09 08:00:00 | 0.089326 | 0.12923 | 0.77487 | 36.88 | -36.8799 | -36.88 | 1000 | 1000 | 36.88 | 69.86
2016-09-09 09:00:00 | 0.089326 | 0.12923 | 0.82093 | 34.06 | -34.0599 | -34.06 | 1000 | 1000 | 34.06 | 72.5
2016-09-09 10:00:00 | 0.089326 | 0.12923 | 0.80488 | 31.8 | -31.7999 | -31.8 | 1000 | 1000 | 31.8 | 78.05
2016-09-09 11:00:00 | 0.089326 | 0.12923 | 0.82247 | 29.04 | -29.0399 | -29.04 | 1000 | 1000 | 29.04 | 82.52
2016-09-09 12:00:00 | 0.089326 | 0.12923 | 0.87793 | 27.86 | -27.8599 | -27.86 | 1000 | 1000 | 27.86 | 76.5
2016-09-09 13:00:00 | 0.089326 | 0.12923 | 0.83028 | 29.49 | -29.4899 | -29.49 | 1000 | 1000 | 29.49 | 68.73
2016-09-09 14:00:00 | 0.089326 | 0.12923 | 0.73403 | 30.29 | -30.2899 | -30.29 | 1000 | 1000 | 30.29 | 67.04
2016-09-09 15:00:00 | 0.089326 | 0.12923 | 0.68907 | 35.89 | -35.8899 | -35.89 | 1000 | 1000 | 35.89 | 61.2
2016-09-09 16:00:00 | 0.089326 | 0.12923 | 0.6725 | 39.77 | -39.7699 | -39.77 | 1000 | 1000 | 39.77 | 58.34
2016-09-09 17:00:00 | 0.089326 | 0.12923 | 0.69967 | 41.92 | -41.9199 | -41.92 | 1000 | 1000 | 41.92 | 64.07
2016-09-09 18:00:00 | 0.089326 | 0.12923 | 0.75257 | 41.42 | -41.4199 | -41.42 | 1000 | 1000 | 41.42 | 64.04
2016-09-09 19:00:00 | 0.089326 | 0.12923 | 0.80864 | 38.27 | -38.2699 | -38.27 | 1000 | 1000 | 38.27 | 64.07
2016-09-09 20:00:00 | 0.089326 | 0.12923 | 0.80522 | 30.73 | -30.7299 | -30.73 | 1000 | 1000 | 30.73 | 76.85
2016-09-09 21:00:00 | 0.089326 | 0.12923 | 0.76479 | 28.01 | -28.0099 | -28.01 | 1000 | 1000 | 28.01 | 59.14
2016-09-09 22:00:00 | 0.089326 | 0.12923 | 0.70234 | 33.02 | -33.0199 | -33.02 | 1000 | 1000 | 33.02 | 55.84
2016-09-09 23:00:00 | 0.1022 | 0.14154 | 0.55862 | 27.11 | -27.1099 | -27.11 | 1000 | 1000 | 27.11 | 51.63
2016-09-10 00:00:00 | 0.13116 | 0.16923 | 0.43448 | 27.42 | -27.4199 | -27.42 | 1000 | 1000 | 27.42 | 51.76
2016-09-10 01:00:00 | 0.15368 | 0.19077 | 0.35271 | 24.25 | -24.2499 | -24.25 | 1000 | 1000 | 24.25 | 47.43
2016-09-10 02:00:00 | 0.17621 | 0.21231 | 0.29453 | 23.75 | -23.7499 | -23.75 | 1000 | 1000 | 23.75 | 44.98
2016-09-10 03:00:00 | 0.17299 | 0.20923 | 0.28312 | 24.2 | -24.1999 | -24.2 | 1000 | 1000 | 24.2 | 44.01
2016-09-10 04:00:00 | 0.19552 | 0.23077 | 0.28766 | 25.51 | -25.5099 | -25.51 | 1000 | 1000 | 25.51 | 43.58
2016-09-10 05:00:00 | 0.19552 | 0.23077 | 0.29561 | 29.04 | -29.0399 | -29.04 | 1000 | 1000 | 29.04 | 44.73
2016-09-10 06:00:00 | 0.14403 | 0.18154 | 0.35179 | 29.75 | -29.7499 | -29.75 | 1000 | 1000 | 29.75 | 44.21
2016-09-10 07:00:00 | 0.089326 | 0.12923 | 0.5156 | 29.94 | -29.9399 | -29.94 | 1000 | 1000 | 29.94 | 47.82
2016-09-10 08:00:00 | 0.089326 | 0.12923 | 0.71509 | 25.22 | -25.2199 | -25.22 | 1000 | 1000 | 25.22 | 49.01
2016-09-10 09:00:00 | 0.089326 | 0.12923 | 0.84809 | 23.69 | -23.6899 | -23.69 | 1000 | 1000 | 23.69 | 56.19
2016-09-10 10:00:00 | 0.089326 | 0.12923 | 0.89163 | 23.08 | -23.0799 | -23.08 | 1000 | 1000 | 23.08 | 58.9
2016-09-10 11:00:00 | 0.089326 | 0.12923 | 0.92322 | 23.06 | -23.0599 | -23.06 | 1000 | 1000 | 23.06 | 57.91
2016-09-10 12:00:00 | 0.089326 | 0.12923 | 0.96569 | 23.06 | -23.0599 | -23.06 | 1000 | 1000 | 23.06 | 56.51
2016-09-10 13:00:00 | 0.089326 | 0.12923 | 0.9165 | 25.61 | -25.6099 | -25.61 | 1000 | 1000 | 25.61 | 51.5
2016-09-10 14:00:00 | 0.089326 | 0.12923 | 0.79457 | 28.65 | -28.6499 | -28.65 | 1000 | 1000 | 28.65 | 46.9
2016-09-10 15:00:00 | 0.089326 | 0.12923 | 0.72708 | 31.99 | -31.9899 | -31.99 | 1000 | 1000 | 31.99 | 46.2
2016-09-10 16:00:00 | 0.089326 | 0.12923 | 0.70007 | 34.05 | -34.0499 | -34.05 | 1000 | 1000 | 34.05 | 46.08
2016-09-10 17:00:00 | 0.089326 | 0.12923 | 0.71577 | 38.7 | -38.6999 | -38.7 | 1000 | 1000 | 38.7 | 48.04
2016-09-10 18:00:00 | 0.089326 | 0.12923 | 0.79423 | 38.98 | -38.9799 | -38.98 | 1000 | 1000 | 38.98 | 52.18
2016-09-10 19:00:00 | 0.089326 | 0.12923 | 0.85492 | 34.08 | -34.0799 | -34.08 | 1000 | 1000 | 34.08 | 53.19
2016-09-10 20:00:00 | 0.089326 | 0.12923 | 0.82777 | 30.65 | -30.6499 | -30.65 | 1000 | 1000 | 30.65 | 57.7
2016-09-10 21:00:00 | 0.089326 | 0.12923 | 0.74686 | 26.76 | -26.7599 | -26.76 | 1000 | 1000 | 26.76 | 49.64
2016-09-10 22:00:00 | 0.089326 | 0.12923 | 0.71732 | 24.05 | -24.0499 | -24.05 | 1000 | 1000 | 24.05 | 48.13
2016-09-10 23:00:00 | 0.089326 | 0.12923 | 0.60822 | 22.87 | -22.8699 | -22.87 | 1000 | 1000 | 22.87 | 42.67
2016-09-11 00:00:00 | 0.089326 | 0.12923 | 0.45214 | 22.51 | -22.5099 | -22.51 | 1000 | 1000 | 22.51 | 21.09
2016-09-11 01:00:00 | 0.089326 | 0.12923 | 0.34401 | 21.73 | -21.7299 | -21.73 | 1000 | 1000 | 21.73 | 20.3
2016-09-11 02:00:00 | 0.089326 | 0.12923 | 0.28601 | 21.1 | -21.0999 | -21.1 | 1000 | 1000 | 21.1 | 17.06
2016-09-11 03:00:00 | 0.11507 | 0.15385 | 0.26624 | 22.09 | -22.0899 | -22.09 | 1000 | 1000 | 22.09 | 14.24
2016-09-11 04:00:00 | 0.09898 | 0.13846 | 0.26199 | 22.94 | -22.9399 | -22.94 | 1000 | 1000 | 22.94 | 17.06
2016-09-11 05:00:00 | 0.10863 | 0.14769 | 0.25637 | 22.93 | -22.9299 | -22.93 | 1000 | 1000 | 22.93 | 24.03
2016-09-11 06:00:00 | 0.089326 | 0.12923 | 0.26819 | 24.07 | -24.0699 | -24.07 | 1000 | 1000 | 24.07 | 28.01
2016-09-11 07:00:00 | 0.089326 | 0.12923 | 0.35225 | 25.11 | -25.1099 | -25.11 | 1000 | 1000 | 25.11 | 29.96
2016-09-11 08:00:00 | 0.089326 | 0.12923 | 0.53724 | 24.96 | -24.9599 | -24.96 | 1000 | 1000 | 24.96 | 34.55
2016-09-11 09:00:00 | 0.089326 | 0.12923 | 0.74695 | 25.48 | -25.4799 | -25.48 | 1000 | 1000 | 25.48 | 40.94
2016-09-11 10:00:00 | 0.089326 | 0.12923 | 0.86788 | 25.16 | -25.1599 | -25.16 | 1000 | 1000 | 25.16 | 42.57
2016-09-11 11:00:00 | 0.089326 | 0.12923 | 0.95599 | 24.54 | -24.5399 | -24.54 | 1000 | 1000 | 24.54 | 48.06
2016-09-11 12:00:00 | 0.089326 | 0.12923 | 0.97702 | 23.48 | -23.4799 | -23.48 | 1000 | 1000 | 23.48 | 49
2016-09-11 13:00:00 | 0.089326 | 0.12923 | 0.83282 | 23.42 | -23.4199 | -23.42 | 1000 | 1000 | 23.42 | 44.12
2016-09-11 14:00:00 | 0.089326 | 0.12923 | 0.69241 | 24.01 | -24.0099 | -24.01 | 1000 | 1000 | 24.01 | 42.57
2016-09-11 15:00:00 | 0.089326 | 0.12923 | 0.59885 | 28.73 | -28.7299 | -28.73 | 1000 | 1000 | 28.73 | 40.97
2016-09-11 16:00:00 | 0.089326 | 0.12923 | 0.52621 | 36.36 | -36.3599 | -36.36 | 1000 | 1000 | 36.36 | 42.28
2016-09-11 17:00:00 | 0.089326 | 0.12923 | 0.53897 | 39.85 | -39.8499 | -39.85 | 1000 | 1000 | 39.85 | 50.91
2016-09-11 18:00:00 | 0.089326 | 0.12923 | 0.62018 | 42.57 | -42.5699 | -42.57 | 1000 | 1000 | 42.57 | 53.57
2016-09-11 19:00:00 | 0.089326 | 0.12923 | 0.73239 | 38.93 | -38.9299 | -38.93 | 1000 | 1000 | 38.93 | 57.13
2016-09-11 20:00:00 | 0.089326 | 0.12923 | 0.76848 | 35.94 | -35.9399 | -35.94 | 1000 | 1000 | 35.94 | 64.51
2016-09-11 21:00:00 | 0.089326 | 0.12923 | 0.7291 | 31.27 | -31.2699 | -31.27 | 1000 | 1000 | 31.27 | 57
2016-09-11 22:00:00 | 0.089326 | 0.12923 | 0.67717 | 24.06 | -24.0599 | -24.06 | 1000 | 1000 | 24.06 | 53.7
2016-09-11 23:00:00 | 0.089326 | 0.12923 | 0.53066 | 23.45 | -23.4499 | -23.45 | 1000 | 1000 | 23.45 | 47.53
2016-09-12 00:00:00 | 0.089326 | 0.12923 | 0.38499 | 22.88 | -22.8799 | -22.88 | 1000 | 1000 | 22.88 | 33.87
2016-09-12 01:00:00 | 0.089326 | 0.12923 | 0.29435 | 22.15 | -22.1499 | -22.15 | 1000 | 1000 | 22.15 | 28.07
2016-09-12 02:00:00 | 0.089326 | 0.12923 | 0.26838 | 22.75 | -22.7499 | -22.75 | 1000 | 1000 | 22.75 | 18.97
2016-09-12 03:00:00 | 0.089326 | 0.12923 | 0.25636 | 24.12 | -24.1199 | -24.12 | 1000 | 1000 | 24.12 | 20.62
2016-09-12 04:00:00 | 0.089326 | 0.12923 | 0.27574 | 36.69 | -36.6899 | -36.69 | 1000 | 1000 | 36.69 | 23.17
2016-09-12 05:00:00 | 0.089326 | 0.12923 | 0.32711 | 43 | -42.9999 | -43 | 1000 | 1000 | 43 | 40.94
2016-09-12 06:00:00 | 0.089326 | 0.12923 | 0.49677 | 42.53 | -42.5299 | -42.53 | 1000 | 1000 | 42.53 | 53.75
2016-09-12 07:00:00 | 0.089326 | 0.12923 | 0.66071 | 39.43 | -39.4299 | -39.43 | 1000 | 1000 | 39.43 | 66.92
2016-09-12 08:00:00 | 0.089326 | 0.12923 | 0.77487 | 33.5 | -33.4999 | -33.5 | 1000 | 1000 | 33.5 | 65.9
2016-09-12 09:00:00 | 0.089326 | 0.12923 | 0.82093 | 30.71 | -30.7099 | -30.71 | 1000 | 1000 | 30.71 | 63.2
2016-09-12 10:00:00 | 0.089326 | 0.12923 | 0.80488 | 30.16 | -30.1599 | -30.16 | 1000 | 1000 | 30.16 | 64.94
2016-09-12 11:00:00 | 0.089326 | 0.12923 | 0.82247 | 29.61 | -29.6099 | -29.61 | 1000 | 1000 | 29.61 | 63.24
2016-09-12 12:00:00 | 0.089326 | 0.12923 | 0.87793 | 31.15 | -31.1499 | -31.15 | 1000 | 1000 | 31.15 | 60.74
2016-09-12 13:00:00 | 0.089326 | 0.12923 | 0.83028 | 32.69 | -32.6899 | -32.69 | 1000 | 1000 | 32.69 | 60.03
2016-09-12 14:00:00 | 0.089326 | 0.12923 | 0.73403 | 36.66 | -36.6599 | -36.66 | 1000 | 1000 | 36.66 | 55.99
2016-09-12 15:00:00 | 0.089326 | 0.12923 | 0.68907 | 41.81 | -41.8099 | -41.81 | 1000 | 1000 | 41.81 | 53.04
2016-09-12 16:00:00 | 0.089326 | 0.12923 | 0.6725 | 42.97 | -42.9699 | -42.97 | 1000 | 1000 | 42.97 | 51.02
2016-09-12 17:00:00 | 0.089326 | 0.12923 | 0.69967 | 46.73 | -46.7299 | -46.73 | 1000 | 1000 | 46.73 | 51.54
2016-09-12 18:00:00 | 0.089326 | 0.12923 | 0.75257 | 42.83 | -42.8299 | -42.83 | 1000 | 1000 | 42.83 | 53.98
2016-09-12 19:00:00 | 0.089326 | 0.12923 | 0.80864 | 37.93 | -37.9299 | -37.93 | 1000 | 1000 | 37.93 | 59.16
2016-09-12 20:00:00 | 0.089326 | 0.12923 | 0.80522 | 30.65 | -30.6499 | -30.65 | 1000 | 1000 | 30.65 | 61.19
2016-09-12 21:00:00 | 0.089326 | 0.12923 | 0.76479 | 26.59 | -26.5899 | -26.59 | 1000 | 1000 | 26.59 | 48.85
2016-09-12 22:00:00 | 0.089326 | 0.12923 | 0.70234 | 26.64 | -26.6399 | -26.64 | 1000 | 1000 | 26.64 | 45.34
2016-09-12 23:00:00 | 0.089326 | 0.12923 | 0.55862 | 24.8 | -24.7999 | -24.8 | 1000 | 1000 | 24.8 | 29.97
2016-09-13 00:00:00 | 0.089326 | 0.12923 | 0.38499 | 24.01 | -24.0099 | -24.01 | 1000 | 1000 | 24.01 | 21.15
2016-09-13 01:00:00 | 0.089326 | 0.12923 | 0.29435 | 23.52 | -23.5199 | -23.52 | 1000 | 1000 | 23.52 | 18.92
2016-09-13 02:00:00 | 0.089326 | 0.12923 | 0.26838 | 23.55 | -23.5499 | -23.55 | 1000 | 1000 | 23.55 | 18.71
2016-09-13 03:00:00 | 0.089326 | 0.12923 | 0.25636 | 26.39 | -26.3899 | -26.39 | 1000 | 1000 | 26.39 | 17.01
2016-09-13 04:00:00 | 0.089326 | 0.12923 | 0.27574 | 37.48 | -37.4799 | -37.48 | 1000 | 1000 | 37.48 | 17.24
2016-09-13 05:00:00 | 0.089326 | 0.12923 | 0.32711 | 44.44 | -44.4399 | -44.44 | 1000 | 1000 | 44.44 | 36.26
2016-09-13 06:00:00 | 0.089326 | 0.12923 | 0.49677 | 42.76 | -42.7599 | -42.76 | 1000 | 1000 | 42.76 | 49.62
2016-09-13 07:00:00 | 0.089326 | 0.12923 | 0.66071 | 38.92 | -38.9199 | -38.92 | 1000 | 1000 | 38.92 | 59.49
2016-09-13 08:00:00 | 0.089326 | 0.12923 | 0.77487 | 35.91 | -35.9099 | -35.91 | 1000 | 1000 | 35.91 | 61.33
2016-09-13 09:00:00 | 0.089326 | 0.12923 | 0.82093 | 32.74 | -32.7399 | -32.74 | 1000 | 1000 | 32.74 | 61.98
2016-09-13 10:00:00 | 0.089326 | 0.12923 | 0.80488 | 28.13 | -28.1299 | -28.13 | 1000 | 1000 | 28.13 | 61.1
2016-09-13 11:00:00 | 0.089326 | 0.12923 | 0.82247 | 27.62 | -27.6199 | -27.62 | 1000 | 1000 | 27.62 | 61.22
2016-09-13 12:00:00 | 0.089326 | 0.12923 | 0.87793 | 28.73 | -28.7299 | -28.73 | 1000 | 1000 | 28.73 | 59.36
2016-09-13 13:00:00 | 0.089326 | 0.12923 | 0.83028 | 28.25 | -28.2499 | -28.25 | 1000 | 1000 | 28.25 | 57
2016-09-13 14:00:00 | 0.089326 | 0.12923 | 0.73403 | 30.23 | -30.2299 | -30.23 | 1000 | 1000 | 30.23 | 55.85
2016-09-13 15:00:00 | 0.089326 | 0.12923 | 0.68907 | 37.42 | -37.4199 | -37.42 | 1000 | 1000 | 37.42 | 52.77
2016-09-13 16:00:00 | 0.089326 | 0.12923 | 0.6725 | 40.42 | -40.4199 | -40.42 | 1000 | 1000 | 40.42 | 51.3
2016-09-13 17:00:00 | 0.089326 | 0.12923 | 0.69967 | 41.93 | -41.9299 | -41.93 | 1000 | 1000 | 41.93 | 54.61
2016-09-13 18:00:00 | 0.089326 | 0.12923 | 0.75257 | 38.94 | -38.9399 | -38.94 | 1000 | 1000 | 38.94 | 59.26
2016-09-13 19:00:00 | 0.089326 | 0.12923 | 0.80864 | 33.52 | -33.5199 | -33.52 | 1000 | 1000 | 33.52 | 60.1
2016-09-13 20:00:00 | 0.089326 | 0.12923 | 0.80522 | 25.76 | -25.7599 | -25.76 | 1000 | 1000 | 25.76 | 66.26
2016-09-13 21:00:00 | 0.089326 | 0.12923 | 0.76479 | 24.27 | -24.2699 | -24.27 | 1000 | 1000 | 24.27 | 56.98
2016-09-13 22:00:00 | 0.089326 | 0.12923 | 0.70234 | 23 | -22.9999 | -23 | 1000 | 1000 | 23 | 49.88
2016-09-13 23:00:00 | 0.089326 | 0.12923 | 0.55862 | 22.17 | -22.1699 | -22.17 | 1000 | 1000 | 22.17 | 46.26
2016-09-14 00:00:00 | 0.089326 | 0.12923 | 0.38499 | 21.34 | -21.3399 | -21.34 | 1000 | 1000 | 21.34 | 39.9
2016-09-14 01:00:00 | 0.089326 | 0.12923 | 0.29435 | 21.85 | -21.8499 | -21.85 | 1000 | 1000 | 21.85 | 37.25
2016-09-14 02:00:00 | 0.089326 | 0.12923 | 0.26838 | 22.74 | -22.7399 | -22.74 | 1000 | 1000 | 22.74 | 24.91
2016-09-14 03:00:00 | 0.089326 | 0.12923 | 0.25636 | 23.31 | -23.3099 | -23.31 | 1000 | 1000 | 23.31 | 19.03
2016-09-14 04:00:00 | 0.089326 | 0.12923 | 0.27574 | 33.22 | -33.2199 | -33.22 | 1000 | 1000 | 33.22 | 18.93
2016-09-14 05:00:00 | 0.089326 | 0.12923 | 0.32711 | 38.98 | -38.9799 | -38.98 | 1000 | 1000 | 38.98 | 37.04
2016-09-14 06:00:00 | 0.089326 | 0.12923 | 0.49677 | 39.9 | -39.8999 | -39.9 | 1000 | 1000 | 39.9 | 49.26
2016-09-14 07:00:00 | 0.089326 | 0.12923 | 0.66071 | 34.95 | -34.9499 | -34.95 | 1000 | 1000 | 34.95 | 58.9
2016-09-14 08:00:00 | 0.089326 | 0.12923 | 0.77487 | 31.8 | -31.7999 | -31.8 | 1000 | 1000 | 31.8 | 61.26
2016-09-14 09:00:00 | 0.089326 | 0.12923 | 0.82093 | 31.9 | -31.8999 | -31.9 | 1000 | 1000 | 31.9 | 60.04
2016-09-14 10:00:00 | 0.089326 | 0.12923 | 0.80488 | 27.03 | -27.0299 | -27.03 | 1000 | 1000 | 27.03 | 59.44
2016-09-14 11:00:00 | 0.089326 | 0.12923 | 0.82247 | 25.23 | -25.2299 | -25.23 | 1000 | 1000 | 25.23 | 60.85
2016-09-14 12:00:00 | 0.089326 | 0.12923 | 0.87793 | 26.22 | -26.2199 | -26.22 | 1000 | 1000 | 26.22 | 59.44
2016-09-14 13:00:00 | 0.089326 | 0.12923 | 0.83028 | 26.95 | -26.9499 | -26.95 | 1000 | 1000 | 26.95 | 55.49
2016-09-14 14:00:00 | 0.089326 | 0.12923 | 0.73403 | 28.55 | -28.5499 | -28.55 | 1000 | 1000 | 28.55 | 52.75
2016-09-14 15:00:00 | 0.089326 | 0.12923 | 0.68907 | 35.69 | -35.6899 | -35.69 | 1000 | 1000 | 35.69 | 53.07
2016-09-14 16:00:00 | 0.089326 | 0.12923 | 0.6725 | 37.66 | -37.6599 | -37.66 | 1000 | 1000 | 37.66 | 51.81
2016-09-14 17:00:00 | 0.089326 | 0.12923 | 0.69967 | 37.44 | -37.4399 | -37.44 | 1000 | 1000 | 37.44 | 55.42
2016-09-14 18:00:00 | 0.089326 | 0.12923 | 0.75257 | 34.1 | -34.0999 | -34.1 | 1000 | 1000 | 34.1 | 61.02
2016-09-14 19:00:00 | 0.089326 | 0.12923 | 0.80864 | 26.84 | -26.8399 | -26.84 | 1000 | 1000 | 26.84 | 69.09
2016-09-14 20:00:00 | 0.089326 | 0.12923 | 0.80522 | 24.27 | -24.2699 | -24.27 | 1000 | 1000 | 24.27 | 73.43
2016-09-14 21:00:00 | 0.089326 | 0.12923 | 0.76479 | 22.96 | -22.9599 | -22.96 | 1000 | 1000 | 22.96 | 59.3
2016-09-14 22:00:00 | 0.089326 | 0.12923 | 0.70234 | 22.93 | -22.9299 | -22.93 | 1000 | 1000 | 22.93 | 53.19
2016-09-14 23:00:00 | 0.089326 | 0.12923 | 0.55862 | 21.88 | -21.8799 | -21.88 | 1000 | 1000 | 21.88 | 44.91
2016-09-15 00:00:00 | 0.089326 | 0.12923 | 0.35579 | 21.42 | -21.4199 | -21.42 | 1000 | 1000 | 21.42 | 46.94
2016-09-15 01:00:00 | 0.089326 | 0.12923 | 0.2723 | 21.13 | -21.1299 | -21.13 | 1000 | 1000 | 21.13 | 41.31
2016-09-15 02:00:00 | 0.089326 | 0.12923 | 0.24656 | 21.35 | -21.3499 | -21.35 | 1000 | 1000 | 21.35 | 40.97
2016-09-15 03:00:00 | 0.089326 | 0.12923 | 0.24182 | 23.05 | -23.0499 | -23.05 | 1000 | 1000 | 23.05 | 40.12
2016-09-15 04:00:00 | 0.16977 | 0.20615 | 0.25666 | 27.01 | -27.0099 | -27.01 | 1000 | 1000 | 27.01 | 40.94
2016-09-15 05:00:00 | 0.16656 | 0.20308 | 0.30259 | 37.08 | -37.0799 | -37.08 | 1000 | 1000 | 37.08 | 41.34
2016-09-15 06:00:00 | 0.089326 | 0.12923 | 0.48151 | 37.01 | -37.0099 | -37.01 | 1000 | 1000 | 37.01 | 53.2
2016-09-15 07:00:00 | 0.089326 | 0.12923 | 0.66658 | 33.71 | -33.7099 | -33.71 | 1000 | 1000 | 33.71 | 65.36
2016-09-15 08:00:00 | 0.089326 | 0.12923 | 0.76801 | 27.96 | -27.9599 | -27.96 | 1000 | 1000 | 27.96 | 65.73
2016-09-15 09:00:00 | 0.089326 | 0.12923 | 0.79951 | 26.83 | -26.8299 | -26.83 | 1000 | 1000 | 26.83 | 63.99
2016-09-15 10:00:00 | 0.089326 | 0.12923 | 0.78557 | 24.79 | -24.7899 | -24.79 | 1000 | 1000 | 24.79 | 61.95
2016-09-15 11:00:00 | 0.089326 | 0.12923 | 0.79764 | 24.71 | -24.7099 | -24.71 | 1000 | 1000 | 24.71 | 62.09
2016-09-15 12:00:00 | 0.089326 | 0.12923 | 0.85187 | 23.99 | -23.9899 | -23.99 | 1000 | 1000 | 23.99 | 60.69
2016-09-15 13:00:00 | 0.089326 | 0.12923 | 0.80371 | 26.63 | -26.6299 | -26.63 | 1000 | 1000 | 26.63 | 59.46
2016-09-15 14:00:00 | 0.089326 | 0.12923 | 0.71281 | 26.99 | -26.9899 | -26.99 | 1000 | 1000 | 26.99 | 58.55
2016-09-15 15:00:00 | 0.089326 | 0.12923 | 0.66962 | 32.15 | -32.1499 | -32.15 | 1000 | 1000 | 32.15 | 58.61
2016-09-15 16:00:00 | 0.089326 | 0.12923 | 0.64249 | 37.22 | -37.2199 | -37.22 | 1000 | 1000 | 37.22 | 57.66
2016-09-15 17:00:00 | 0.089326 | 0.12923 | 0.6827 | 38.86 | -38.8599 | -38.86 | 1000 | 1000 | 38.86 | 61.97
2016-09-15 18:00:00 | 0.089326 | 0.12923 | 0.76871 | 37.41 | -37.4099 | -37.41 | 1000 | 1000 | 37.41 | 64.99
2016-09-15 19:00:00 | 0.089326 | 0.12923 | 0.84092 | 29 | -28.9999 | -29 | 1000 | 1000 | 29 | 67.68
2016-09-15 20:00:00 | 0.089326 | 0.12923 | 0.81374 | 25.06 | -25.0599 | -25.06 | 1000 | 1000 | 25.06 | 71.56
2016-09-15 21:00:00 | 0.089326 | 0.12923 | 0.75678 | 23.02 | -23.0199 | -23.02 | 1000 | 1000 | 23.02 | 63.61
2016-09-15 22:00:00 | 0.089326 | 0.12923 | 0.66533 | 22.26 | -22.2599 | -22.26 | 1000 | 1000 | 22.26 | 57.93
2016-09-15 23:00:00 | 0.089326 | 0.12923 | 0.5102 | 21.24 | -21.2399 | -21.24 | 1000 | 1000 | 21.24 | 48.07
2016-09-16 00:00:00 | 0.089326 | 0.12923 | 0.35579 | 21.22 | -21.2199 | -21.22 | 1000 | 1000 | 21.22 | 42.8
2016-09-16 01:00:00 | 0.089326 | 0.12923 | 0.2723 | 21.29 | -21.2899 | -21.29 | 1000 | 1000 | 21.29 | 42.04
2016-09-16 02:00:00 | 0.09898 | 0.13846 | 0.24656 | 20.35 | -20.3499 | -20.35 | 1000 | 1000 | 20.35 | 42.37
2016-09-16 03:00:00 | 0.13438 | 0.17231 | 0.24182 | 22.59 | -22.5899 | -22.59 | 1000 | 1000 | 22.59 | 42.02
2016-09-16 04:00:00 | 0.14081 | 0.17846 | 0.25666 | 31.47 | -31.4699 | -31.47 | 1000 | 1000 | 31.47 | 42.8
2016-09-16 05:00:00 | 0.1376 | 0.17538 | 0.30259 | 39.96 | -39.9599 | -39.96 | 1000 | 1000 | 39.96 | 44.36
2016-09-16 06:00:00 | 0.11185 | 0.15077 | 0.48151 | 40.7 | -40.6999 | -40.7 | 1000 | 1000 | 40.7 | 62.01
2016-09-16 07:00:00 | 0.089326 | 0.12923 | 0.66658 | 39.98 | -39.9799 | -39.98 | 1000 | 1000 | 39.98 | 79.92
2016-09-16 08:00:00 | 0.089326 | 0.12923 | 0.76801 | 38.98 | -38.9799 | -38.98 | 1000 | 1000 | 38.98 | 78.59
2016-09-16 09:00:00 | 0.089326 | 0.12923 | 0.79951 | 37.81 | -37.8099 | -37.81 | 1000 | 1000 | 37.81 | 67.03
2016-09-16 10:00:00 | 0.089326 | 0.12923 | 0.78557 | 36 | -35.9999 | -36 | 1000 | 1000 | 36 | 65.67
2016-09-16 11:00:00 | 0.089326 | 0.12923 | 0.79764 | 31.95 | -31.9499 | -31.95 | 1000 | 1000 | 31.95 | 66.05
2016-09-16 12:00:00 | 0.089326 | 0.12923 | 0.85187 | 29.84 | -29.8399 | -29.84 | 1000 | 1000 | 29.84 | 65.94
2016-09-16 13:00:00 | 0.089326 | 0.12923 | 0.80371 | 33.99 | -33.9899 | -33.99 | 1000 | 1000 | 33.99 | 60.97
2016-09-16 14:00:00 | 0.089326 | 0.12923 | 0.71281 | 35.61 | -35.6099 | -35.61 | 1000 | 1000 | 35.61 | 56.95
2016-09-16 15:00:00 | 0.089326 | 0.12923 | 0.66962 | 38.28 | -38.2799 | -38.28 | 1000 | 1000 | 38.28 | 54.8
2016-09-16 16:00:00 | 0.089326 | 0.12923 | 0.64249 | 40.1 | -40.0999 | -40.1 | 1000 | 1000 | 40.1 | 54.14
2016-09-16 17:00:00 | 0.089326 | 0.12923 | 0.6827 | 41.75 | -41.7499 | -41.75 | 1000 | 1000 | 41.75 | 62.96
2016-09-16 18:00:00 | 0.089326 | 0.12923 | 0.76871 | 40.99 | -40.9899 | -40.99 | 1000 | 1000 | 40.99 | 66.38
2016-09-16 19:00:00 | 0.089326 | 0.12923 | 0.84092 | 36.5 | -36.4999 | -36.5 | 1000 | 1000 | 36.5 | 68.76
2016-09-16 20:00:00 | 0.089326 | 0.12923 | 0.81374 | 30.74 | -30.7399 | -30.74 | 1000 | 1000 | 30.74 | 66.55
2016-09-16 21:00:00 | 0.089326 | 0.12923 | 0.75678 | 25.16 | -25.1599 | -25.16 | 1000 | 1000 | 25.16 | 56.18
2016-09-16 22:00:00 | 0.089326 | 0.12923 | 0.66533 | 29.84 | -29.8399 | -29.84 | 1000 | 1000 | 29.84 | 53.85
2016-09-16 23:00:00 | 0.089326 | 0.12923 | 0.5102 | 26.32 | -26.3199 | -26.32 | 1000 | 1000 | 26.32 | 50.82
2016-09-17 00:00:00 | 0.089326 | 0.12923 | 0.39269 | 24.08 | -24.0799 | -24.08 | 1000 | 1000 | 24.08 | 54.56
2016-09-17 01:00:00 | 0.089326 | 0.12923 | 0.32007 | 22.81 | -22.8099 | -22.81 | 1000 | 1000 | 22.81 | 48.81
2016-09-17 02:00:00 | 0.089326 | 0.12923 | 0.27054 | 22.25 | -22.2499 | -22.25 | 1000 | 1000 | 22.25 | 44.83
2016-09-17 03:00:00 | 0.092544 | 0.13231 | 0.2573 | 22.91 | -22.9099 | -22.91 | 1000 | 1000 | 22.91 | 41.73
2016-09-17 04:00:00 | 0.10542 | 0.14462 | 0.25708 | 24.91 | -24.9099 | -24.91 | 1000 | 1000 | 24.91 | 37.08
2016-09-17 05:00:00 | 0.11507 | 0.15385 | 0.2679 | 27.92 | -27.9199 | -27.92 | 1000 | 1000 | 27.92 | 37.96
2016-09-17 06:00:00 | 0.10863 | 0.14769 | 0.32786 | 31.41 | -31.4099 | -31.41 | 1000 | 1000 | 31.41 | 45.11
2016-09-17 07:00:00 | 0.092544 | 0.13231 | 0.51632 | 36.93 | -36.9299 | -36.93 | 1000 | 1000 | 36.93 | 46
2016-09-17 08:00:00 | 0.089326 | 0.12923 | 0.72881 | 36.91 | -36.9099 | -36.91 | 1000 | 1000 | 36.91 | 50.56
2016-09-17 09:00:00 | 0.089326 | 0.12923 | 0.83671 | 36.08 | -36.0799 | -36.08 | 1000 | 1000 | 36.08 | 59.68
2016-09-17 10:00:00 | 0.089326 | 0.12923 | 0.89575 | 30.53 | -30.5299 | -30.53 | 1000 | 1000 | 30.53 | 60.99
2016-09-17 11:00:00 | 0.089326 | 0.12923 | 0.93645 | 25.1 | -25.0999 | -25.1 | 1000 | 1000 | 25.1 | 59.98
2016-09-17 12:00:00 | 0.089326 | 0.12923 | 0.97446 | 24.79 | -24.7899 | -24.79 | 1000 | 1000 | 24.79 | 59.37
2016-09-17 13:00:00 | 0.089326 | 0.12923 | 0.93367 | 24.14 | -24.1399 | -24.14 | 1000 | 1000 | 24.14 | 54.94
2016-09-17 14:00:00 | 0.089326 | 0.12923 | 0.82041 | 24.93 | -24.9299 | -24.93 | 1000 | 1000 | 24.93 | 50.12
2016-09-17 15:00:00 | 0.089326 | 0.12923 | 0.73445 | 27.85 | -27.8499 | -27.85 | 1000 | 1000 | 27.85 | 49.4
2016-09-17 16:00:00 | 0.089326 | 0.12923 | 0.70905 | 27.03 | -27.0299 | -27.03 | 1000 | 1000 | 27.03 | 49.24
2016-09-17 17:00:00 | 0.089326 | 0.12923 | 0.76491 | 32.52 | -32.5199 | -32.52 | 1000 | 1000 | 32.52 | 55.1
2016-09-17 18:00:00 | 0.089326 | 0.12923 | 0.87191 | 31.98 | -31.9799 | -31.98 | 1000 | 1000 | 31.98 | 58.5
2016-09-17 19:00:00 | 0.089326 | 0.12923 | 0.93772 | 24.57 | -24.5699 | -24.57 | 1000 | 1000 | 24.57 | 62.93
2016-09-17 20:00:00 | 0.089326 | 0.12923 | 0.86663 | 23.51 | -23.5099 | -23.51 | 1000 | 1000 | 23.51 | 67.77
2016-09-17 21:00:00 | 0.089326 | 0.12923 | 0.72173 | 23.19 | -23.1899 | -23.19 | 1000 | 1000 | 23.19 | 59.94
2016-09-17 22:00:00 | 0.10542 | 0.14462 | 0.6763 | 21.22 | -21.2199 | -21.22 | 1000 | 1000 | 21.22 | 57.51
2016-09-17 23:00:00 | 0.13116 | 0.16923 | 0.57413 | 22.39 | -22.3899 | -22.39 | 1000 | 1000 | 22.39 | 52.71
2016-09-18 00:00:00 | 0.14081 | 0.17846 | 0.42848 | 21.22 | -21.2199 | -21.22 | 1000 | 1000 | 21.22 | 49.12
2016-09-18 01:00:00 | 0.16012 | 0.19692 | 0.3248 | 20 | -19.9999 | -20 | 1000 | 1000 | 20 | 45.51
2016-09-18 02:00:00 | 0.17299 | 0.20923 | 0.2597 | 18.43 | -18.4299 | -18.43 | 1000 | 1000 | 18.43 | 37.03
2016-09-18 03:00:00 | 0.19874 | 0.23385 | 0.23571 | 19.53 | -19.5299 | -19.53 | 1000 | 1000 | 19.53 | 32.4
2016-09-18 04:00:00 | 0.2277 | 0.26154 | 0.22974 | 20.43 | -20.4299 | -20.43 | 1000 | 1000 | 20.43 | 28.51
2016-09-18 05:00:00 | 0.25022 | 0.28308 | 0.23181 | 20.73 | -20.7299 | -20.73 | 1000 | 1000 | 20.73 | 32.38
2016-09-18 06:00:00 | 0.22448 | 0.25846 | 0.24273 | 22.77 | -22.7699 | -22.77 | 1000 | 1000 | 22.77 | 28.31
2016-09-18 07:00:00 | 0.18586 | 0.22154 | 0.33217 | 24.78 | -24.7799 | -24.78 | 1000 | 1000 | 24.78 | 32.33
2016-09-18 08:00:00 | 0.10863 | 0.14769 | 0.53135 | 24.56 | -24.5599 | -24.56 | 1000 | 1000 | 24.56 | 40.9
2016-09-18 09:00:00 | 0.089326 | 0.12923 | 0.74639 | 24.98 | -24.9799 | -24.98 | 1000 | 1000 | 24.98 | 43.67
2016-09-18 10:00:00 | 0.089326 | 0.12923 | 0.8642 | 24 | -23.9999 | -24 | 1000 | 1000 | 24 | 49.33
2016-09-18 11:00:00 | 0.089326 | 0.12923 | 0.95828 | 24.1 | -24.0999 | -24.1 | 1000 | 1000 | 24.1 | 53.38
2016-09-18 12:00:00 | 0.089326 | 0.12923 | 0.97557 | 23.15 | -23.1499 | -23.15 | 1000 | 1000 | 23.15 | 54.82
2016-09-18 13:00:00 | 0.089326 | 0.12923 | 0.80626 | 22.93 | -22.9299 | -22.93 | 1000 | 1000 | 22.93 | 47.18
2016-09-18 14:00:00 | 0.089326 | 0.12923 | 0.66004 | 23.2 | -23.1999 | -23.2 | 1000 | 1000 | 23.2 | 44.72
2016-09-18 15:00:00 | 0.089326 | 0.12923 | 0.58723 | 27.16 | -27.1599 | -27.16 | 1000 | 1000 | 27.16 | 42.96
2016-09-18 16:00:00 | 0.089326 | 0.12923 | 0.52352 | 32.54 | -32.5399 | -32.54 | 1000 | 1000 | 32.54 | 43.02
2016-09-18 17:00:00 | 0.089326 | 0.12923 | 0.55331 | 36.11 | -36.1099 | -36.11 | 1000 | 1000 | 36.11 | 46.74
2016-09-18 18:00:00 | 0.089326 | 0.12923 | 0.67192 | 34.94 | -34.9399 | -34.94 | 1000 | 1000 | 34.94 | 56.99
2016-09-18 19:00:00 | 0.089326 | 0.12923 | 0.77603 | 31.1 | -31.0999 | -31.1 | 1000 | 1000 | 31.1 | 64.07
2016-09-18 20:00:00 | 0.089326 | 0.12923 | 0.75374 | 27.94 | -27.9399 | -27.94 | 1000 | 1000 | 27.94 | 66.15
2016-09-18 21:00:00 | 0.089326 | 0.12923 | 0.70206 | 25.46 | -25.4599 | -25.46 | 1000 | 1000 | 25.46 | 56.46
2016-09-18 22:00:00 | 0.09898 | 0.13846 | 0.62189 | 24.56 | -24.5599 | -24.56 | 1000 | 1000 | 24.56 | 54.87
2016-09-18 23:00:00 | 0.12472 | 0.16308 | 0.46945 | 24.15 | -24.1499 | -24.15 | 1000 | 1000 | 24.15 | 44.38
2016-09-19 00:00:00 | 0.1376 | 0.17538 | 0.35579 | 23.78 | -23.7799 | -23.78 | 1000 | 1000 | 23.78 | 42.24
2016-09-19 01:00:00 | 0.14081 | 0.17846 | 0.2723 | 22.44 | -22.4399 | -22.44 | 1000 | 1000 | 22.44 | 33.71
2016-09-19 02:00:00 | 0.14725 | 0.18462 | 0.24656 | 22.05 | -22.0499 | -22.05 | 1000 | 1000 | 22.05 | 35.09
2016-09-19 03:00:00 | 0.16334 | 0.2 | 0.24182 | 23.91 | -23.9099 | -23.91 | 1000 | 1000 | 23.91 | 35.2
2016-09-19 04:00:00 | 0.23413 | 0.26769 | 0.25666 | 36.06 | -36.0599 | -36.06 | 1000 | 1000 | 36.06 | 37.28
2016-09-19 05:00:00 | 0.28562 | 0.31692 | 0.30259 | 42.31 | -42.3099 | -42.31 | 1000 | 1000 | 42.31 | 44
2016-09-19 06:00:00 | 0.26309 | 0.29538 | 0.48151 | 44.6 | -44.5999 | -44.6 | 1000 | 1000 | 44.6 | 73.31
2016-09-19 07:00:00 | 0.21161 | 0.24615 | 0.66658 | 43.91 | -43.9099 | -43.91 | 1000 | 1000 | 43.91 | 77.82
2016-09-19 08:00:00 | 0.1569 | 0.19385 | 0.76801 | 43.95 | -43.9499 | -43.95 | 1000 | 1000 | 43.95 | 74.97
2016-09-19 09:00:00 | 0.089326 | 0.12923 | 0.79951 | 43.97 | -43.9699 | -43.97 | 1000 | 1000 | 43.97 | 77.51
2016-09-19 10:00:00 | 0.089326 | 0.12923 | 0.78557 | 41.27 | -41.2699 | -41.27 | 1000 | 1000 | 41.27 | 75.9
2016-09-19 11:00:00 | 0.089326 | 0.12923 | 0.79764 | 39.31 | -39.3099 | -39.31 | 1000 | 1000 | 39.31 | 79.93
2016-09-19 12:00:00 | 0.089326 | 0.12923 | 0.85187 | 37.68 | -37.6799 | -37.68 | 1000 | 1000 | 37.68 | 75.81
2016-09-19 13:00:00 | 0.089326 | 0.12923 | 0.80371 | 37.93 | -37.9299 | -37.93 | 1000 | 1000 | 37.93 | 74.75
2016-09-19 14:00:00 | 0.089326 | 0.12923 | 0.71281 | 37.78 | -37.7799 | -37.78 | 1000 | 1000 | 37.78 | 70.43
2016-09-19 15:00:00 | 0.089326 | 0.12923 | 0.66962 | 39.22 | -39.2199 | -39.22 | 1000 | 1000 | 39.22 | 66.65
2016-09-19 16:00:00 | 0.089326 | 0.12923 | 0.64249 | 39.9 | -39.8999 | -39.9 | 1000 | 1000 | 39.9 | 63.19
2016-09-19 17:00:00 | 0.10863 | 0.14769 | 0.6827 | 41.99 | -41.9899 | -41.99 | 1000 | 1000 | 41.99 | 64.02
2016-09-19 18:00:00 | 0.1923 | 0.22769 | 0.76871 | 40.1 | -40.0999 | -40.1 | 1000 | 1000 | 40.1 | 68.32
2016-09-19 19:00:00 | 0.20517 | 0.24 | 0.84092 | 30 | -29.9999 | -30 | 1000 | 1000 | 30 | 70.35
2016-09-19 20:00:00 | 0.20839 | 0.24308 | 0.81374 | 28.01 | -28.0099 | -28.01 | 1000 | 1000 | 28.01 | 69.95
2016-09-19 21:00:00 | 0.23092 | 0.26462 | 0.75678 | 26.02 | -26.0199 | -26.02 | 1000 | 1000 | 26.02 | 58.43
2016-09-19 22:00:00 | 0.2277 | 0.26154 | 0.66533 | 24.79 | -24.7899 | -24.79 | 1000 | 1000 | 24.79 | 53.31
2016-09-19 23:00:00 | 0.26953 | 0.30154 | 0.5102 | 24.83 | -24.8299 | -24.83 | 1000 | 1000 | 24.83 | 48.24
2016-09-20 00:00:00 | 0.27597 | 0.30769 | 0.35579 | 23.51 | -23.5099 | -23.51 | 1000 | 1000 | 23.51 | 44.79
2016-09-20 01:00:00 | 0.30493 | 0.33538 | 0.2723 | 23.06 | -23.0599 | -23.06 | 1000 | 1000 | 23.06 | 39.97
2016-09-20 02:00:00 | 0.3532 | 0.38154 | 0.24656 | 23.44 | -23.4399 | -23.44 | 1000 | 1000 | 23.44 | 35.17
2016-09-20 03:00:00 | 0.34354 | 0.37231 | 0.24182 | 25.24 | -25.2399 | -25.24 | 1000 | 1000 | 25.24 | 34.17
2016-09-20 04:00:00 | 0.29527 | 0.32615 | 0.25666 | 32.73 | -32.7299 | -32.73 | 1000 | 1000 | 32.73 | 37.62
2016-09-20 05:00:00 | 0.27918 | 0.31077 | 0.30259 | 42.96 | -42.9599 | -42.96 | 1000 | 1000 | 42.96 | 42.99
2016-09-20 06:00:00 | 0.24379 | 0.27692 | 0.48151 | 43.88 | -43.8799 | -43.88 | 1000 | 1000 | 43.88 | 53.19
2016-09-20 07:00:00 | 0.19874 | 0.23385 | 0.66658 | 42.77 | -42.7699 | -42.77 | 1000 | 1000 | 42.77 | 61.2
2016-09-20 08:00:00 | 0.12472 | 0.16308 | 0.76801 | 42.18 | -42.1799 | -42.18 | 1000 | 1000 | 42.18 | 68.98
2016-09-20 09:00:00 | 0.089326 | 0.12923 | 0.79951 | 41.17 | -41.1699 | -41.17 | 1000 | 1000 | 41.17 | 68.87
2016-09-20 10:00:00 | 0.089326 | 0.12923 | 0.78557 | 38.21 | -38.2099 | -38.21 | 1000 | 1000 | 38.21 | 69.91
2016-09-20 11:00:00 | 0.089326 | 0.12923 | 0.79764 | 35.6 | -35.5999 | -35.6 | 1000 | 1000 | 35.6 | 71.25
2016-09-20 12:00:00 | 0.089326 | 0.12923 | 0.85187 | 34.22 | -34.2199 | -34.22 | 1000 | 1000 | 34.22 | 70.76
2016-09-20 13:00:00 | 0.089326 | 0.12923 | 0.80371 | 34.55 | -34.5499 | -34.55 | 1000 | 1000 | 34.55 | 68.09
2016-09-20 14:00:00 | 0.089326 | 0.12923 | 0.71281 | 36.08 | -36.0799 | -36.08 | 1000 | 1000 | 36.08 | 64.24
2016-09-20 15:00:00 | 0.089326 | 0.12923 | 0.66962 | 39.13 | -39.1299 | -39.13 | 1000 | 1000 | 39.13 | 61.52
2016-09-20 16:00:00 | 0.089326 | 0.12923 | 0.64249 | 42.07 | -42.0699 | -42.07 | 1000 | 1000 | 42.07 | 56.97
2016-09-20 17:00:00 | 0.089326 | 0.12923 | 0.6827 | 46.8 | -46.7999 | -46.8 | 1000 | 1000 | 46.8 | 60.96
2016-09-20 18:00:00 | 0.089326 | 0.12923 | 0.76871 | 41.95 | -41.9499 | -41.95 | 1000 | 1000 | 41.95 | 67.23
2016-09-20 19:00:00 | 0.089326 | 0.12923 | 0.84092 | 35.06 | -35.0599 | -35.06 | 1000 | 1000 | 35.06 | 72.92
2016-09-20 20:00:00 | 0.1022 | 0.14154 | 0.81374 | 28.54 | -28.5399 | -28.54 | 1000 | 1000 | 28.54 | 74.07
2016-09-20 21:00:00 | 0.10863 | 0.14769 | 0.75678 | 26.03 | -26.0299 | -26.03 | 1000 | 1000 | 26.03 | 63.09
2016-09-20 22:00:00 | 0.14725 | 0.18462 | 0.66533 | 25.43 | -25.4299 | -25.43 | 1000 | 1000 | 25.43 | 56.18
2016-09-20 23:00:00 | 0.15368 | 0.19077 | 0.5102 | 24.94 | -24.9399 | -24.94 | 1000 | 1000 | 24.94 | 47.22
2016-09-21 00:00:00 | 0.18908 | 0.22462 | 0.35579 | 24.11 | -24.1099 | -24.11 | 1000 | 1000 | 24.11 | 43.11
2016-09-21 01:00:00 | 0.20195 | 0.23692 | 0.2723 | 24.13 | -24.1299 | -24.13 | 1000 | 1000 | 24.13 | 37.54
2016-09-21 02:00:00 | 0.18908 | 0.22462 | 0.24656 | 24.09 | -24.0899 | -24.09 | 1000 | 1000 | 24.09 | 34.36
2016-09-21 03:00:00 | 0.20839 | 0.24308 | 0.24182 | 25.71 | -25.7099 | -25.71 | 1000 | 1000 | 25.71 | 31.59
2016-09-21 04:00:00 | 0.23413 | 0.26769 | 0.25666 | 36.97 | -36.9699 | -36.97 | 1000 | 1000 | 36.97 | 36.12
2016-09-21 05:00:00 | 0.20195 | 0.23692 | 0.30259 | 48.19 | -48.1899 | -48.19 | 1000 | 1000 | 48.19 | 43.28
2016-09-21 06:00:00 | 0.16012 | 0.19692 | 0.48151 | 49.71 | -49.7099 | -49.71 | 1000 | 1000 | 49.71 | 59.23
2016-09-21 07:00:00 | 0.17621 | 0.21231 | 0.66658 | 44.5 | -44.4999 | -44.5 | 1000 | 1000 | 44.5 | 69.94
2016-09-21 08:00:00 | 0.1569 | 0.19385 | 0.76801 | 39.98 | -39.9799 | -39.98 | 1000 | 1000 | 39.98 | 70
2016-09-21 09:00:00 | 0.095762 | 0.13538 | 0.79951 | 36.03 | -36.0299 | -36.03 | 1000 | 1000 | 36.03 | 69.87
2016-09-21 10:00:00 | 0.089326 | 0.12923 | 0.78557 | 32.15 | -32.1499 | -32.15 | 1000 | 1000 | 32.15 | 68.62
2016-09-21 11:00:00 | 0.089326 | 0.12923 | 0.79764 | 31.92 | -31.9199 | -31.92 | 1000 | 1000 | 31.92 | 69.94
2016-09-21 12:00:00 | 0.089326 | 0.12923 | 0.85187 | 30.7 | -30.6999 | -30.7 | 1000 | 1000 | 30.7 | 65.08
2016-09-21 13:00:00 | 0.089326 | 0.12923 | 0.80371 | 32.81 | -32.8099 | -32.81 | 1000 | 1000 | 32.81 | 63.07
2016-09-21 14:00:00 | 0.089326 | 0.12923 | 0.71281 | 35.36 | -35.3599 | -35.36 | 1000 | 1000 | 35.36 | 59.61
2016-09-21 15:00:00 | 0.089326 | 0.12923 | 0.66962 | 42.7 | -42.6999 | -42.7 | 1000 | 1000 | 42.7 | 57.31
2016-09-21 16:00:00 | 0.089326 | 0.12923 | 0.64249 | 45 | -44.9999 | -45 | 1000 | 1000 | 45 | 53.27
2016-09-21 17:00:00 | 0.089326 | 0.12923 | 0.6827 | 48.75 | -48.7499 | -48.75 | 1000 | 1000 | 48.75 | 56.02
2016-09-21 18:00:00 | 0.1022 | 0.14154 | 0.76871 | 43.87 | -43.8699 | -43.87 | 1000 | 1000 | 43.87 | 60.44
2016-09-21 19:00:00 | 0.13116 | 0.16923 | 0.84092 | 37.96 | -37.9599 | -37.96 | 1000 | 1000 | 37.96 | 69.06
2016-09-21 20:00:00 | 0.18265 | 0.21846 | 0.81374 | 28.49 | -28.4899 | -28.49 | 1000 | 1000 | 28.49 | 69.31
2016-09-21 21:00:00 | 0.20517 | 0.24 | 0.75678 | 27.09 | -27.0899 | -27.09 | 1000 | 1000 | 27.09 | 56.93
2016-09-21 22:00:00 | 0.21804 | 0.25231 | 0.66533 | 25.86 | -25.8599 | -25.86 | 1000 | 1000 | 25.86 | 48.79
2016-09-21 23:00:00 | 0.27275 | 0.30462 | 0.5102 | 25.09 | -25.0899 | -25.09 | 1000 | 1000 | 25.09 | 46.49
2016-09-22 00:00:00 | 0.34354 | 0.37231 | 0.35579 | 24.73 | -24.7299 | -24.73 | 1000 | 1000 | 24.73 | 43.04
2016-09-22 01:00:00 | 0.35641 | 0.38462 | 0.2723 | 24.26 | -24.2599 | -24.26 | 1000 | 1000 | 24.26 | 32.77
2016-09-22 02:00:00 | 0.35963 | 0.38769 | 0.24656 | 24.24 | -24.2399 | -24.24 | 1000 | 1000 | 24.24 | 21.4
2016-09-22 03:00:00 | 0.38859 | 0.41538 | 0.24182 | 26.84 | -26.8399 | -26.84 | 1000 | 1000 | 26.84 | 16.76
2016-09-22 04:00:00 | 0.38859 | 0.41538 | 0.25666 | 38.19 | -38.1899 | -38.19 | 1000 | 1000 | 38.19 | 20.55
2016-09-22 05:00:00 | 0.42399 | 0.44923 | 0.30259 | 43.34 | -43.3399 | -43.34 | 1000 | 1000 | 43.34 | 35.31
2016-09-22 06:00:00 | 0.3725 | 0.4 | 0.48151 | 42.2 | -42.1999 | -42.2 | 1000 | 1000 | 42.2 | 56.65
2016-09-22 07:00:00 | 0.26631 | 0.29846 | 0.66658 | 35.77 | -35.7699 | -35.77 | 1000 | 1000 | 35.77 | 59.93
2016-09-22 08:00:00 | 0.13438 | 0.17231 | 0.76801 | 28.79 | -28.7899 | -28.79 | 1000 | 1000 | 28.79 | 64.1
2016-09-22 09:00:00 | 0.089326 | 0.12923 | 0.79951 | 27.75 | -27.7499 | -27.75 | 1000 | 1000 | 27.75 | 64.08
2016-09-22 10:00:00 | 0.089326 | 0.12923 | 0.78557 | 27.11 | -27.1099 | -27.11 | 1000 | 1000 | 27.11 | 61.27
2016-09-22 11:00:00 | 0.089326 | 0.12923 | 0.79764 | 27.06 | -27.0599 | -27.06 | 1000 | 1000 | 27.06 | 62.4
2016-09-22 12:00:00 | 0.089326 | 0.12923 | 0.85187 | 27.29 | -27.2899 | -27.29 | 1000 | 1000 | 27.29 | 59.57
2016-09-22 13:00:00 | 0.089326 | 0.12923 | 0.80371 | 28.61 | -28.6099 | -28.61 | 1000 | 1000 | 28.61 | 58.11
2016-09-22 14:00:00 | 0.089326 | 0.12923 | 0.71281 | 31.87 | -31.8699 | -31.87 | 1000 | 1000 | 31.87 | 55.02
2016-09-22 15:00:00 | 0.089326 | 0.12923 | 0.66962 | 39.93 | -39.9299 | -39.93 | 1000 | 1000 | 39.93 | 54.9
2016-09-22 16:00:00 | 0.089326 | 0.12923 | 0.64249 | 43.06 | -43.0599 | -43.06 | 1000 | 1000 | 43.06 | 53.03
2016-09-22 17:00:00 | 0.089326 | 0.12923 | 0.6827 | 49.06 | -49.0599 | -49.06 | 1000 | 1000 | 49.06 | 58.02
2016-09-22 18:00:00 | 0.12472 | 0.16308 | 0.76871 | 45.82 | -45.8199 | -45.82 | 1000 | 1000 | 45.82 | 66.47
2016-09-22 19:00:00 | 0.19874 | 0.23385 | 0.84092 | 38.95 | -38.9499 | -38.95 | 1000 | 1000 | 38.95 | 72.8
2016-09-22 20:00:00 | 0.2277 | 0.26154 | 0.81374 | 29.97 | -29.9699 | -29.97 | 1000 | 1000 | 29.97 | 71.43
2016-09-22 21:00:00 | 0.16977 | 0.20615 | 0.75678 | 26.47 | -26.4699 | -26.47 | 1000 | 1000 | 26.47 | 57.54
2016-09-22 22:00:00 | 0.20195 | 0.23692 | 0.66533 | 25.84 | -25.8399 | -25.84 | 1000 | 1000 | 25.84 | 53.96
2016-09-22 23:00:00 | 0.29527 | 0.32615 | 0.5102 | 25.03 | -25.0299 | -25.03 | 1000 | 1000 | 25.03 | 48.96
2016-09-23 00:00:00 | 0.31136 | 0.34154 | 0.35579 | 24.68 | -24.6799 | -24.68 | 1000 | 1000 | 24.68 | 46.39
2016-09-23 01:00:00 | 0.32102 | 0.35077 | 0.2723 | 24.78 | -24.7799 | -24.78 | 1000 | 1000 | 24.78 | 43.31
2016-09-23 02:00:00 | 0.34676 | 0.37538 | 0.24656 | 25.14 | -25.1399 | -25.14 | 1000 | 1000 | 25.14 | 39.03
2016-09-23 03:00:00 | 0.32102 | 0.35077 | 0.24182 | 26.47 | -26.4699 | -26.47 | 1000 | 1000 | 26.47 | 36.57
2016-09-23 04:00:00 | 0.31458 | 0.34462 | 0.25666 | 36.06 | -36.0599 | -36.06 | 1000 | 1000 | 36.06 | 37.18
2016-09-23 05:00:00 | 0.32102 | 0.35077 | 0.30259 | 43.04 | -43.0399 | -43.04 | 1000 | 1000 | 43.04 | 42.76
2016-09-23 06:00:00 | 0.29527 | 0.32615 | 0.48151 | 43.01 | -43.0099 | -43.01 | 1000 | 1000 | 43.01 | 54.46
2016-09-23 07:00:00 | 0.21804 | 0.25231 | 0.66658 | 38.94 | -38.9399 | -38.94 | 1000 | 1000 | 38.94 | 65.52
2016-09-23 08:00:00 | 0.089326 | 0.12923 | 0.76801 | 33.83 | -33.8299 | -33.83 | 1000 | 1000 | 33.83 | 69.41
2016-09-23 09:00:00 | 0.089326 | 0.12923 | 0.79951 | 28.77 | -28.7699 | -28.77 | 1000 | 1000 | 28.77 | 69.94
2016-09-23 10:00:00 | 0.089326 | 0.12923 | 0.78557 | 27.69 | -27.6899 | -27.69 | 1000 | 1000 | 27.69 | 67.46
2016-09-23 11:00:00 | 0.089326 | 0.12923 | 0.79764 | 27.54 | -27.5399 | -27.54 | 1000 | 1000 | 27.54 | 66.26
2016-09-23 12:00:00 | 0.089326 | 0.12923 | 0.85187 | 26.6 | -26.5999 | -26.6 | 1000 | 1000 | 26.6 | 64.01
2016-09-23 13:00:00 | 0.089326 | 0.12923 | 0.80371 | 27.66 | -27.6599 | -27.66 | 1000 | 1000 | 27.66 | 60.1
2016-09-23 14:00:00 | 0.089326 | 0.12923 | 0.71281 | 27.68 | -27.6799 | -27.68 | 1000 | 1000 | 27.68 | 57
2016-09-23 15:00:00 | 0.089326 | 0.12923 | 0.66962 | 31.06 | -31.0599 | -31.06 | 1000 | 1000 | 31.06 | 52.1
2016-09-23 16:00:00 | 0.089326 | 0.12923 | 0.64249 | 35.91 | -35.9099 | -35.91 | 1000 | 1000 | 35.91 | 50
2016-09-23 17:00:00 | 0.089326 | 0.12923 | 0.6827 | 41.83 | -41.8299 | -41.83 | 1000 | 1000 | 41.83 | 55.89
2016-09-23 18:00:00 | 0.089326 | 0.12923 | 0.76871 | 39.98 | -39.9799 | -39.98 | 1000 | 1000 | 39.98 | 62.57
2016-09-23 19:00:00 | 0.089326 | 0.12923 | 0.84092 | 30.36 | -30.3599 | -30.36 | 1000 | 1000 | 30.36 | 67.23
2016-09-23 20:00:00 | 0.089326 | 0.12923 | 0.81374 | 27.7 | -27.6999 | -27.7 | 1000 | 1000 | 27.7 | 71.35
2016-09-23 21:00:00 | 0.11829 | 0.15692 | 0.75678 | 26.79 | -26.7899 | -26.79 | 1000 | 1000 | 26.79 | 60.13
2016-09-23 22:00:00 | 0.14081 | 0.17846 | 0.66533 | 26.27 | -26.2699 | -26.27 | 1000 | 1000 | 26.27 | 54.97
2016-09-23 23:00:00 | 0.15368 | 0.19077 | 0.5102 | 24.68 | -24.6799 | -24.68 | 1000 | 1000 | 24.68 | 49.59
2016-09-24 00:00:00 | 0.17299 | 0.20923 | 0.39269 | 24.39 | -24.3899 | -24.39 | 1000 | 1000 | 24.39 | 50.07
2016-09-24 01:00:00 | 0.16656 | 0.20308 | 0.32007 | 25.15 | -25.1499 | -25.15 | 1000 | 1000 | 25.15 | 45.8
2016-09-24 02:00:00 | 0.16012 | 0.19692 | 0.27054 | 24.65 | -24.6499 | -24.65 | 1000 | 1000 | 24.65 | 42.91
2016-09-24 03:00:00 | 0.17943 | 0.21538 | 0.2573 | 24.59 | -24.5899 | -24.59 | 1000 | 1000 | 24.59 | 38.24
2016-09-24 04:00:00 | 0.19874 | 0.23385 | 0.25708 | 27.31 | -27.3099 | -27.31 | 1000 | 1000 | 27.31 | 37.99
2016-09-24 05:00:00 | 0.21804 | 0.25231 | 0.2679 | 31.15 | -31.1499 | -31.15 | 1000 | 1000 | 31.15 | 39
2016-09-24 06:00:00 | 0.23413 | 0.26769 | 0.32786 | 34.63 | -34.6299 | -34.63 | 1000 | 1000 | 34.63 | 40.92
2016-09-24 07:00:00 | 0.18265 | 0.21846 | 0.51632 | 34.04 | -34.0399 | -34.04 | 1000 | 1000 | 34.04 | 44.91
2016-09-24 08:00:00 | 0.10863 | 0.14769 | 0.72881 | 29 | -28.9999 | -29 | 1000 | 1000 | 29 | 48.02
2016-09-24 09:00:00 | 0.089326 | 0.12923 | 0.83671 | 25.43 | -25.4299 | -25.43 | 1000 | 1000 | 25.43 | 50.72
2016-09-24 10:00:00 | 0.089326 | 0.12923 | 0.89575 | 24.32 | -24.3199 | -24.32 | 1000 | 1000 | 24.32 | 51.99
2016-09-24 11:00:00 | 0.089326 | 0.12923 | 0.93645 | 24.26 | -24.2599 | -24.26 | 1000 | 1000 | 24.26 | 51.51
2016-09-24 12:00:00 | 0.089326 | 0.12923 | 0.97446 | 24.4 | -24.3999 | -24.4 | 1000 | 1000 | 24.4 | 50
2016-09-24 13:00:00 | 0.089326 | 0.12923 | 0.93367 | 24.93 | -24.9299 | -24.93 | 1000 | 1000 | 24.93 | 48.11
2016-09-24 14:00:00 | 0.089326 | 0.12923 | 0.82041 | 28.01 | -28.0099 | -28.01 | 1000 | 1000 | 28.01 | 45.89
2016-09-24 15:00:00 | 0.089326 | 0.12923 | 0.73445 | 34.58 | -34.5799 | -34.58 | 1000 | 1000 | 34.58 | 45.38
2016-09-24 16:00:00 | 0.089326 | 0.12923 | 0.70905 | 38.08 | -38.0799 | -38.08 | 1000 | 1000 | 38.08 | 47.7
2016-09-24 17:00:00 | 0.09898 | 0.13846 | 0.76491 | 42.63 | -42.6299 | -42.63 | 1000 | 1000 | 42.63 | 48.79
2016-09-24 18:00:00 | 0.13116 | 0.16923 | 0.87191 | 40.99 | -40.9899 | -40.99 | 1000 | 1000 | 40.99 | 58.19
2016-09-24 19:00:00 | 0.13438 | 0.17231 | 0.93772 | 34.53 | -34.5299 | -34.53 | 1000 | 1000 | 34.53 | 64.69
2016-09-24 20:00:00 | 0.2277 | 0.26154 | 0.86663 | 31.15 | -31.1499 | -31.15 | 1000 | 1000 | 31.15 | 63.05
2016-09-24 21:00:00 | 0.18265 | 0.21846 | 0.72173 | 25.46 | -25.4599 | -25.46 | 1000 | 1000 | 25.46 | 49.95
2016-09-24 22:00:00 | 0.27275 | 0.30462 | 0.6763 | 24.46 | -24.4599 | -24.46 | 1000 | 1000 | 24.46 | 49.98
2016-09-24 23:00:00 | 0.247 | 0.28 | 0.57413 | 22.06 | -22.0599 | -22.06 | 1000 | 1000 | 22.06 | 46.25
2016-09-25 00:00:00 | 0.26953 | 0.30154 | 0.42848 | 20.55 | -20.5499 | -20.55 | 1000 | 1000 | 20.55 | 39.99
2016-09-25 01:00:00 | 0.29527 | 0.32615 | 0.3248 | 17.84 | -17.8399 | -17.84 | 1000 | 1000 | 17.84 | 40.45
2016-09-25 02:00:00 | 0.31458 | 0.34462 | 0.2597 | 17.7 | -17.6999 | -17.7 | 1000 | 1000 | 17.7 | 27.52
2016-09-25 03:00:00 | 0.25988 | 0.29231 | 0.23571 | 19.68 | -19.6799 | -19.68 | 1000 | 1000 | 19.68 | 21.72
2016-09-25 04:00:00 | 0.32745 | 0.35692 | 0.22974 | 20.09 | -20.0899 | -20.09 | 1000 | 1000 | 20.09 | 21.01
2016-09-25 05:00:00 | 0.31136 | 0.34154 | 0.23181 | 21.47 | -21.4699 | -21.47 | 1000 | 1000 | 21.47 | 22.69
2016-09-25 06:00:00 | 0.31458 | 0.34462 | 0.24273 | 22.45 | -22.4499 | -22.45 | 1000 | 1000 | 22.45 | 33.36
2016-09-25 07:00:00 | 0.21161 | 0.24615 | 0.33217 | 22.95 | -22.9499 | -22.95 | 1000 | 1000 | 22.95 | 42.99
2016-09-25 08:00:00 | 0.09898 | 0.13846 | 0.53135 | 21.09 | -21.0899 | -21.09 | 1000 | 1000 | 21.09 | 44.44
2016-09-25 09:00:00 | 0.089326 | 0.12923 | 0.74639 | 21.09 | -21.0899 | -21.09 | 1000 | 1000 | 21.09 | 47.09
2016-09-25 10:00:00 | 0.089326 | 0.12923 | 0.8642 | 15.97 | -15.9699 | -15.97 | 1000 | 1000 | 15.97 | 47.32
2016-09-25 11:00:00 | 0.089326 | 0.12923 | 0.95828 | 10.93 | -10.9299 | -10.93 | 1000 | 1000 | 10.93 | 49.63
2016-09-25 12:00:00 | 0.089326 | 0.12923 | 0.97557 | 11.49 | -11.4899 | -11.49 | 1000 | 1000 | 11.49 | 49.66
2016-09-25 13:00:00 | 0.089326 | 0.12923 | 0.80626 | 12.89 | -12.8899 | -12.89 | 1000 | 1000 | 12.89 | 42.9
2016-09-25 14:00:00 | 0.089326 | 0.12923 | 0.66004 | 19.76 | -19.7599 | -19.76 | 1000 | 1000 | 19.76 | 37.08
2016-09-25 15:00:00 | 0.089326 | 0.12923 | 0.58723 | 26.55 | -26.5499 | -26.55 | 1000 | 1000 | 26.55 | 39
2016-09-25 16:00:00 | 0.089326 | 0.12923 | 0.52352 | 35.09 | -35.0899 | -35.09 | 1000 | 1000 | 35.09 | 39.74
2016-09-25 17:00:00 | 0.089326 | 0.12923 | 0.55331 | 40.95 | -40.9499 | -40.95 | 1000 | 1000 | 40.95 | 45.86
2016-09-25 18:00:00 | 0.089326 | 0.12923 | 0.67192 | 40.94 | -40.9399 | -40.94 | 1000 | 1000 | 40.94 | 55.73
2016-09-25 19:00:00 | 0.09898 | 0.13846 | 0.77603 | 33.53 | -33.5299 | -33.53 | 1000 | 1000 | 33.53 | 66.16
2016-09-25 20:00:00 | 0.11185 | 0.15077 | 0.75374 | 29.57 | -29.5699 | -29.57 | 1000 | 1000 | 29.57 | 70.32
2016-09-25 21:00:00 | 0.10863 | 0.14769 | 0.70206 | 24.52 | -24.5199 | -24.52 | 1000 | 1000 | 24.52 | 56.52
2016-09-25 22:00:00 | 0.1376 | 0.17538 | 0.62189 | 24.27 | -24.2699 | -24.27 | 1000 | 1000 | 24.27 | 53.31
2016-09-25 23:00:00 | 0.16012 | 0.19692 | 0.46945 | 24.2 | -24.1999 | -24.2 | 1000 | 1000 | 24.2 | 44.94
2016-09-26 00:00:00 | 0.20839 | 0.24308 | 0.35579 | 23.42 | -23.4199 | -23.42 | 1000 | 1000 | 23.42 | 44
2016-09-26 01:00:00 | 0.21483 | 0.24923 | 0.2723 | 23.28 | -23.2799 | -23.28 | 1000 | 1000 | 23.28 | 39.63
2016-09-26 02:00:00 | 0.2277 | 0.26154 | 0.24656 | 23.49 | -23.4899 | -23.49 | 1000 | 1000 | 23.49 | 29.5
2016-09-26 03:00:00 | 0.24379 | 0.27692 | 0.24182 | 25.46 | -25.4599 | -25.46 | 1000 | 1000 | 25.46 | 27.52
2016-09-26 04:00:00 | 0.28884 | 0.32 | 0.25666 | 39.24 | -39.2399 | -39.24 | 1000 | 1000 | 39.24 | 29.38
2016-09-26 05:00:00 | 0.28884 | 0.32 | 0.30259 | 46.53 | -46.5299 | -46.53 | 1000 | 1000 | 46.53 | 31.45
2016-09-26 06:00:00 | 0.29527 | 0.32615 | 0.48151 | 49 | -48.9999 | -49 | 1000 | 1000 | 49 | 55.08
2016-09-26 07:00:00 | 0.1923 | 0.22769 | 0.66658 | 46.84 | -46.8399 | -46.84 | 1000 | 1000 | 46.84 | 66.25
2016-09-26 08:00:00 | 0.12472 | 0.16308 | 0.76801 | 39.97 | -39.9699 | -39.97 | 1000 | 1000 | 39.97 | 63.09
2016-09-26 09:00:00 | 0.089326 | 0.12923 | 0.79951 | 37.39 | -37.3899 | -37.39 | 1000 | 1000 | 37.39 | 61.66
2016-09-26 10:00:00 | 0.089326 | 0.12923 | 0.78557 | 34.94 | -34.9399 | -34.94 | 1000 | 1000 | 34.94 | 61.2
2016-09-26 11:00:00 | 0.089326 | 0.12923 | 0.79764 | 33.95 | -33.9499 | -33.95 | 1000 | 1000 | 33.95 | 61.46
2016-09-26 12:00:00 | 0.089326 | 0.12923 | 0.85187 | 32.44 | -32.4399 | -32.44 | 1000 | 1000 | 32.44 | 60
2016-09-26 13:00:00 | 0.089326 | 0.12923 | 0.80371 | 35 | -34.9999 | -35 | 1000 | 1000 | 35 | 59.6
2016-09-26 14:00:00 | 0.089326 | 0.12923 | 0.71281 | 39.87 | -39.8699 | -39.87 | 1000 | 1000 | 39.87 | 56.9
2016-09-26 15:00:00 | 0.089326 | 0.12923 | 0.66962 | 44.65 | -44.6499 | -44.65 | 1000 | 1000 | 44.65 | 55
2016-09-26 16:00:00 | 0.089326 | 0.12923 | 0.64249 | 49.55 | -49.5499 | -49.55 | 1000 | 1000 | 49.55 | 55.74
2016-09-26 17:00:00 | 0.089326 | 0.12923 | 0.6827 | 54.12 | -54.1199 | -54.12 | 1000 | 1000 | 54.12 | 61.52
2016-09-26 18:00:00 | 0.089326 | 0.12923 | 0.76871 | 51.23 | -51.2299 | -51.23 | 1000 | 1000 | 51.23 | 68.57
2016-09-26 19:00:00 | 0.09898 | 0.13846 | 0.84092 | 37.93 | -37.9299 | -37.93 | 1000 | 1000 | 37.93 | 78.61
2016-09-26 20:00:00 | 0.13116 | 0.16923 | 0.81374 | 30.52 | -30.5199 | -30.52 | 1000 | 1000 | 30.52 | 75.25
2016-09-26 21:00:00 | 0.20839 | 0.24308 | 0.75678 | 28.4 | -28.3999 | -28.4 | 1000 | 1000 | 28.4 | 59.98
2016-09-26 22:00:00 | 0.23092 | 0.26462 | 0.66533 | 31.33 | -31.3299 | -31.33 | 1000 | 1000 | 31.33 | 53.69
2016-09-26 23:00:00 | 0.20195 | 0.23692 | 0.5102 | 30.74 | -30.7399 | -30.74 | 1000 | 1000 | 30.74 | 48
2016-09-27 00:00:00 | 0.21483 | 0.24923 | 0.35579 | 29.75 | -29.7499 | -29.75 | 1000 | 1000 | 29.75 | 45.22
2016-09-27 01:00:00 | 0.32102 | 0.35077 | 0.2723 | 28.73 | -28.7299 | -28.73 | 1000 | 1000 | 28.73 | 41.15
2016-09-27 02:00:00 | 0.29849 | 0.32923 | 0.24656 | 27.84 | -27.8399 | -27.84 | 1000 | 1000 | 27.84 | 37.95
2016-09-27 03:00:00 | 0.32424 | 0.35385 | 0.24182 | 29.56 | -29.5599 | -29.56 | 1000 | 1000 | 29.56 | 35.29
2016-09-27 04:00:00 | 0.33067 | 0.36 | 0.25666 | 41.53 | -41.5299 | -41.53 | 1000 | 1000 | 41.53 | 38.69
2016-09-27 05:00:00 | 0.33711 | 0.36615 | 0.30259 | 49 | -48.9999 | -49 | 1000 | 1000 | 49 | 45.14
2016-09-27 06:00:00 | 0.33711 | 0.36615 | 0.48151 | 50 | -49.9999 | -50 | 1000 | 1000 | 50 | 64.06
2016-09-27 07:00:00 | 0.25666 | 0.28923 | 0.66658 | 44.98 | -44.9799 | -44.98 | 1000 | 1000 | 44.98 | 69.43
2016-09-27 08:00:00 | 0.12794 | 0.16615 | 0.76801 | 40.22 | -40.2199 | -40.22 | 1000 | 1000 | 40.22 | 71.75
2016-09-27 09:00:00 | 0.089326 | 0.12923 | 0.79951 | 33.93 | -33.9299 | -33.93 | 1000 | 1000 | 33.93 | 71.65
2016-09-27 10:00:00 | 0.089326 | 0.12923 | 0.78557 | 29.17 | -29.1699 | -29.17 | 1000 | 1000 | 29.17 | 70
2016-09-27 11:00:00 | 0.089326 | 0.12923 | 0.79764 | 28.28 | -28.2799 | -28.28 | 1000 | 1000 | 28.28 | 68.7
2016-09-27 12:00:00 | 0.089326 | 0.12923 | 0.85187 | 27.91 | -27.9099 | -27.91 | 1000 | 1000 | 27.91 | 67.07
2016-09-27 13:00:00 | 0.089326 | 0.12923 | 0.80371 | 28.29 | -28.2899 | -28.29 | 1000 | 1000 | 28.29 | 68.05
2016-09-27 14:00:00 | 0.089326 | 0.12923 | 0.71281 | 29.33 | -29.3299 | -29.33 | 1000 | 1000 | 29.33 | 67.5
2016-09-27 15:00:00 | 0.089326 | 0.12923 | 0.66962 | 38.91 | -38.9099 | -38.91 | 1000 | 1000 | 38.91 | 67.21
2016-09-27 16:00:00 | 0.089326 | 0.12923 | 0.64249 | 45.2 | -45.1999 | -45.2 | 1000 | 1000 | 45.2 | 64.94
2016-09-27 17:00:00 | 0.089326 | 0.12923 | 0.6827 | 48.97 | -48.9699 | -48.97 | 1000 | 1000 | 48.97 | 67.05
2016-09-27 18:00:00 | 0.089326 | 0.12923 | 0.76871 | 41.91 | -41.9099 | -41.91 | 1000 | 1000 | 41.91 | 70
2016-09-27 19:00:00 | 0.1376 | 0.17538 | 0.84092 | 29.94 | -29.9399 | -29.94 | 1000 | 1000 | 29.94 | 75.04
2016-09-27 20:00:00 | 0.16334 | 0.2 | 0.81374 | 27.82 | -27.8199 | -27.82 | 1000 | 1000 | 27.82 | 72.11
2016-09-27 21:00:00 | 0.15368 | 0.19077 | 0.75678 | 24.36 | -24.3599 | -24.36 | 1000 | 1000 | 24.36 | 63.2
2016-09-27 22:00:00 | 0.18908 | 0.22462 | 0.66533 | 24.01 | -24.0099 | -24.01 | 1000 | 1000 | 24.01 | 55.07
2016-09-27 23:00:00 | 0.17621 | 0.21231 | 0.5102 | 21.03 | -21.0299 | -21.03 | 1000 | 1000 | 21.03 | 48.96
2016-09-28 00:00:00 | 0.17943 | 0.21538 | 0.35579 | 16.19 | -16.1899 | -16.19 | 1000 | 1000 | 16.19 | 45.64
2016-09-28 01:00:00 | 0.18265 | 0.21846 | 0.2723 | 14.66 | -14.6599 | -14.66 | 1000 | 1000 | 14.66 | 42.5
2016-09-28 02:00:00 | 0.16977 | 0.20615 | 0.24656 | 14.91 | -14.9099 | -14.91 | 1000 | 1000 | 14.91 | 39.05
2016-09-28 03:00:00 | 0.16012 | 0.19692 | 0.24182 | 19.89 | -19.8899 | -19.89 | 1000 | 1000 | 19.89 | 39.5
2016-09-28 04:00:00 | 0.16977 | 0.20615 | 0.25666 | 28.52 | -28.5199 | -28.52 | 1000 | 1000 | 28.52 | 38.48
2016-09-28 05:00:00 | 0.17299 | 0.20923 | 0.30259 | 37.94 | -37.9399 | -37.94 | 1000 | 1000 | 37.94 | 42.35
2016-09-28 06:00:00 | 0.15368 | 0.19077 | 0.48151 | 38.1 | -38.0999 | -38.1 | 1000 | 1000 | 38.1 | 58.65
2016-09-28 07:00:00 | 0.10542 | 0.14462 | 0.66658 | 32.22 | -32.2199 | -32.22 | 1000 | 1000 | 32.22 | 67.45
2016-09-28 08:00:00 | 0.089326 | 0.12923 | 0.76801 | 26 | -25.9999 | -26 | 1000 | 1000 | 26 | 68
2016-09-28 09:00:00 | 0.089326 | 0.12923 | 0.79951 | 23.06 | -23.0599 | -23.06 | 1000 | 1000 | 23.06 | 67.57
2016-09-28 10:00:00 | 0.089326 | 0.12923 | 0.78557 | 19.79 | -19.7899 | -19.79 | 1000 | 1000 | 19.79 | 67.46
2016-09-28 11:00:00 | 0.089326 | 0.12923 | 0.79764 | 12.94 | -12.9399 | -12.94 | 1000 | 1000 | 12.94 | 67.97
2016-09-28 12:00:00 | 0.089326 | 0.12923 | 0.85187 | 12.95 | -12.9499 | -12.95 | 1000 | 1000 | 12.95 | 66.99
2016-09-28 13:00:00 | 0.089326 | 0.12923 | 0.80371 | 16.84 | -16.8399 | -16.84 | 1000 | 1000 | 16.84 | 63.01
2016-09-28 14:00:00 | 0.089326 | 0.12923 | 0.71281 | 22.67 | -22.6699 | -22.67 | 1000 | 1000 | 22.67 | 61.95
2016-09-28 15:00:00 | 0.089326 | 0.12923 | 0.66962 | 26.45 | -26.4499 | -26.45 | 1000 | 1000 | 26.45 | 61.28
2016-09-28 16:00:00 | 0.089326 | 0.12923 | 0.64249 | 33.53 | -33.5299 | -33.53 | 1000 | 1000 | 33.53 | 60.97
2016-09-28 17:00:00 | 0.089326 | 0.12923 | 0.6827 | 39.59 | -39.5899 | -39.59 | 1000 | 1000 | 39.59 | 63.6
2016-09-28 18:00:00 | 0.089326 | 0.12923 | 0.76871 | 34.36 | -34.3599 | -34.36 | 1000 | 1000 | 34.36 | 67.42
2016-09-28 19:00:00 | 0.089326 | 0.12923 | 0.84092 | 28.14 | -28.1399 | -28.14 | 1000 | 1000 | 28.14 | 79
2016-09-28 20:00:00 | 0.089326 | 0.12923 | 0.81374 | 24.41 | -24.4099 | -24.41 | 1000 | 1000 | 24.41 | 73.32
2016-09-28 21:00:00 | 0.089326 | 0.12923 | 0.75678 | 22.02 | -22.0199 | -22.02 | 1000 | 1000 | 22.02 | 62.25
2016-09-28 22:00:00 | 0.089326 | 0.12923 | 0.66533 | 19.93 | -19.9299 | -19.93 | 1000 | 1000 | 19.93 | 52.08
2016-09-28 23:00:00 | 0.089326 | 0.12923 | 0.5102 | 16.1 | -16.0999 | -16.1 | 1000 | 1000 | 16.1 | 45.68
2016-09-29 00:00:00 | 0.089326 | 0.12923 | 0.35579 | 18.63 | -18.6299 | -18.63 | 1000 | 1000 | 18.63 | 43.58
2016-09-29 01:00:00 | 0.089326 | 0.12923 | 0.2723 | 14.57 | -14.5699 | -14.57 | 1000 | 1000 | 14.57 | 40.69
2016-09-29 02:00:00 | 0.089326 | 0.12923 | 0.24656 | 14.15 | -14.1499 | -14.15 | 1000 | 1000 | 14.15 | 38.36
2016-09-29 03:00:00 | 0.089326 | 0.12923 | 0.24182 | 21.08 | -21.0799 | -21.08 | 1000 | 1000 | 21.08 | 39.37
2016-09-29 04:00:00 | 0.089326 | 0.12923 | 0.25666 | 28.93 | -28.9299 | -28.93 | 1000 | 1000 | 28.93 | 40.32
2016-09-29 05:00:00 | 0.089326 | 0.12923 | 0.30259 | 37.97 | -37.9699 | -37.97 | 1000 | 1000 | 37.97 | 43.56
2016-09-29 06:00:00 | 0.089326 | 0.12923 | 0.48151 | 37.84 | -37.8399 | -37.84 | 1000 | 1000 | 37.84 | 57.82
2016-09-29 07:00:00 | 0.089326 | 0.12923 | 0.66658 | 28.42 | -28.4199 | -28.42 | 1000 | 1000 | 28.42 | 68.62
2016-09-29 08:00:00 | 0.089326 | 0.12923 | 0.76801 | 23.59 | -23.5899 | -23.59 | 1000 | 1000 | 23.59 | 67.54
2016-09-29 09:00:00 | 0.089326 | 0.12923 | 0.79951 | 21.71 | -21.7099 | -21.71 | 1000 | 1000 | 21.71 | 64.63
2016-09-29 10:00:00 | 0.089326 | 0.12923 | 0.78557 | 15.84 | -15.8399 | -15.84 | 1000 | 1000 | 15.84 | 63.2
2016-09-29 11:00:00 | 0.089326 | 0.12923 | 0.79764 | 12.65 | -12.6499 | -12.65 | 1000 | 1000 | 12.65 | 63.49
2016-09-29 12:00:00 | 0.089326 | 0.12923 | 0.85187 | 11.43 | -11.4299 | -11.43 | 1000 | 1000 | 11.43 | 63.79
2016-09-29 13:00:00 | 0.089326 | 0.12923 | 0.80371 | 12.66 | -12.6599 | -12.66 | 1000 | 1000 | 12.66 | 62.7
2016-09-29 14:00:00 | 0.089326 | 0.12923 | 0.71281 | 14.78 | -14.7799 | -14.78 | 1000 | 1000 | 14.78 | 61.26
2016-09-29 15:00:00 | 0.089326 | 0.12923 | 0.66962 | 24.61 | -24.6099 | -24.61 | 1000 | 1000 | 24.61 | 60.65
2016-09-29 16:00:00 | 0.089326 | 0.12923 | 0.64249 | 29.1 | -29.0999 | -29.1 | 1000 | 1000 | 29.1 | 60.06
2016-09-29 17:00:00 | 0.089326 | 0.12923 | 0.6827 | 37.91 | -37.9099 | -37.91 | 1000 | 1000 | 37.91 | 62.99
2016-09-29 18:00:00 | 0.089326 | 0.12923 | 0.76871 | 32.05 | -32.0499 | -32.05 | 1000 | 1000 | 32.05 | 68.22
2016-09-29 19:00:00 | 0.089326 | 0.12923 | 0.84092 | 25.03 | -25.0299 | -25.03 | 1000 | 1000 | 25.03 | 75.66
2016-09-29 20:00:00 | 0.089326 | 0.12923 | 0.81374 | 22.69 | -22.6899 | -22.69 | 1000 | 1000 | 22.69 | 70.23
2016-09-29 21:00:00 | 0.089326 | 0.12923 | 0.75678 | 16.85 | -16.8499 | -16.85 | 1000 | 1000 | 16.85 | 59.06
2016-09-29 22:00:00 | 0.089326 | 0.12923 | 0.66533 | 23.79 | -23.7899 | -23.79 | 1000 | 1000 | 23.79 | 50.98
2016-09-29 23:00:00 | 0.11829 | 0.15692 | 0.5102 | 23.32 | -23.3199 | -23.32 | 1000 | 1000 | 23.32 | 47.14
2016-09-30 00:00:00 | 0.089326 | 0.12923 | 0.35579 | 23.81 | -23.8099 | -23.81 | 1000 | 1000 | 23.81 | 45.61
2016-09-30 01:00:00 | 0.09898 | 0.13846 | 0.2723 | 23.09 | -23.0899 | -23.09 | 1000 | 1000 | 23.09 | 42.21
2016-09-30 02:00:00 | 0.12151 | 0.16 | 0.24656 | 24.02 | -24.0199 | -24.02 | 1000 | 1000 | 24.02 | 40.85
2016-09-30 03:00:00 | 0.11507 | 0.15385 | 0.24182 | 25.73 | -25.7299 | -25.73 | 1000 | 1000 | 25.73 | 36.25
2016-09-30 04:00:00 | 0.11507 | 0.15385 | 0.25666 | 39.68 | -39.6799 | -39.68 | 1000 | 1000 | 39.68 | 39.04
2016-09-30 05:00:00 | 0.13116 | 0.16923 | 0.30259 | 49.66 | -49.6599 | -49.66 | 1000 | 1000 | 49.66 | 42.65
2016-09-30 06:00:00 | 0.13438 | 0.17231 | 0.48151 | 49.97 | -49.9699 | -49.97 | 1000 | 1000 | 49.97 | 60.02
2016-09-30 07:00:00 | 0.11829 | 0.15692 | 0.66658 | 43.91 | -43.9099 | -43.91 | 1000 | 1000 | 43.91 | 67.64
2016-09-30 08:00:00 | 0.1022 | 0.14154 | 0.76801 | 39.96 | -39.9599 | -39.96 | 1000 | 1000 | 39.96 | 68
2016-09-30 09:00:00 | 0.089326 | 0.12923 | 0.79951 | 39.6 | -39.5999 | -39.6 | 1000 | 1000 | 39.6 | 66.97
2016-09-30 10:00:00 | 0.089326 | 0.12923 | 0.78557 | 37.9 | -37.8999 | -37.9 | 1000 | 1000 | 37.9 | 66.92
2016-09-30 11:00:00 | 0.089326 | 0.12923 | 0.79764 | 29.65 | -29.6499 | -29.65 | 1000 | 1000 | 29.65 | 66.18
2016-09-30 12:00:00 | 0.089326 | 0.12923 | 0.85187 | 29.37 | -29.3699 | -29.37 | 1000 | 1000 | 29.37 | 64.74
2016-09-30 13:00:00 | 0.089326 | 0.12923 | 0.80371 | 31.96 | -31.9599 | -31.96 | 1000 | 1000 | 31.96 | 61.74
2016-09-30 14:00:00 | 0.089326 | 0.12923 | 0.71281 | 31.19 | -31.1899 | -31.19 | 1000 | 1000 | 31.19 | 60.2
2016-09-30 15:00:00 | 0.089326 | 0.12923 | 0.66962 | 31.48 | -31.4799 | -31.48 | 1000 | 1000 | 31.48 | 57
2016-09-30 16:00:00 | 0.089326 | 0.12923 | 0.64249 | 37.99 | -37.9899 | -37.99 | 1000 | 1000 | 37.99 | 56.03
2016-09-30 17:00:00 | 0.089326 | 0.12923 | 0.6827 | 42.91 | -42.9099 | -42.91 | 1000 | 1000 | 42.91 | 60.26
2016-09-30 18:00:00 | 0.15047 | 0.18769 | 0.76871 | 38.97 | -38.9699 | -38.97 | 1000 | 1000 | 38.97 | 67.85
2016-09-30 19:00:00 | 0.17943 | 0.21538 | 0.84092 | 31.9 | -31.8999 | -31.9 | 1000 | 1000 | 31.9 | 71.64
2016-09-30 20:00:00 | 0.16334 | 0.2 | 0.81374 | 30.93 | -30.9299 | -30.93 | 1000 | 1000 | 30.93 | 69.94
2016-09-30 21:00:00 | 0.18586 | 0.22154 | 0.75678 | 28.43 | -28.4299 | -28.43 | 1000 | 1000 | 28.43 | 63.33
2016-09-30 22:00:00 | 0.20517 | 0.24 | 0.66533 | 29.18 | -29.1799 | -29.18 | 1000 | 1000 | 29.18 | 56.43
2016-09-30 23:00:00 | 0.2277 | 0.26154 | 0.5102 | 31.06 | -31.0599 | -31.06 | 1000 | 1000 | 31.06 | 50.9
2016-10-01 00:00:00 | 0.32102 | 0.35077 | 0.39269 | 26 | -25.9999 | -26 | 1000 | 1000 | 26 | 48.9
2016-10-01 01:00:00 | 0.2824 | 0.31385 | 0.32007 | 29.02 | -29.0199 | -29.02 | 1000 | 1000 | 29.02 | 42.94
2016-10-01 02:00:00 | 0.32745 | 0.35692 | 0.27054 | 25.94 | -25.9399 | -25.94 | 1000 | 1000 | 25.94 | 40.28
2016-10-01 03:00:00 | 0.32102 | 0.35077 | 0.2573 | 29.13 | -29.1299 | -29.13 | 1000 | 1000 | 29.13 | 38.52
2016-10-01 04:00:00 | 0.34998 | 0.37846 | 0.25708 | 32.55 | -32.5499 | -32.55 | 1000 | 1000 | 32.55 | 40.4
2016-10-01 05:00:00 | 0.29527 | 0.32615 | 0.2679 | 31.3 | -31.2999 | -31.3 | 1000 | 1000 | 31.3 | 42.31
2016-10-01 06:00:00 | 0.25666 | 0.28923 | 0.32786 | 38.38 | -38.3799 | -38.38 | 1000 | 1000 | 38.38 | 44.49
2016-10-01 07:00:00 | 0.20195 | 0.23692 | 0.51632 | 38.96 | -38.9599 | -38.96 | 1000 | 1000 | 38.96 | 48.94
2016-10-01 08:00:00 | 0.17621 | 0.21231 | 0.72881 | 39.94 | -39.9399 | -39.94 | 1000 | 1000 | 39.94 | 57.04
2016-10-01 09:00:00 | 0.17299 | 0.20923 | 0.83671 | 39.21 | -39.2099 | -39.21 | 1000 | 1000 | 39.21 | 55.9
2016-10-01 10:00:00 | 0.1569 | 0.19385 | 0.89575 | 34.07 | -34.0699 | -34.07 | 1000 | 1000 | 34.07 | 54.48
2016-10-01 11:00:00 | 0.15047 | 0.18769 | 0.93645 | 30.53 | -30.5299 | -30.53 | 1000 | 1000 | 30.53 | 52.89
2016-10-01 12:00:00 | 0.13438 | 0.17231 | 0.97446 | 29.63 | -29.6299 | -29.63 | 1000 | 1000 | 29.63 | 53.43
2016-10-01 13:00:00 | 0.13116 | 0.16923 | 0.93367 | 29.18 | -29.1799 | -29.18 | 1000 | 1000 | 29.18 | 48.87
2016-10-01 14:00:00 | 0.14403 | 0.18154 | 0.82041 | 29.44 | -29.4399 | -29.44 | 1000 | 1000 | 29.44 | 44.91
2016-10-01 15:00:00 | 0.14403 | 0.18154 | 0.73445 | 34.63 | -34.6299 | -34.63 | 1000 | 1000 | 34.63 | 44
2016-10-01 16:00:00 | 0.16977 | 0.20615 | 0.70905 | 39.93 | -39.9299 | -39.93 | 1000 | 1000 | 39.93 | 44.22
2016-10-01 17:00:00 | 0.18908 | 0.22462 | 0.76491 | 45.03 | -45.0299 | -45.03 | 1000 | 1000 | 45.03 | 52.04
2016-10-01 18:00:00 | 0.1923 | 0.22769 | 0.87191 | 40.06 | -40.0599 | -40.06 | 1000 | 1000 | 40.06 | 63.46
2016-10-01 19:00:00 | 0.18908 | 0.22462 | 0.93772 | 30.74 | -30.7399 | -30.74 | 1000 | 1000 | 30.74 | 70.22
2016-10-01 20:00:00 | 0.17943 | 0.21538 | 0.86663 | 28.84 | -28.8399 | -28.84 | 1000 | 1000 | 28.84 | 64.88
2016-10-01 21:00:00 | 0.17299 | 0.20923 | 0.72173 | 32.47 | -32.4699 | -32.47 | 1000 | 1000 | 32.47 | 53.1
2016-10-01 22:00:00 | 0.16334 | 0.2 | 0.6763 | 32.68 | -32.6799 | -32.68 | 1000 | 1000 | 32.68 | 52
2016-10-01 23:00:00 | 0.15368 | 0.19077 | 0.57413 | 27.04 | -27.0399 | -27.04 | 1000 | 1000 | 27.04 | 47.22
2016-10-02 00:00:00 | 0.14081 | 0.17846 | 0.42848 | 26.28 | -26.2799 | -26.28 | 1000 | 1000 | 26.28 | 44.38
2016-10-02 01:00:00 | 0.13116 | 0.16923 | 0.3248 | 25.13 | -25.1299 | -25.13 | 1000 | 1000 | 25.13 | 40.4
2016-10-02 02:00:00 | 0.13116 | 0.16923 | 0.2597 | 24.9 | -24.8999 | -24.9 | 1000 | 1000 | 24.9 | 34.88
2016-10-02 03:00:00 | 0.15047 | 0.18769 | 0.23571 | 25.03 | -25.0299 | -25.03 | 1000 | 1000 | 25.03 | 23.99
2016-10-02 04:00:00 | 0.15368 | 0.19077 | 0.22974 | 25.43 | -25.4299 | -25.43 | 1000 | 1000 | 25.43 | 20.28
2016-10-02 05:00:00 | 0.1923 | 0.22769 | 0.23181 | 26.09 | -26.0899 | -26.09 | 1000 | 1000 | 26.09 | 26.74
2016-10-02 06:00:00 | 0.1923 | 0.22769 | 0.24273 | 29.7 | -29.6999 | -29.7 | 1000 | 1000 | 29.7 | 31.99
2016-10-02 07:00:00 | 0.18265 | 0.21846 | 0.33217 | 30.99 | -30.9899 | -30.99 | 1000 | 1000 | 30.99 | 40
2016-10-02 08:00:00 | 0.18265 | 0.21846 | 0.53135 | 29.88 | -29.8799 | -29.88 | 1000 | 1000 | 29.88 | 42.94
2016-10-02 09:00:00 | 0.11829 | 0.15692 | 0.74639 | 32.38 | -32.3799 | -32.38 | 1000 | 1000 | 32.38 | 41.1
2016-10-02 10:00:00 | 0.095762 | 0.13538 | 0.8642 | 29.11 | -29.1099 | -29.11 | 1000 | 1000 | 29.11 | 41.94
2016-10-02 11:00:00 | 0.089326 | 0.12923 | 0.95828 | 26.64 | -26.6399 | -26.64 | 1000 | 1000 | 26.64 | 43.05
2016-10-02 12:00:00 | 0.089326 | 0.12923 | 0.97557 | 25.01 | -25.0099 | -25.01 | 1000 | 1000 | 25.01 | 43.84
2016-10-02 13:00:00 | 0.089326 | 0.12923 | 0.80626 | 24.65 | -24.6499 | -24.65 | 1000 | 1000 | 24.65 | 36.75
2016-10-02 14:00:00 | 0.092544 | 0.13231 | 0.66004 | 25.06 | -25.0599 | -25.06 | 1000 | 1000 | 25.06 | 34.88
2016-10-02 15:00:00 | 0.10863 | 0.14769 | 0.58723 | 31.65 | -31.6499 | -31.65 | 1000 | 1000 | 31.65 | 35.96
2016-10-02 16:00:00 | 0.12151 | 0.16 | 0.52352 | 41.22 | -41.2199 | -41.22 | 1000 | 1000 | 41.22 | 31.64
2016-10-02 17:00:00 | 0.19874 | 0.23385 | 0.55331 | 49.35 | -49.3499 | -49.35 | 1000 | 1000 | 49.35 | 41.06
2016-10-02 18:00:00 | 0.20195 | 0.23692 | 0.67192 | 42.4 | -42.3999 | -42.4 | 1000 | 1000 | 42.4 | 52.07
2016-10-02 19:00:00 | 0.26631 | 0.29846 | 0.77603 | 34.78 | -34.7799 | -34.78 | 1000 | 1000 | 34.78 | 70.95
2016-10-02 20:00:00 | 0.247 | 0.28 | 0.75374 | 29.94 | -29.9399 | -29.94 | 1000 | 1000 | 29.94 | 68.58
2016-10-02 21:00:00 | 0.27275 | 0.30462 | 0.70206 | 25.19 | -25.1899 | -25.19 | 1000 | 1000 | 25.19 | 55.57
2016-10-02 22:00:00 | 0.25988 | 0.29231 | 0.62189 | 30.81 | -30.8099 | -30.81 | 1000 | 1000 | 30.81 | 52.07
2016-10-02 23:00:00 | 0.29206 | 0.32308 | 0.46945 | 26.11 | -26.1099 | -26.11 | 1000 | 1000 | 26.11 | 43.08
2016-10-03 00:00:00 | 0.28562 | 0.31692 | 0.42848 | 25.09 | -25.0899 | -25.09 | 1000 | 1000 | 25.09 | 41.66
2016-10-03 01:00:00 | 0.31136 | 0.34154 | 0.3248 | 24.54 | -24.5399 | -24.54 | 1000 | 1000 | 24.54 | 35.71
2016-10-03 02:00:00 | 0.3532 | 0.38154 | 0.2597 | 24.59 | -24.5899 | -24.59 | 1000 | 1000 | 24.59 | 27.56
2016-10-03 03:00:00 | 0.37894 | 0.40615 | 0.23571 | 25.78 | -25.7799 | -25.78 | 1000 | 1000 | 25.78 | 21.98
2016-10-03 04:00:00 | 0.37894 | 0.40615 | 0.22974 | 36.12 | -36.1199 | -36.12 | 1000 | 1000 | 36.12 | 24.39
2016-10-03 05:00:00 | 0.39181 | 0.41846 | 0.23181 | 40.96 | -40.9599 | -40.96 | 1000 | 1000 | 40.96 | 35
2016-10-03 06:00:00 | 0.38216 | 0.40923 | 0.24273 | 38.19 | -38.1899 | -38.19 | 1000 | 1000 | 38.19 | 47.75
2016-10-03 07:00:00 | 0.3178 | 0.34769 | 0.33217 | 39.76 | -39.7599 | -39.76 | 1000 | 1000 | 39.76 | 62.38
2016-10-03 08:00:00 | 0.26953 | 0.30154 | 0.53135 | 32.6 | -32.5999 | -32.6 | 1000 | 1000 | 32.6 | 62.25
2016-10-03 09:00:00 | 0.18265 | 0.21846 | 0.74639 | 33.17 | -33.1699 | -33.17 | 1000 | 1000 | 33.17 | 59.58
2016-10-03 10:00:00 | 0.15047 | 0.18769 | 0.8642 | 26.19 | -26.1899 | -26.19 | 1000 | 1000 | 26.19 | 57.72
2016-10-03 11:00:00 | 0.11829 | 0.15692 | 0.95828 | 25.33 | -25.3299 | -25.33 | 1000 | 1000 | 25.33 | 60
2016-10-03 12:00:00 | 0.12151 | 0.16 | 0.97557 | 24.59 | -24.5899 | -24.59 | 1000 | 1000 | 24.59 | 53.56
2016-10-03 13:00:00 | 0.11185 | 0.15077 | 0.80626 | 29.39 | -29.3899 | -29.39 | 1000 | 1000 | 29.39 | 45.54
2016-10-03 14:00:00 | 0.11185 | 0.15077 | 0.66004 | 31.04 | -31.0399 | -31.04 | 1000 | 1000 | 31.04 | 43.89
2016-10-03 15:00:00 | 0.12794 | 0.16615 | 0.58723 | 33.37 | -33.3699 | -33.37 | 1000 | 1000 | 33.37 | 43.81
2016-10-03 16:00:00 | 0.14081 | 0.17846 | 0.52352 | 37.1 | -37.0999 | -37.1 | 1000 | 1000 | 37.1 | 44.32
2016-10-03 17:00:00 | 0.16334 | 0.2 | 0.55331 | 37.74 | -37.7399 | -37.74 | 1000 | 1000 | 37.74 | 51.8
2016-10-03 18:00:00 | 0.16977 | 0.20615 | 0.67192 | 32.63 | -32.6299 | -32.63 | 1000 | 1000 | 32.63 | 62.39
2016-10-03 19:00:00 | 0.18586 | 0.22154 | 0.77603 | 28.42 | -28.4199 | -28.42 | 1000 | 1000 | 28.42 | 70.16
2016-10-03 20:00:00 | 0.16334 | 0.2 | 0.75374 | 25.74 | -25.7399 | -25.74 | 1000 | 1000 | 25.74 | 69.83
2016-10-03 21:00:00 | 0.16012 | 0.19692 | 0.70206 | 24.6 | -24.5999 | -24.6 | 1000 | 1000 | 24.6 | 55.56
2016-10-03 22:00:00 | 0.16656 | 0.20308 | 0.62189 | 25.96 | -25.9599 | -25.96 | 1000 | 1000 | 25.96 | 48.9
2016-10-03 23:00:00 | 0.16656 | 0.20308 | 0.46945 | 25.28 | -25.2799 | -25.28 | 1000 | 1000 | 25.28 | 41.46
2016-10-04 00:00:00 | 0.15368 | 0.19077 | 0.35579 | 24.05 | -24.0499 | -24.05 | 1000 | 1000 | 24.05 | 37.15
2016-10-04 01:00:00 | 0.16977 | 0.20615 | 0.2723 | 22.03 | -22.0299 | -22.03 | 1000 | 1000 | 22.03 | 30.54
2016-10-04 02:00:00 | 0.1923 | 0.22769 | 0.24656 | 23.25 | -23.2499 | -23.25 | 1000 | 1000 | 23.25 | 25
2016-10-04 03:00:00 | 0.1923 | 0.22769 | 0.24182 | 25.54 | -25.5399 | -25.54 | 1000 | 1000 | 25.54 | 21.15
2016-10-04 04:00:00 | 0.20517 | 0.24 | 0.25666 | 30.04 | -30.0399 | -30.04 | 1000 | 1000 | 30.04 | 21.66
2016-10-04 05:00:00 | 0.23092 | 0.26462 | 0.30259 | 37.1 | -37.0999 | -37.1 | 1000 | 1000 | 37.1 | 32.16
2016-10-04 06:00:00 | 0.23413 | 0.26769 | 0.48151 | 40.38 | -40.3799 | -40.38 | 1000 | 1000 | 40.38 | 51.87
2016-10-04 07:00:00 | 0.19552 | 0.23077 | 0.66658 | 36.78 | -36.7799 | -36.78 | 1000 | 1000 | 36.78 | 70.96
2016-10-04 08:00:00 | 0.17299 | 0.20923 | 0.76801 | 32.37 | -32.3699 | -32.37 | 1000 | 1000 | 32.37 | 69.32
2016-10-04 09:00:00 | 0.14403 | 0.18154 | 0.79951 | 28.71 | -28.7099 | -28.71 | 1000 | 1000 | 28.71 | 67.26
2016-10-04 10:00:00 | 0.10863 | 0.14769 | 0.78557 | 31.29 | -31.2899 | -31.29 | 1000 | 1000 | 31.29 | 65.51
2016-10-04 11:00:00 | 0.10863 | 0.14769 | 0.79764 | 32.08 | -32.0799 | -32.08 | 1000 | 1000 | 32.08 | 64.87
2016-10-04 12:00:00 | 0.12151 | 0.16 | 0.85187 | 31.99 | -31.9899 | -31.99 | 1000 | 1000 | 31.99 | 62.96
2016-10-04 13:00:00 | 0.13438 | 0.17231 | 0.80371 | 31.87 | -31.8699 | -31.87 | 1000 | 1000 | 31.87 | 57.98
2016-10-04 14:00:00 | 0.15368 | 0.19077 | 0.71281 | 30.49 | -30.4899 | -30.49 | 1000 | 1000 | 30.49 | 53.69
2016-10-04 15:00:00 | 0.14725 | 0.18462 | 0.66962 | 35.7 | -35.6999 | -35.7 | 1000 | 1000 | 35.7 | 52.84
2016-10-04 16:00:00 | 0.19552 | 0.23077 | 0.64249 | 37.88 | -37.8799 | -37.88 | 1000 | 1000 | 37.88 | 50.9
2016-10-04 17:00:00 | 0.21483 | 0.24923 | 0.6827 | 39.09 | -39.0899 | -39.09 | 1000 | 1000 | 39.09 | 57.29
2016-10-04 18:00:00 | 0.247 | 0.28 | 0.76871 | 30.21 | -30.2099 | -30.21 | 1000 | 1000 | 30.21 | 63.2
2016-10-04 19:00:00 | 0.247 | 0.28 | 0.84092 | 26.08 | -26.0799 | -26.08 | 1000 | 1000 | 26.08 | 69.99
2016-10-04 20:00:00 | 0.26953 | 0.30154 | 0.81374 | 24.78 | -24.7799 | -24.78 | 1000 | 1000 | 24.78 | 68
2016-10-04 21:00:00 | 0.30493 | 0.33538 | 0.75678 | 24.93 | -24.9299 | -24.93 | 1000 | 1000 | 24.93 | 57.22
2016-10-04 22:00:00 | 0.34032 | 0.36923 | 0.66533 | 25.06 | -25.0599 | -25.06 | 1000 | 1000 | 25.06 | 51.45
2016-10-04 23:00:00 | 0.35641 | 0.38462 | 0.5102 | 23.67 | -23.6699 | -23.67 | 1000 | 1000 | 23.67 | 42.9
2016-10-05 00:00:00 | 0.33067 | 0.36 | 0.35579 | 22.45 | -22.4499 | -22.45 | 1000 | 1000 | 22.45 | 43.94
2016-10-05 01:00:00 | 0.33711 | 0.36615 | 0.2723 | 22.23 | -22.2299 | -22.23 | 1000 | 1000 | 22.23 | 40.91
2016-10-05 02:00:00 | 0.34354 | 0.37231 | 0.24656 | 22.71 | -22.7099 | -22.71 | 1000 | 1000 | 22.71 | 37.22
2016-10-05 03:00:00 | 0.31136 | 0.34154 | 0.24182 | 24.3 | -24.2999 | -24.3 | 1000 | 1000 | 24.3 | 30.73
2016-10-05 04:00:00 | 0.32424 | 0.35385 | 0.25666 | 31.17 | -31.1699 | -31.17 | 1000 | 1000 | 31.17 | 36.09
2016-10-05 05:00:00 | 0.33389 | 0.36308 | 0.30259 | 42.45 | -42.4499 | -42.45 | 1000 | 1000 | 42.45 | 42.54
2016-10-05 06:00:00 | 0.31136 | 0.34154 | 0.48151 | 41.97 | -41.9699 | -41.97 | 1000 | 1000 | 41.97 | 63.52
2016-10-05 07:00:00 | 0.30493 | 0.33538 | 0.66658 | 30.14 | -30.1399 | -30.14 | 1000 | 1000 | 30.14 | 67.93
2016-10-05 08:00:00 | 0.27918 | 0.31077 | 0.76801 | 27.58 | -27.5799 | -27.58 | 1000 | 1000 | 27.58 | 66.5
2016-10-05 09:00:00 | 0.21804 | 0.25231 | 0.79951 | 27.51 | -27.5099 | -27.51 | 1000 | 1000 | 27.51 | 67.19
2016-10-05 10:00:00 | 0.21161 | 0.24615 | 0.78557 | 26.33 | -26.3299 | -26.33 | 1000 | 1000 | 26.33 | 66.61
2016-10-05 11:00:00 | 0.21161 | 0.24615 | 0.79764 | 26.98 | -26.9799 | -26.98 | 1000 | 1000 | 26.98 | 65.28
2016-10-05 12:00:00 | 0.24379 | 0.27692 | 0.85187 | 28.17 | -28.1699 | -28.17 | 1000 | 1000 | 28.17 | 64.01
2016-10-05 13:00:00 | 0.22448 | 0.25846 | 0.80371 | 28.18 | -28.1799 | -28.18 | 1000 | 1000 | 28.18 | 61
2016-10-05 14:00:00 | 0.23735 | 0.27077 | 0.71281 | 29.99 | -29.9899 | -29.99 | 1000 | 1000 | 29.99 | 54.64
2016-10-05 15:00:00 | 0.23413 | 0.26769 | 0.66962 | 35 | -34.9999 | -35 | 1000 | 1000 | 35 | 51.83
2016-10-05 16:00:00 | 0.22448 | 0.25846 | 0.64249 | 42.2 | -42.1999 | -42.2 | 1000 | 1000 | 42.2 | 50.69
2016-10-05 17:00:00 | 0.24379 | 0.27692 | 0.6827 | 41.08 | -41.0799 | -41.08 | 1000 | 1000 | 41.08 | 54.15
2016-10-05 18:00:00 | 0.26631 | 0.29846 | 0.76871 | 33.37 | -33.3699 | -33.37 | 1000 | 1000 | 33.37 | 64.13
2016-10-05 19:00:00 | 0.25988 | 0.29231 | 0.84092 | 27.67 | -27.6699 | -27.67 | 1000 | 1000 | 27.67 | 67.5
2016-10-05 20:00:00 | 0.25022 | 0.28308 | 0.81374 | 26.98 | -26.9799 | -26.98 | 1000 | 1000 | 26.98 | 64.98
2016-10-05 21:00:00 | 0.25988 | 0.29231 | 0.75678 | 25.02 | -25.0199 | -25.02 | 1000 | 1000 | 25.02 | 52.29
2016-10-05 22:00:00 | 0.25666 | 0.28923 | 0.66533 | 13.65 | -13.6499 | -13.65 | 1000 | 1000 | 13.65 | 47.99
2016-10-05 23:00:00 | 0.26631 | 0.29846 | 0.5102 | 17.1 | -17.0999 | -17.1 | 1000 | 1000 | 17.1 | 43
2016-10-06 00:00:00 | 0.25666 | 0.28923 | 0.35579 | 16.05 | -16.0499 | -16.05 | 1000 | 1000 | 16.05 | 41.5
2016-10-06 01:00:00 | 0.247 | 0.28 | 0.2723 | 12.3 | -12.2999 | -12.3 | 1000 | 1000 | 12.3 | 36.79
2016-10-06 02:00:00 | 0.23735 | 0.27077 | 0.24656 | 19.55 | -19.5499 | -19.55 | 1000 | 1000 | 19.55 | 29.2
2016-10-06 03:00:00 | 0.2277 | 0.26154 | 0.24182 | 24.06 | -24.0599 | -24.06 | 1000 | 1000 | 24.06 | 19.96
2016-10-06 04:00:00 | 0.22448 | 0.25846 | 0.25666 | 27.63 | -27.6299 | -27.63 | 1000 | 1000 | 27.63 | 15.44
2016-10-06 05:00:00 | 0.22126 | 0.25538 | 0.30259 | 33.19 | -33.1899 | -33.19 | 1000 | 1000 | 33.19 | 33.15
2016-10-06 06:00:00 | 0.21804 | 0.25231 | 0.48151 | 32.57 | -32.5699 | -32.57 | 1000 | 1000 | 32.57 | 46
2016-10-06 07:00:00 | 0.22126 | 0.25538 | 0.66658 | 36.19 | -36.1899 | -36.19 | 1000 | 1000 | 36.19 | 51.42
2016-10-06 08:00:00 | 0.21804 | 0.25231 | 0.76801 | 36.45 | -36.4499 | -36.45 | 1000 | 1000 | 36.45 | 53.32
2016-10-06 09:00:00 | 0.22448 | 0.25846 | 0.79951 | 36.77 | -36.7699 | -36.77 | 1000 | 1000 | 36.77 | 49.93
2016-10-06 10:00:00 | 0.22126 | 0.25538 | 0.78557 | 36.97 | -36.9699 | -36.97 | 1000 | 1000 | 36.97 | 50.16
2016-10-06 11:00:00 | 0.22448 | 0.25846 | 0.79764 | 36.44 | -36.4399 | -36.44 | 1000 | 1000 | 36.44 | 50.18
2016-10-06 12:00:00 | 0.22126 | 0.25538 | 0.85187 | 34.18 | -34.1799 | -34.18 | 1000 | 1000 | 34.18 | 47.78
2016-10-06 13:00:00 | 0.21483 | 0.24923 | 0.80371 | 34.06 | -34.0599 | -34.06 | 1000 | 1000 | 34.06 | 47.06
2016-10-06 14:00:00 | 0.2277 | 0.26154 | 0.71281 | 33.42 | -33.4199 | -33.42 | 1000 | 1000 | 33.42 | 45.95
2016-10-06 15:00:00 | 0.22448 | 0.25846 | 0.66962 | 42.42 | -42.4199 | -42.42 | 1000 | 1000 | 42.42 | 48.32
2016-10-06 16:00:00 | 0.22448 | 0.25846 | 0.64249 | 42.47 | -42.4699 | -42.47 | 1000 | 1000 | 42.47 | 45.03
2016-10-06 17:00:00 | 0.23735 | 0.27077 | 0.6827 | 49.69 | -49.6899 | -49.69 | 1000 | 1000 | 49.69 | 50.72
2016-10-06 18:00:00 | 0.24379 | 0.27692 | 0.76871 | 40.02 | -40.0199 | -40.02 | 1000 | 1000 | 40.02 | 61
2016-10-06 19:00:00 | 0.25344 | 0.28615 | 0.84092 | 34.23 | -34.2299 | -34.23 | 1000 | 1000 | 34.23 | 72.91
2016-10-06 20:00:00 | 0.25022 | 0.28308 | 0.81374 | 30.68 | -30.6799 | -30.68 | 1000 | 1000 | 30.68 | 67.71
2016-10-06 21:00:00 | 0.25344 | 0.28615 | 0.75678 | 28.43 | -28.4299 | -28.43 | 1000 | 1000 | 28.43 | 53.14
2016-10-06 22:00:00 | 0.25666 | 0.28923 | 0.66533 | 28.87 | -28.8699 | -28.87 | 1000 | 1000 | 28.87 | 49
2016-10-06 23:00:00 | 0.26631 | 0.29846 | 0.5102 | 26.9 | -26.8999 | -26.9 | 1000 | 1000 | 26.9 | 44.16
2016-10-07 00:00:00 | 0.26631 | 0.29846 | 0.35579 | 26.98 | -26.9799 | -26.98 | 1000 | 1000 | 26.98 | 42.77
2016-10-07 01:00:00 | 0.26631 | 0.29846 | 0.2723 | 27.59 | -27.5899 | -27.59 | 1000 | 1000 | 27.59 | 40.54
2016-10-07 02:00:00 | 0.25344 | 0.28615 | 0.24656 | 27.96 | -27.9599 | -27.96 | 1000 | 1000 | 27.96 | 35.1
2016-10-07 03:00:00 | 0.27597 | 0.30769 | 0.24182 | 29.93 | -29.9299 | -29.93 | 1000 | 1000 | 29.93 | 19.94
2016-10-07 04:00:00 | 0.28562 | 0.31692 | 0.25666 | 42.28 | -42.2799 | -42.28 | 1000 | 1000 | 42.28 | 21.63
2016-10-07 05:00:00 | 0.29206 | 0.32308 | 0.30259 | 42 | -41.9999 | -42 | 1000 | 1000 | 42 | 35.76
2016-10-07 06:00:00 | 0.29849 | 0.32923 | 0.48151 | 45.58 | -45.5799 | -45.58 | 1000 | 1000 | 45.58 | 51.45
2016-10-07 07:00:00 | 0.28884 | 0.32 | 0.66658 | 45.05 | -45.0499 | -45.05 | 1000 | 1000 | 45.05 | 63.97
2016-10-07 08:00:00 | 0.27918 | 0.31077 | 0.76801 | 46.53 | -46.5299 | -46.53 | 1000 | 1000 | 46.53 | 62.14
2016-10-07 09:00:00 | 0.247 | 0.28 | 0.79951 | 52.32 | -52.3199 | -52.32 | 1000 | 1000 | 52.32 | 63.74
2016-10-07 10:00:00 | 0.20517 | 0.24 | 0.78557 | 53.07 | -53.0699 | -53.07 | 1000 | 1000 | 53.07 | 61.19
2016-10-07 11:00:00 | 0.20517 | 0.24 | 0.79764 | 47.11 | -47.1099 | -47.11 | 1000 | 1000 | 47.11 | 62
2016-10-07 12:00:00 | 0.21483 | 0.24923 | 0.85187 | 44.06 | -44.0599 | -44.06 | 1000 | 1000 | 44.06 | 61.98
2016-10-07 13:00:00 | 0.23092 | 0.26462 | 0.80371 | 42.47 | -42.4699 | -42.47 | 1000 | 1000 | 42.47 | 58.03
2016-10-07 14:00:00 | 0.247 | 0.28 | 0.71281 | 41.98 | -41.9799 | -41.98 | 1000 | 1000 | 41.98 | 55.51
2016-10-07 15:00:00 | 0.25666 | 0.28923 | 0.66962 | 38.49 | -38.4899 | -38.49 | 1000 | 1000 | 38.49 | 50
2016-10-07 16:00:00 | 0.26953 | 0.30154 | 0.64249 | 41.94 | -41.9399 | -41.94 | 1000 | 1000 | 41.94 | 48.62
2016-10-07 17:00:00 | 0.27918 | 0.31077 | 0.6827 | 42.46 | -42.4599 | -42.46 | 1000 | 1000 | 42.46 | 51.68
2016-10-07 18:00:00 | 0.2824 | 0.31385 | 0.76871 | 33.1 | -33.0999 | -33.1 | 1000 | 1000 | 33.1 | 56.2
2016-10-07 19:00:00 | 0.28884 | 0.32 | 0.84092 | 30.53 | -30.5299 | -30.53 | 1000 | 1000 | 30.53 | 64.08
2016-10-07 20:00:00 | 0.32424 | 0.35385 | 0.81374 | 31.12 | -31.1199 | -31.12 | 1000 | 1000 | 31.12 | 59.15
2016-10-07 21:00:00 | 0.34032 | 0.36923 | 0.75678 | 32.97 | -32.9699 | -32.97 | 1000 | 1000 | 32.97 | 55.48
2016-10-07 22:00:00 | 0.34998 | 0.37846 | 0.66533 | 31.04 | -31.0399 | -31.04 | 1000 | 1000 | 31.04 | 52.47
2016-10-07 23:00:00 | 0.36607 | 0.39385 | 0.5102 | 28.78 | -28.7799 | -28.78 | 1000 | 1000 | 28.78 | 45.78
2016-10-08 00:00:00 | 0.36285 | 0.39077 | 0.39269 | 29.97 | -29.9699 | -29.97 | 1000 | 1000 | 29.97 | 50.33
2016-10-08 01:00:00 | 0.33067 | 0.36 | 0.32007 | 29.7 | -29.6999 | -29.7 | 1000 | 1000 | 29.7 | 43.33
2016-10-08 02:00:00 | 0.30493 | 0.33538 | 0.27054 | 29.99 | -29.9899 | -29.99 | 1000 | 1000 | 29.99 | 41.96
2016-10-08 03:00:00 | 0.29206 | 0.32308 | 0.2573 | 29.56 | -29.5599 | -29.56 | 1000 | 1000 | 29.56 | 32.76
2016-10-08 04:00:00 | 0.2824 | 0.31385 | 0.25708 | 31.59 | -31.5899 | -31.59 | 1000 | 1000 | 31.59 | 26.28
2016-10-08 05:00:00 | 0.29527 | 0.32615 | 0.2679 | 33.39 | -33.3899 | -33.39 | 1000 | 1000 | 33.39 | 33.24
2016-10-08 06:00:00 | 0.29527 | 0.32615 | 0.32786 | 40.04 | -40.0399 | -40.04 | 1000 | 1000 | 40.04 | 38.43
2016-10-08 07:00:00 | 0.29527 | 0.32615 | 0.51632 | 43.41 | -43.4099 | -43.41 | 1000 | 1000 | 43.41 | 49.43
2016-10-08 08:00:00 | 0.26953 | 0.30154 | 0.72881 | 44.94 | -44.9399 | -44.94 | 1000 | 1000 | 44.94 | 49.72
2016-10-08 09:00:00 | 0.25666 | 0.28923 | 0.83671 | 42.08 | -42.0799 | -42.08 | 1000 | 1000 | 42.08 | 55.29
2016-10-08 10:00:00 | 0.25022 | 0.28308 | 0.89575 | 33.58 | -33.5799 | -33.58 | 1000 | 1000 | 33.58 | 54.99
2016-10-08 11:00:00 | 0.24057 | 0.27385 | 0.93645 | 32.48 | -32.4799 | -32.48 | 1000 | 1000 | 32.48 | 56.61
2016-10-08 12:00:00 | 0.2277 | 0.26154 | 0.97446 | 33.03 | -33.0299 | -33.03 | 1000 | 1000 | 33.03 | 56.48
2016-10-08 13:00:00 | 0.25022 | 0.28308 | 0.93367 | 32.44 | -32.4399 | -32.44 | 1000 | 1000 | 32.44 | 51.21
2016-10-08 14:00:00 | 0.23735 | 0.27077 | 0.82041 | 37.02 | -37.0199 | -37.02 | 1000 | 1000 | 37.02 | 49
2016-10-08 15:00:00 | 0.247 | 0.28 | 0.73445 | 42.69 | -42.6899 | -42.69 | 1000 | 1000 | 42.69 | 46.86
2016-10-08 16:00:00 | 0.25666 | 0.28923 | 0.70905 | 46 | -45.9999 | -46 | 1000 | 1000 | 46 | 47.32
2016-10-08 17:00:00 | 0.28884 | 0.32 | 0.76491 | 52.75 | -52.7499 | -52.75 | 1000 | 1000 | 52.75 | 50.96
2016-10-08 18:00:00 | 0.29206 | 0.32308 | 0.87191 | 42.92 | -42.9199 | -42.92 | 1000 | 1000 | 42.92 | 62.07
2016-10-08 19:00:00 | 0.30493 | 0.33538 | 0.93772 | 35 | -34.9999 | -35 | 1000 | 1000 | 35 | 72.03
2016-10-08 20:00:00 | 0.29849 | 0.32923 | 0.86663 | 32.44 | -32.4399 | -32.44 | 1000 | 1000 | 32.44 | 64.97
2016-10-08 21:00:00 | 0.29849 | 0.32923 | 0.72173 | 31.12 | -31.1199 | -31.12 | 1000 | 1000 | 31.12 | 56.68
2016-10-08 22:00:00 | 0.30171 | 0.33231 | 0.6763 | 28.71 | -28.7099 | -28.71 | 1000 | 1000 | 28.71 | 56.28
2016-10-08 23:00:00 | 0.30171 | 0.33231 | 0.57413 | 28.45 | -28.4499 | -28.45 | 1000 | 1000 | 28.45 | 47.38
2016-10-09 00:00:00 | 0.29849 | 0.32923 | 0.42848 | 29.25 | -29.2499 | -29.25 | 1000 | 1000 | 29.25 | 50.32
2016-10-09 01:00:00 | 0.28884 | 0.32 | 0.3248 | 28.79 | -28.7899 | -28.79 | 1000 | 1000 | 28.79 | 45.21
2016-10-09 02:00:00 | 0.28562 | 0.31692 | 0.2597 | 28.72 | -28.7199 | -28.72 | 1000 | 1000 | 28.72 | 43.44
2016-10-09 03:00:00 | 0.30171 | 0.33231 | 0.23571 | 28.09 | -28.0899 | -28.09 | 1000 | 1000 | 28.09 | 40.57
2016-10-09 04:00:00 | 0.31136 | 0.34154 | 0.22974 | 28.55 | -28.5499 | -28.55 | 1000 | 1000 | 28.55 | 36.79
2016-10-09 05:00:00 | 0.32102 | 0.35077 | 0.23181 | 29.11 | -29.1099 | -29.11 | 1000 | 1000 | 29.11 | 35.78
2016-10-09 06:00:00 | 0.32424 | 0.35385 | 0.24273 | 31.87 | -31.8699 | -31.87 | 1000 | 1000 | 31.87 | 38.39
2016-10-09 07:00:00 | 0.32102 | 0.35077 | 0.33217 | 33.68 | -33.6799 | -33.68 | 1000 | 1000 | 33.68 | 39.65
2016-10-09 08:00:00 | 0.31136 | 0.34154 | 0.53135 | 33.34 | -33.3399 | -33.34 | 1000 | 1000 | 33.34 | 40.35
2016-10-09 09:00:00 | 0.28562 | 0.31692 | 0.74639 | 34.13 | -34.1299 | -34.13 | 1000 | 1000 | 34.13 | 44.85
2016-10-09 10:00:00 | 0.29206 | 0.32308 | 0.8642 | 32.06 | -32.0599 | -32.06 | 1000 | 1000 | 32.06 | 49.97
2016-10-09 11:00:00 | 0.27275 | 0.30462 | 0.95828 | 28.81 | -28.8099 | -28.81 | 1000 | 1000 | 28.81 | 51.99
2016-10-09 12:00:00 | 0.24379 | 0.27692 | 0.97557 | 28.23 | -28.2299 | -28.23 | 1000 | 1000 | 28.23 | 52.07
2016-10-09 13:00:00 | 0.247 | 0.28 | 0.80626 | 28.21 | -28.2099 | -28.21 | 1000 | 1000 | 28.21 | 44.59
2016-10-09 14:00:00 | 0.25988 | 0.29231 | 0.66004 | 28.8 | -28.7999 | -28.8 | 1000 | 1000 | 28.8 | 39.94
2016-10-09 15:00:00 | 0.24379 | 0.27692 | 0.58723 | 32.95 | -32.9499 | -32.95 | 1000 | 1000 | 32.95 | 37.8
2016-10-09 16:00:00 | 0.28884 | 0.32 | 0.52352 | 41.29 | -41.2899 | -41.29 | 1000 | 1000 | 41.29 | 33.95
2016-10-09 17:00:00 | 0.3178 | 0.34769 | 0.55331 | 50.52 | -50.5199 | -50.52 | 1000 | 1000 | 50.52 | 39.93
2016-10-09 18:00:00 | 0.32102 | 0.35077 | 0.67192 | 45.29 | -45.2899 | -45.29 | 1000 | 1000 | 45.29 | 46.06
2016-10-09 19:00:00 | 0.34676 | 0.37538 | 0.77603 | 43.45 | -43.4499 | -43.45 | 1000 | 1000 | 43.45 | 63.2
2016-10-09 20:00:00 | 0.36607 | 0.39385 | 0.75374 | 42.24 | -42.2399 | -42.24 | 1000 | 1000 | 42.24 | 57.1
2016-10-09 21:00:00 | 0.38859 | 0.41538 | 0.70206 | 34.39 | -34.3899 | -34.39 | 1000 | 1000 | 34.39 | 47.23
2016-10-09 22:00:00 | 0.39503 | 0.42154 | 0.62189 | 29.58 | -29.5799 | -29.58 | 1000 | 1000 | 29.58 | 44.67
2016-10-09 23:00:00 | 0.42077 | 0.44615 | 0.46945 | 31.87 | -31.8699 | -31.87 | 1000 | 1000 | 31.87 | 39.45
2016-10-10 00:00:00 | 0.43364 | 0.45846 | 0.35579 | 33.49 | -33.4899 | -33.49 | 1000 | 1000 | 33.49 | 41.96
2016-10-10 01:00:00 | 0.43364 | 0.45846 | 0.2723 | 30.66 | -30.6599 | -30.66 | 1000 | 1000 | 30.66 | 35.85
2016-10-10 02:00:00 | 0.44008 | 0.46462 | 0.24656 | 30.19 | -30.1899 | -30.19 | 1000 | 1000 | 30.19 | 22.04
2016-10-10 03:00:00 | 0.45295 | 0.47692 | 0.24182 | 31.28 | -31.2799 | -31.28 | 1000 | 1000 | 31.28 | 19.02
2016-10-10 04:00:00 | 0.45617 | 0.48 | 0.25666 | 48.85 | -48.8499 | -48.85 | 1000 | 1000 | 48.85 | 23.16
2016-10-10 05:00:00 | 0.48513 | 0.50769 | 0.30259 | 69.24 | -69.2399 | -69.24 | 1000 | 1000 | 69.24 | 38.17
2016-10-10 06:00:00 | 0.45617 | 0.48 | 0.48151 | 75 | -74.9999 | -75 | 1000 | 1000 | 75 | 62.28
2016-10-10 07:00:00 | 0.46261 | 0.48615 | 0.66658 | 70.16 | -70.1599 | -70.16 | 1000 | 1000 | 70.16 | 71.98
2016-10-10 08:00:00 | 0.42077 | 0.44615 | 0.76801 | 60.13 | -60.1299 | -60.13 | 1000 | 1000 | 60.13 | 68.02
2016-10-10 09:00:00 | 0.39503 | 0.42154 | 0.79951 | 55.66 | -55.6599 | -55.66 | 1000 | 1000 | 55.66 | 68.24
2016-10-10 10:00:00 | 0.35963 | 0.38769 | 0.78557 | 51.99 | -51.9899 | -51.99 | 1000 | 1000 | 51.99 | 68.12
2016-10-10 11:00:00 | 0.31136 | 0.34154 | 0.79764 | 53.21 | -53.2099 | -53.21 | 1000 | 1000 | 53.21 | 68.92
2016-10-10 12:00:00 | 0.26953 | 0.30154 | 0.85187 | 52.65 | -52.6499 | -52.65 | 1000 | 1000 | 52.65 | 65.7
2016-10-10 13:00:00 | 0.25344 | 0.28615 | 0.80371 | 51.91 | -51.9099 | -51.91 | 1000 | 1000 | 51.91 | 65.28
2016-10-10 14:00:00 | 0.24379 | 0.27692 | 0.71281 | 55 | -54.9999 | -55 | 1000 | 1000 | 55 | 61.44
2016-10-10 15:00:00 | 0.24379 | 0.27692 | 0.66962 | 57.24 | -57.2399 | -57.24 | 1000 | 1000 | 57.24 | 51.56
2016-10-10 16:00:00 | 0.26309 | 0.29538 | 0.64249 | 69.94 | -69.9399 | -69.94 | 1000 | 1000 | 69.94 | 47.32
2016-10-10 17:00:00 | 0.29849 | 0.32923 | 0.6827 | 81.93 | -81.9299 | -81.93 | 1000 | 1000 | 81.93 | 46.19
2016-10-10 18:00:00 | 0.30493 | 0.33538 | 0.76871 | 57.1 | -57.0999 | -57.1 | 1000 | 1000 | 57.1 | 50
2016-10-10 19:00:00 | 0.30815 | 0.33846 | 0.84092 | 43.41 | -43.4099 | -43.41 | 1000 | 1000 | 43.41 | 62.78
2016-10-10 20:00:00 | 0.31136 | 0.34154 | 0.81374 | 33.48 | -33.4799 | -33.48 | 1000 | 1000 | 33.48 | 53.2
2016-10-10 21:00:00 | 0.31136 | 0.34154 | 0.75678 | 30.53 | -30.5299 | -30.53 | 1000 | 1000 | 30.53 | 44.18
2016-10-10 22:00:00 | 0.32424 | 0.35385 | 0.66533 | 32.34 | -32.3399 | -32.34 | 1000 | 1000 | 32.34 | 45.92
2016-10-10 23:00:00 | 0.32424 | 0.35385 | 0.5102 | 30.23 | -30.2299 | -30.23 | 1000 | 1000 | 30.23 | 42.08
2016-10-11 00:00:00 | 0.32424 | 0.35385 | 0.35579 | 29.08 | -29.0799 | -29.08 | 1000 | 1000 | 29.08 | 42.82
2016-10-11 01:00:00 | 0.32745 | 0.35692 | 0.2723 | 29.16 | -29.1599 | -29.16 | 1000 | 1000 | 29.16 | 39.09
2016-10-11 02:00:00 | 0.32745 | 0.35692 | 0.24656 | 30.18 | -30.1799 | -30.18 | 1000 | 1000 | 30.18 | 34.52
2016-10-11 03:00:00 | 0.32102 | 0.35077 | 0.24182 | 31.91 | -31.9099 | -31.91 | 1000 | 1000 | 31.91 | 27.74
2016-10-11 04:00:00 | 0.31458 | 0.34462 | 0.25666 | 36.91 | -36.9099 | -36.91 | 1000 | 1000 | 36.91 | 29.86
2016-10-11 05:00:00 | 0.31136 | 0.34154 | 0.30259 | 45.93 | -45.9299 | -45.93 | 1000 | 1000 | 45.93 | 39.47
2016-10-11 06:00:00 | 0.30815 | 0.33846 | 0.48151 | 49.39 | -49.3899 | -49.39 | 1000 | 1000 | 49.39 | 50.38
2016-10-11 07:00:00 | 0.29527 | 0.32615 | 0.66658 | 49.35 | -49.3499 | -49.35 | 1000 | 1000 | 49.35 | 57.43
2016-10-11 08:00:00 | 0.28884 | 0.32 | 0.76801 | 47.58 | -47.5799 | -47.58 | 1000 | 1000 | 47.58 | 68.17
2016-10-11 09:00:00 | 0.30171 | 0.33231 | 0.79951 | 45.08 | -45.0799 | -45.08 | 1000 | 1000 | 45.08 | 68.98
2016-10-11 10:00:00 | 0.31136 | 0.34154 | 0.78557 | 40.08 | -40.0799 | -40.08 | 1000 | 1000 | 40.08 | 66.89
2016-10-11 11:00:00 | 0.32102 | 0.35077 | 0.79764 | 39.91 | -39.9099 | -39.91 | 1000 | 1000 | 39.91 | 67.2
2016-10-11 12:00:00 | 0.32745 | 0.35692 | 0.85187 | 37.88 | -37.8799 | -37.88 | 1000 | 1000 | 37.88 | 66.87
2016-10-11 13:00:00 | 0.33067 | 0.36 | 0.80371 | 39.25 | -39.2499 | -39.25 | 1000 | 1000 | 39.25 | 62
2016-10-11 14:00:00 | 0.33711 | 0.36615 | 0.71281 | 39.96 | -39.9599 | -39.96 | 1000 | 1000 | 39.96 | 58.01
2016-10-11 15:00:00 | 0.34032 | 0.36923 | 0.66962 | 42.67 | -42.6699 | -42.67 | 1000 | 1000 | 42.67 | 53.27
2016-10-11 16:00:00 | 0.34998 | 0.37846 | 0.64249 | 44.97 | -44.9699 | -44.97 | 1000 | 1000 | 44.97 | 51.15
2016-10-11 17:00:00 | 0.3532 | 0.38154 | 0.6827 | 44.54 | -44.5399 | -44.54 | 1000 | 1000 | 44.54 | 53.85
2016-10-11 18:00:00 | 0.35963 | 0.38769 | 0.76871 | 35.45 | -35.4499 | -35.45 | 1000 | 1000 | 35.45 | 66.91
2016-10-11 19:00:00 | 0.35963 | 0.38769 | 0.84092 | 34.23 | -34.2299 | -34.23 | 1000 | 1000 | 34.23 | 71.93
2016-10-11 20:00:00 | 0.35963 | 0.38769 | 0.81374 | 33.03 | -33.0299 | -33.03 | 1000 | 1000 | 33.03 | 59.37
2016-10-11 21:00:00 | 0.36285 | 0.39077 | 0.75678 | 30.41 | -30.4099 | -30.41 | 1000 | 1000 | 30.41 | 47.95
2016-10-11 22:00:00 | 0.36607 | 0.39385 | 0.66533 | 28.17 | -28.1699 | -28.17 | 1000 | 1000 | 28.17 | 47.72
2016-10-11 23:00:00 | 0.36607 | 0.39385 | 0.5102 | 27.93 | -27.9299 | -27.93 | 1000 | 1000 | 27.93 | 44.12
2016-10-12 00:00:00 | 0.36929 | 0.39692 | 0.35579 | 28.09 | -28.0899 | -28.09 | 1000 | 1000 | 28.09 | 39.95
2016-10-12 01:00:00 | 0.36285 | 0.39077 | 0.2723 | 28.01 | -28.0099 | -28.01 | 1000 | 1000 | 28.01 | 31.93
2016-10-12 02:00:00 | 0.35963 | 0.38769 | 0.24656 | 28.16 | -28.1599 | -28.16 | 1000 | 1000 | 28.16 | 26.59
2016-10-12 03:00:00 | 0.35963 | 0.38769 | 0.24182 | 29.99 | -29.9899 | -29.99 | 1000 | 1000 | 29.99 | 22.14
2016-10-12 04:00:00 | 0.35641 | 0.38462 | 0.25666 | 32.93 | -32.9299 | -32.93 | 1000 | 1000 | 32.93 | 22.25
2016-10-12 05:00:00 | 0.35641 | 0.38462 | 0.30259 | 45.07 | -45.0699 | -45.07 | 1000 | 1000 | 45.07 | 34.6
2016-10-12 06:00:00 | 0.35963 | 0.38769 | 0.48151 | 46.99 | -46.9899 | -46.99 | 1000 | 1000 | 46.99 | 44.64
2016-10-12 07:00:00 | 0.35641 | 0.38462 | 0.66658 | 45.95 | -45.9499 | -45.95 | 1000 | 1000 | 45.95 | 60.07
2016-10-12 08:00:00 | 0.34998 | 0.37846 | 0.76801 | 41.59 | -41.5899 | -41.59 | 1000 | 1000 | 41.59 | 65.38
2016-10-12 09:00:00 | 0.34676 | 0.37538 | 0.79951 | 44.94 | -44.9399 | -44.94 | 1000 | 1000 | 44.94 | 68.32
2016-10-12 10:00:00 | 0.34032 | 0.36923 | 0.78557 | 40.54 | -40.5399 | -40.54 | 1000 | 1000 | 40.54 | 69.17
2016-10-12 11:00:00 | 0.33389 | 0.36308 | 0.79764 | 36.77 | -36.7699 | -36.77 | 1000 | 1000 | 36.77 | 72
2016-10-12 12:00:00 | 0.32424 | 0.35385 | 0.85187 | 34.93 | -34.9299 | -34.93 | 1000 | 1000 | 34.93 | 72.08
2016-10-12 13:00:00 | 0.33067 | 0.36 | 0.80371 | 33.87 | -33.8699 | -33.87 | 1000 | 1000 | 33.87 | 70.76
2016-10-12 14:00:00 | 0.33067 | 0.36 | 0.71281 | 37.44 | -37.4399 | -37.44 | 1000 | 1000 | 37.44 | 65.43
2016-10-12 15:00:00 | 0.32745 | 0.35692 | 0.66962 | 44.02 | -44.0199 | -44.02 | 1000 | 1000 | 44.02 | 61.59
2016-10-12 16:00:00 | 0.34676 | 0.37538 | 0.64249 | 45.68 | -45.6799 | -45.68 | 1000 | 1000 | 45.68 | 54.73
2016-10-12 17:00:00 | 0.35641 | 0.38462 | 0.6827 | 47.82 | -47.8199 | -47.82 | 1000 | 1000 | 47.82 | 59.68
2016-10-12 18:00:00 | 0.35963 | 0.38769 | 0.76871 | 38.26 | -38.2599 | -38.26 | 1000 | 1000 | 38.26 | 67.81
2016-10-12 19:00:00 | 0.35963 | 0.38769 | 0.84092 | 33.57 | -33.5699 | -33.57 | 1000 | 1000 | 33.57 | 75.91
2016-10-12 20:00:00 | 0.3532 | 0.38154 | 0.81374 | 33.99 | -33.9899 | -33.99 | 1000 | 1000 | 33.99 | 67.49
2016-10-12 21:00:00 | 0.34998 | 0.37846 | 0.75678 | 30.1 | -30.0999 | -30.1 | 1000 | 1000 | 30.1 | 55.15
2016-10-12 22:00:00 | 0.34998 | 0.37846 | 0.66533 | 28.21 | -28.2099 | -28.21 | 1000 | 1000 | 28.21 | 52.5
2016-10-12 23:00:00 | 0.34676 | 0.37538 | 0.5102 | 28.15 | -28.1499 | -28.15 | 1000 | 1000 | 28.15 | 45.15
2016-10-13 00:00:00 | 0.34998 | 0.37846 | 0.35579 | 28.08 | -28.0799 | -28.08 | 1000 | 1000 | 28.08 | 44.99
2016-10-13 01:00:00 | 0.3532 | 0.38154 | 0.2723 | 28.14 | -28.1399 | -28.14 | 1000 | 1000 | 28.14 | 43.05
2016-10-13 02:00:00 | 0.35963 | 0.38769 | 0.24656 | 28.12 | -28.1199 | -28.12 | 1000 | 1000 | 28.12 | 40.16
2016-10-13 03:00:00 | 0.35963 | 0.38769 | 0.24182 | 28.23 | -28.2299 | -28.23 | 1000 | 1000 | 28.23 | 34.66
2016-10-13 04:00:00 | 0.36607 | 0.39385 | 0.25666 | 36.66 | -36.6599 | -36.66 | 1000 | 1000 | 36.66 | 37.42
2016-10-13 05:00:00 | 0.36607 | 0.39385 | 0.30259 | 47.91 | -47.9099 | -47.91 | 1000 | 1000 | 47.91 | 42.91
2016-10-13 06:00:00 | 0.36929 | 0.39692 | 0.48151 | 49.64 | -49.6399 | -49.64 | 1000 | 1000 | 49.64 | 52.51
2016-10-13 07:00:00 | 0.34998 | 0.37846 | 0.66658 | 44.98 | -44.9799 | -44.98 | 1000 | 1000 | 44.98 | 67.56
2016-10-13 08:00:00 | 0.33711 | 0.36615 | 0.76801 | 40.02 | -40.0199 | -40.02 | 1000 | 1000 | 40.02 | 71.6
2016-10-13 09:00:00 | 0.33067 | 0.36 | 0.79951 | 37.64 | -37.6399 | -37.64 | 1000 | 1000 | 37.64 | 71
2016-10-13 10:00:00 | 0.3178 | 0.34769 | 0.78557 | 31.39 | -31.3899 | -31.39 | 1000 | 1000 | 31.39 | 71.02
2016-10-13 11:00:00 | 0.33067 | 0.36 | 0.79764 | 31.06 | -31.0599 | -31.06 | 1000 | 1000 | 31.06 | 67.69
2016-10-13 12:00:00 | 0.33389 | 0.36308 | 0.85187 | 30.12 | -30.1199 | -30.12 | 1000 | 1000 | 30.12 | 65.77
2016-10-13 13:00:00 | 0.33389 | 0.36308 | 0.80371 | 32.06 | -32.0599 | -32.06 | 1000 | 1000 | 32.06 | 64.5
2016-10-13 14:00:00 | 0.33711 | 0.36615 | 0.71281 | 31.63 | -31.6299 | -31.63 | 1000 | 1000 | 31.63 | 62.92
2016-10-13 15:00:00 | 0.34998 | 0.37846 | 0.66962 | 38.13 | -38.1299 | -38.13 | 1000 | 1000 | 38.13 | 56.53
2016-10-13 16:00:00 | 0.35641 | 0.38462 | 0.64249 | 42.76 | -42.7599 | -42.76 | 1000 | 1000 | 42.76 | 53.19
2016-10-13 17:00:00 | 0.37572 | 0.40308 | 0.6827 | 39.96 | -39.9599 | -39.96 | 1000 | 1000 | 39.96 | 62.26
2016-10-13 18:00:00 | 0.38859 | 0.41538 | 0.76871 | 30.58 | -30.5799 | -30.58 | 1000 | 1000 | 30.58 | 67.68
2016-10-13 19:00:00 | 0.4079 | 0.43385 | 0.84092 | 28.7 | -28.6999 | -28.7 | 1000 | 1000 | 28.7 | 76.73
2016-10-13 20:00:00 | 0.40468 | 0.43077 | 0.81374 | 28.2 | -28.1999 | -28.2 | 1000 | 1000 | 28.2 | 71.35
2016-10-13 21:00:00 | 0.39825 | 0.42462 | 0.75678 | 27.42 | -27.4199 | -27.42 | 1000 | 1000 | 27.42 | 57.71
2016-10-13 22:00:00 | 0.39181 | 0.41846 | 0.66533 | 20.8 | -20.7999 | -20.8 | 1000 | 1000 | 20.8 | 52
2016-10-13 23:00:00 | 0.41434 | 0.44 | 0.5102 | 20.02 | -20.0199 | -20.02 | 1000 | 1000 | 20.02 | 47.99
2016-10-14 00:00:00 | 0.42721 | 0.45231 | 0.35579 | 14.98 | -14.9799 | -14.98 | 1000 | 1000 | 14.98 | 44.58
2016-10-14 01:00:00 | 0.43686 | 0.46154 | 0.2723 | 20.07 | -20.0699 | -20.07 | 1000 | 1000 | 20.07 | 42.38
2016-10-14 02:00:00 | 0.44652 | 0.47077 | 0.24656 | 21.72 | -21.7199 | -21.72 | 1000 | 1000 | 21.72 | 39.98
2016-10-14 03:00:00 | 0.45939 | 0.48308 | 0.24182 | 25.2 | -25.1999 | -25.2 | 1000 | 1000 | 25.2 | 34.69
2016-10-14 04:00:00 | 0.47226 | 0.49538 | 0.25666 | 30.29 | -30.2899 | -30.29 | 1000 | 1000 | 30.29 | 37.71
2016-10-14 05:00:00 | 0.48191 | 0.50462 | 0.30259 | 40.53 | -40.5299 | -40.53 | 1000 | 1000 | 40.53 | 42.11
2016-10-14 06:00:00 | 0.47548 | 0.49846 | 0.48151 | 40.08 | -40.0799 | -40.08 | 1000 | 1000 | 40.08 | 52.34
2016-10-14 07:00:00 | 0.45617 | 0.48 | 0.66658 | 40.1 | -40.0999 | -40.1 | 1000 | 1000 | 40.1 | 71.98
2016-10-14 08:00:00 | 0.42721 | 0.45231 | 0.76801 | 34.13 | -34.1299 | -34.13 | 1000 | 1000 | 34.13 | 73.01
2016-10-14 09:00:00 | 0.38538 | 0.41231 | 0.79951 | 29.55 | -29.5499 | -29.55 | 1000 | 1000 | 29.55 | 70.64
2016-10-14 10:00:00 | 0.34676 | 0.37538 | 0.78557 | 28.17 | -28.1699 | -28.17 | 1000 | 1000 | 28.17 | 66.19
2016-10-14 11:00:00 | 0.30493 | 0.33538 | 0.79764 | 28.1 | -28.0999 | -28.1 | 1000 | 1000 | 28.1 | 64.57
2016-10-14 12:00:00 | 0.29849 | 0.32923 | 0.85187 | 28.2 | -28.1999 | -28.2 | 1000 | 1000 | 28.2 | 57.29
2016-10-14 13:00:00 | 0.26631 | 0.29846 | 0.80371 | 30.01 | -30.0099 | -30.01 | 1000 | 1000 | 30.01 | 53.96
2016-10-14 14:00:00 | 0.24379 | 0.27692 | 0.71281 | 29 | -28.9999 | -29 | 1000 | 1000 | 29 | 50.24
2016-10-14 15:00:00 | 0.24379 | 0.27692 | 0.66962 | 37.07 | -37.0699 | -37.07 | 1000 | 1000 | 37.07 | 47.79
2016-10-14 16:00:00 | 0.26631 | 0.29846 | 0.64249 | 38.27 | -38.2699 | -38.27 | 1000 | 1000 | 38.27 | 47.86
2016-10-14 17:00:00 | 0.29527 | 0.32615 | 0.6827 | 38.52 | -38.5199 | -38.52 | 1000 | 1000 | 38.52 | 55
2016-10-14 18:00:00 | 0.31458 | 0.34462 | 0.76871 | 32.32 | -32.3199 | -32.32 | 1000 | 1000 | 32.32 | 69.96
2016-10-14 19:00:00 | 0.33389 | 0.36308 | 0.84092 | 29.57 | -29.5699 | -29.57 | 1000 | 1000 | 29.57 | 74.84
2016-10-14 20:00:00 | 0.34676 | 0.37538 | 0.81374 | 28.2 | -28.1999 | -28.2 | 1000 | 1000 | 28.2 | 65.96
2016-10-14 21:00:00 | 0.34998 | 0.37846 | 0.75678 | 28.01 | -28.0099 | -28.01 | 1000 | 1000 | 28.01 | 52
2016-10-14 22:00:00 | 0.35641 | 0.38462 | 0.66533 | 15.53 | -15.5299 | -15.53 | 1000 | 1000 | 15.53 | 49.75
2016-10-14 23:00:00 | 0.36285 | 0.39077 | 0.5102 | 13.1 | -13.0999 | -13.1 | 1000 | 1000 | 13.1 | 46.66
2016-10-15 00:00:00 | 0.36285 | 0.39077 | 0.39269 | 13.66 | -13.6599 | -13.66 | 1000 | 1000 | 13.66 | 45.11
2016-10-15 01:00:00 | 0.37572 | 0.40308 | 0.32007 | 13.62 | -13.6199 | -13.62 | 1000 | 1000 | 13.62 | 42.05
2016-10-15 02:00:00 | 0.38216 | 0.40923 | 0.27054 | 17.99 | -17.9899 | -17.99 | 1000 | 1000 | 17.99 | 39.47
2016-10-15 03:00:00 | 0.38859 | 0.41538 | 0.2573 | 15.5 | -15.4999 | -15.5 | 1000 | 1000 | 15.5 | 39.39
2016-10-15 04:00:00 | 0.39825 | 0.42462 | 0.25708 | 15.79 | -15.7899 | -15.79 | 1000 | 1000 | 15.79 | 34.22
2016-10-15 05:00:00 | 0.40147 | 0.42769 | 0.2679 | 27.62 | -27.6199 | -27.62 | 1000 | 1000 | 27.62 | 39.06
2016-10-15 06:00:00 | 0.39825 | 0.42462 | 0.32786 | 30.59 | -30.5899 | -30.59 | 1000 | 1000 | 30.59 | 42.27
2016-10-15 07:00:00 | 0.38538 | 0.41231 | 0.51632 | 31.62 | -31.6199 | -31.62 | 1000 | 1000 | 31.62 | 45.28
2016-10-15 08:00:00 | 0.36285 | 0.39077 | 0.72881 | 31.89 | -31.8899 | -31.89 | 1000 | 1000 | 31.89 | 53.2
2016-10-15 09:00:00 | 0.32745 | 0.35692 | 0.83671 | 33.34 | -33.3399 | -33.34 | 1000 | 1000 | 33.34 | 56.55
2016-10-15 10:00:00 | 0.30815 | 0.33846 | 0.89575 | 31.39 | -31.3899 | -31.39 | 1000 | 1000 | 31.39 | 57.17
2016-10-15 11:00:00 | 0.28884 | 0.32 | 0.93645 | 31.36 | -31.3599 | -31.36 | 1000 | 1000 | 31.36 | 52.43
2016-10-15 12:00:00 | 0.27275 | 0.30462 | 0.97446 | 32.24 | -32.2399 | -32.24 | 1000 | 1000 | 32.24 | 50.89
2016-10-15 13:00:00 | 0.26953 | 0.30154 | 0.93367 | 36.05 | -36.0499 | -36.05 | 1000 | 1000 | 36.05 | 45
2016-10-15 14:00:00 | 0.28884 | 0.32 | 0.82041 | 38.03 | -38.0299 | -38.03 | 1000 | 1000 | 38.03 | 43.12
2016-10-15 15:00:00 | 0.30815 | 0.33846 | 0.73445 | 42.86 | -42.8599 | -42.86 | 1000 | 1000 | 42.86 | 43.12
2016-10-15 16:00:00 | 0.32102 | 0.35077 | 0.70905 | 49.92 | -49.9199 | -49.92 | 1000 | 1000 | 49.92 | 43.99
2016-10-15 17:00:00 | 0.33711 | 0.36615 | 0.76491 | 57.05 | -57.0499 | -57.05 | 1000 | 1000 | 57.05 | 48.17
2016-10-15 18:00:00 | 0.34998 | 0.37846 | 0.87191 | 48.93 | -48.9299 | -48.93 | 1000 | 1000 | 48.93 | 61.21
2016-10-15 19:00:00 | 0.35641 | 0.38462 | 0.93772 | 44.38 | -44.3799 | -44.38 | 1000 | 1000 | 44.38 | 68.82
2016-10-15 20:00:00 | 0.36607 | 0.39385 | 0.86663 | 40.02 | -40.0199 | -40.02 | 1000 | 1000 | 40.02 | 56.28
2016-10-15 21:00:00 | 0.3725 | 0.4 | 0.72173 | 32.96 | -32.9599 | -32.96 | 1000 | 1000 | 32.96 | 47.11
2016-10-15 22:00:00 | 0.37894 | 0.40615 | 0.6763 | 33.08 | -33.0799 | -33.08 | 1000 | 1000 | 33.08 | 45.89
2016-10-15 23:00:00 | 0.37894 | 0.40615 | 0.57413 | 31.1 | -31.0999 | -31.1 | 1000 | 1000 | 31.1 | 45.26
2016-10-16 00:00:00 | 0.37894 | 0.40615 | 0.42848 | 31.6 | -31.5999 | -31.6 | 1000 | 1000 | 31.6 | 35.81
2016-10-16 01:00:00 | 0.37894 | 0.40615 | 0.3248 | 30.59 | -30.5899 | -30.59 | 1000 | 1000 | 30.59 | 36.03
2016-10-16 02:00:00 | 0.37894 | 0.40615 | 0.2597 | 30.66 | -30.6599 | -30.66 | 1000 | 1000 | 30.66 | 33.83
2016-10-16 03:00:00 | 0.38216 | 0.40923 | 0.23571 | 30.61 | -30.6099 | -30.61 | 1000 | 1000 | 30.61 | 32.72
2016-10-16 04:00:00 | 0.38538 | 0.41231 | 0.22974 | 30.91 | -30.9099 | -30.91 | 1000 | 1000 | 30.91 | 31.43
2016-10-16 05:00:00 | 0.38859 | 0.41538 | 0.23181 | 31.51 | -31.5099 | -31.51 | 1000 | 1000 | 31.51 | 33.2
2016-10-16 06:00:00 | 0.39181 | 0.41846 | 0.24273 | 36.63 | -36.6299 | -36.63 | 1000 | 1000 | 36.63 | 34.61
2016-10-16 07:00:00 | 0.38859 | 0.41538 | 0.33217 | 38.48 | -38.4799 | -38.48 | 1000 | 1000 | 38.48 | 38.48
2016-10-16 08:00:00 | 0.38538 | 0.41231 | 0.53135 | 37.39 | -37.3899 | -37.39 | 1000 | 1000 | 37.39 | 42.1
2016-10-16 09:00:00 | 0.37572 | 0.40308 | 0.74639 | 34.57 | -34.5699 | -34.57 | 1000 | 1000 | 34.57 | 44.87
2016-10-16 10:00:00 | 0.36285 | 0.39077 | 0.8642 | 33.1 | -33.0999 | -33.1 | 1000 | 1000 | 33.1 | 45.12
2016-10-16 11:00:00 | 0.34998 | 0.37846 | 0.95828 | 31.54 | -31.5399 | -31.54 | 1000 | 1000 | 31.54 | 47.43
2016-10-16 12:00:00 | 0.3532 | 0.38154 | 0.97557 | 30.08 | -30.0799 | -30.08 | 1000 | 1000 | 30.08 | 45.14
2016-10-16 13:00:00 | 0.34676 | 0.37538 | 0.80626 | 30.44 | -30.4399 | -30.44 | 1000 | 1000 | 30.44 | 42.1
2016-10-16 14:00:00 | 0.34998 | 0.37846 | 0.66004 | 31.05 | -31.0499 | -31.05 | 1000 | 1000 | 31.05 | 39.76
2016-10-16 15:00:00 | 0.3532 | 0.38154 | 0.58723 | 36.06 | -36.0599 | -36.06 | 1000 | 1000 | 36.06 | 37.02
2016-10-16 16:00:00 | 0.36285 | 0.39077 | 0.52352 | 45.85 | -45.8499 | -45.85 | 1000 | 1000 | 45.85 | 42.1
2016-10-16 17:00:00 | 0.36607 | 0.39385 | 0.55331 | 48.93 | -48.9299 | -48.93 | 1000 | 1000 | 48.93 | 45.12
2016-10-16 18:00:00 | 0.36929 | 0.39692 | 0.67192 | 34.15 | -34.1499 | -34.15 | 1000 | 1000 | 34.15 | 55.03
2016-10-16 19:00:00 | 0.36607 | 0.39385 | 0.77603 | 31.06 | -31.0599 | -31.06 | 1000 | 1000 | 31.06 | 69.41
2016-10-16 20:00:00 | 0.36607 | 0.39385 | 0.75374 | 30.57 | -30.5699 | -30.57 | 1000 | 1000 | 30.57 | 64.06
2016-10-16 21:00:00 | 0.36929 | 0.39692 | 0.70206 | 28.84 | -28.8399 | -28.84 | 1000 | 1000 | 28.84 | 49.05
2016-10-16 22:00:00 | 0.36929 | 0.39692 | 0.62189 | 30.6 | -30.5999 | -30.6 | 1000 | 1000 | 30.6 | 53.19
2016-10-16 23:00:00 | 0.36607 | 0.39385 | 0.46945 | 29.56 | -29.5599 | -29.56 | 1000 | 1000 | 29.56 | 48.26
2016-10-17 00:00:00 | 0.36285 | 0.39077 | 0.35579 | 29.17 | -29.1699 | -29.17 | 1000 | 1000 | 29.17 | 48.07
2016-10-17 01:00:00 | 0.36285 | 0.39077 | 0.2723 | 28.44 | -28.4399 | -28.44 | 1000 | 1000 | 28.44 | 42.92
2016-10-17 02:00:00 | 0.35963 | 0.38769 | 0.24656 | 28.53 | -28.5299 | -28.53 | 1000 | 1000 | 28.53 | 40.35
2016-10-17 03:00:00 | 0.35963 | 0.38769 | 0.24182 | 30.46 | -30.4599 | -30.46 | 1000 | 1000 | 30.46 | 34.99
2016-10-17 04:00:00 | 0.35963 | 0.38769 | 0.25666 | 41.75 | -41.7499 | -41.75 | 1000 | 1000 | 41.75 | 35.66
2016-10-17 05:00:00 | 0.36607 | 0.39385 | 0.30259 | 45.11 | -45.1099 | -45.11 | 1000 | 1000 | 45.11 | 43.97
2016-10-17 06:00:00 | 0.36929 | 0.39692 | 0.48151 | 48.34 | -48.3399 | -48.34 | 1000 | 1000 | 48.34 | 59.94
2016-10-17 07:00:00 | 0.36285 | 0.39077 | 0.66658 | 46.42 | -46.4199 | -46.42 | 1000 | 1000 | 46.42 | 74.22
2016-10-17 08:00:00 | 0.35963 | 0.38769 | 0.76801 | 46.48 | -46.4799 | -46.48 | 1000 | 1000 | 46.48 | 73.01
2016-10-17 09:00:00 | 0.3532 | 0.38154 | 0.79951 | 46.02 | -46.0199 | -46.02 | 1000 | 1000 | 46.02 | 72.94
2016-10-17 10:00:00 | 0.34676 | 0.37538 | 0.78557 | 41.9 | -41.8999 | -41.9 | 1000 | 1000 | 41.9 | 69.9
2016-10-17 11:00:00 | 0.33711 | 0.36615 | 0.79764 | 45.21 | -45.2099 | -45.21 | 1000 | 1000 | 45.21 | 69
2016-10-17 12:00:00 | 0.33389 | 0.36308 | 0.85187 | 48.97 | -48.9699 | -48.97 | 1000 | 1000 | 48.97 | 65.96
2016-10-17 13:00:00 | 0.33067 | 0.36 | 0.80371 | 52.42 | -52.4199 | -52.42 | 1000 | 1000 | 52.42 | 65.29
2016-10-17 14:00:00 | 0.33389 | 0.36308 | 0.71281 | 53.97 | -53.9699 | -53.97 | 1000 | 1000 | 53.97 | 62.08
2016-10-17 15:00:00 | 0.34032 | 0.36923 | 0.66962 | 50.05 | -50.0499 | -50.05 | 1000 | 1000 | 50.05 | 58.05
2016-10-17 16:00:00 | 0.34676 | 0.37538 | 0.64249 | 55.56 | -55.5599 | -55.56 | 1000 | 1000 | 55.56 | 50.28
2016-10-17 17:00:00 | 0.3532 | 0.38154 | 0.6827 | 56.08 | -56.0799 | -56.08 | 1000 | 1000 | 56.08 | 57.5
2016-10-17 18:00:00 | 0.35963 | 0.38769 | 0.76871 | 46.44 | -46.4399 | -46.44 | 1000 | 1000 | 46.44 | 67.69
2016-10-17 19:00:00 | 0.36285 | 0.39077 | 0.84092 | 35.74 | -35.7399 | -35.74 | 1000 | 1000 | 35.74 | 80
2016-10-17 20:00:00 | 0.36929 | 0.39692 | 0.81374 | 36.87 | -36.8699 | -36.87 | 1000 | 1000 | 36.87 | 69.93
2016-10-17 21:00:00 | 0.3725 | 0.4 | 0.75678 | 32.57 | -32.5699 | -32.57 | 1000 | 1000 | 32.57 | 51.63
2016-10-17 22:00:00 | 0.37894 | 0.40615 | 0.66533 | 31.5 | -31.4999 | -31.5 | 1000 | 1000 | 31.5 | 48.57
2016-10-17 23:00:00 | 0.38216 | 0.40923 | 0.5102 | 30.82 | -30.8199 | -30.82 | 1000 | 1000 | 30.82 | 42.47
2016-10-18 00:00:00 | 0.38216 | 0.40923 | 0.35579 | 30.46 | -30.4599 | -30.46 | 1000 | 1000 | 30.46 | 41.08
2016-10-18 01:00:00 | 0.38216 | 0.40923 | 0.2723 | 30.5 | -30.4999 | -30.5 | 1000 | 1000 | 30.5 | 40
2016-10-18 02:00:00 | 0.37894 | 0.40615 | 0.24656 | 31.11 | -31.1099 | -31.11 | 1000 | 1000 | 31.11 | 27.78
2016-10-18 03:00:00 | 0.37894 | 0.40615 | 0.24182 | 32.96 | -32.9599 | -32.96 | 1000 | 1000 | 32.96 | 21.89
2016-10-18 04:00:00 | 0.37894 | 0.40615 | 0.25666 | 41.79 | -41.7899 | -41.79 | 1000 | 1000 | 41.79 | 22.29
2016-10-18 05:00:00 | 0.37894 | 0.40615 | 0.30259 | 51.33 | -51.3299 | -51.33 | 1000 | 1000 | 51.33 | 32.44
2016-10-18 06:00:00 | 0.38216 | 0.40923 | 0.48151 | 54.95 | -54.9499 | -54.95 | 1000 | 1000 | 54.95 | 43.71
2016-10-18 07:00:00 | 0.37894 | 0.40615 | 0.66658 | 51.93 | -51.9299 | -51.93 | 1000 | 1000 | 51.93 | 59.32
2016-10-18 08:00:00 | 0.36929 | 0.39692 | 0.76801 | 50.35 | -50.3499 | -50.35 | 1000 | 1000 | 50.35 | 61.55
2016-10-18 09:00:00 | 0.35641 | 0.38462 | 0.79951 | 50.81 | -50.8099 | -50.81 | 1000 | 1000 | 50.81 | 58.5
2016-10-18 10:00:00 | 0.34998 | 0.37846 | 0.78557 | 46.49 | -46.4899 | -46.49 | 1000 | 1000 | 46.49 | 61.19
2016-10-18 11:00:00 | 0.32102 | 0.35077 | 0.79764 | 41.16 | -41.1599 | -41.16 | 1000 | 1000 | 41.16 | 62.03
2016-10-18 12:00:00 | 0.29206 | 0.32308 | 0.85187 | 35.38 | -35.3799 | -35.38 | 1000 | 1000 | 35.38 | 55.58
2016-10-18 13:00:00 | 0.27597 | 0.30769 | 0.80371 | 35.76 | -35.7599 | -35.76 | 1000 | 1000 | 35.76 | 50.99
2016-10-18 14:00:00 | 0.26953 | 0.30154 | 0.71281 | 36.8 | -36.7999 | -36.8 | 1000 | 1000 | 36.8 | 48.59
2016-10-18 15:00:00 | 0.25988 | 0.29231 | 0.66962 | 44.9 | -44.8999 | -44.9 | 1000 | 1000 | 44.9 | 47.44
2016-10-18 16:00:00 | 0.27597 | 0.30769 | 0.64249 | 48.91 | -48.9099 | -48.91 | 1000 | 1000 | 48.91 | 47.84
2016-10-18 17:00:00 | 0.27275 | 0.30462 | 0.6827 | 47.47 | -47.4699 | -47.47 | 1000 | 1000 | 47.47 | 51.83
2016-10-18 18:00:00 | 0.27918 | 0.31077 | 0.76871 | 37.63 | -37.6299 | -37.63 | 1000 | 1000 | 37.63 | 65
2016-10-18 19:00:00 | 0.28884 | 0.32 | 0.84092 | 34.44 | -34.4399 | -34.44 | 1000 | 1000 | 34.44 | 73.42
2016-10-18 20:00:00 | 0.29527 | 0.32615 | 0.81374 | 32.7 | -32.6999 | -32.7 | 1000 | 1000 | 32.7 | 65.24
2016-10-18 21:00:00 | 0.28884 | 0.32 | 0.75678 | 30.49 | -30.4899 | -30.49 | 1000 | 1000 | 30.49 | 55.09
2016-10-18 22:00:00 | 0.30493 | 0.33538 | 0.66533 | 30.27 | -30.2699 | -30.27 | 1000 | 1000 | 30.27 | 50.84
2016-10-18 23:00:00 | 0.30171 | 0.33231 | 0.5102 | 28.99 | -28.9899 | -28.99 | 1000 | 1000 | 28.99 | 46.61
2016-10-19 00:00:00 | 0.29849 | 0.32923 | 0.35579 | 28.95 | -28.9499 | -28.95 | 1000 | 1000 | 28.95 | 42.47
2016-10-19 01:00:00 | 0.29527 | 0.32615 | 0.2723 | 29.08 | -29.0799 | -29.08 | 1000 | 1000 | 29.08 | 40.22
2016-10-19 02:00:00 | 0.29849 | 0.32923 | 0.24656 | 30.32 | -30.3199 | -30.32 | 1000 | 1000 | 30.32 | 38.35
2016-10-19 03:00:00 | 0.28884 | 0.32 | 0.24182 | 30.85 | -30.8499 | -30.85 | 1000 | 1000 | 30.85 | 32.76
2016-10-19 04:00:00 | 0.2824 | 0.31385 | 0.25666 | 36.66 | -36.6599 | -36.66 | 1000 | 1000 | 36.66 | 32.3
2016-10-19 05:00:00 | 0.2824 | 0.31385 | 0.30259 | 47.5 | -47.4999 | -47.5 | 1000 | 1000 | 47.5 | 41.33
2016-10-19 06:00:00 | 0.27918 | 0.31077 | 0.48151 | 48.68 | -48.6799 | -48.68 | 1000 | 1000 | 48.68 | 48.93
2016-10-19 07:00:00 | 0.27597 | 0.30769 | 0.66658 | 48.47 | -48.4699 | -48.47 | 1000 | 1000 | 48.47 | 61.71
2016-10-19 08:00:00 | 0.26631 | 0.29846 | 0.76801 | 49.29 | -49.2899 | -49.29 | 1000 | 1000 | 49.29 | 65.97
2016-10-19 09:00:00 | 0.25666 | 0.28923 | 0.79951 | 49.29 | -49.2899 | -49.29 | 1000 | 1000 | 49.29 | 66
2016-10-19 10:00:00 | 0.27275 | 0.30462 | 0.78557 | 47.99 | -47.9899 | -47.99 | 1000 | 1000 | 47.99 | 67.98
2016-10-19 11:00:00 | 0.28884 | 0.32 | 0.79764 | 45.92 | -45.9199 | -45.92 | 1000 | 1000 | 45.92 | 67.51
2016-10-19 12:00:00 | 0.29527 | 0.32615 | 0.85187 | 42.01 | -42.0099 | -42.01 | 1000 | 1000 | 42.01 | 64.97
2016-10-19 13:00:00 | 0.29849 | 0.32923 | 0.80371 | 41.27 | -41.2699 | -41.27 | 1000 | 1000 | 41.27 | 60.23
2016-10-19 14:00:00 | 0.28562 | 0.31692 | 0.71281 | 42.12 | -42.1199 | -42.12 | 1000 | 1000 | 42.12 | 56.03
2016-10-19 15:00:00 | 0.28562 | 0.31692 | 0.66962 | 48.32 | -48.3199 | -48.32 | 1000 | 1000 | 48.32 | 53.91
2016-10-19 16:00:00 | 0.31136 | 0.34154 | 0.64249 | 48.95 | -48.9499 | -48.95 | 1000 | 1000 | 48.95 | 51.97
2016-10-19 17:00:00 | 0.30493 | 0.33538 | 0.6827 | 49 | -48.9999 | -49 | 1000 | 1000 | 49 | 61.36
2016-10-19 18:00:00 | 0.30171 | 0.33231 | 0.76871 | 44.49 | -44.4899 | -44.49 | 1000 | 1000 | 44.49 | 70.66
2016-10-19 19:00:00 | 0.31458 | 0.34462 | 0.84092 | 35.2 | -35.1999 | -35.2 | 1000 | 1000 | 35.2 | 83.21
2016-10-19 20:00:00 | 0.33067 | 0.36 | 0.81374 | 34.99 | -34.9899 | -34.99 | 1000 | 1000 | 34.99 | 69.62
2016-10-19 21:00:00 | 0.35963 | 0.38769 | 0.75678 | 31.26 | -31.2599 | -31.26 | 1000 | 1000 | 31.26 | 55.36
2016-10-19 22:00:00 | 0.33711 | 0.36615 | 0.66533 | 30.36 | -30.3599 | -30.36 | 1000 | 1000 | 30.36 | 50.03
2016-10-19 23:00:00 | 0.33711 | 0.36615 | 0.5102 | 29.99 | -29.9899 | -29.99 | 1000 | 1000 | 29.99 | 45.82
2016-10-20 00:00:00 | 0.34354 | 0.37231 | 0.35579 | 29.97 | -29.9699 | -29.97 | 1000 | 1000 | 29.97 | 45.3
2016-10-20 01:00:00 | 0.34032 | 0.36923 | 0.2723 | 30.03 | -30.0299 | -30.03 | 1000 | 1000 | 30.03 | 42.43
2016-10-20 02:00:00 | 0.34676 | 0.37538 | 0.24656 | 30.02 | -30.0199 | -30.02 | 1000 | 1000 | 30.02 | 40.95
2016-10-20 03:00:00 | 0.37894 | 0.40615 | 0.24182 | 30.83 | -30.8299 | -30.83 | 1000 | 1000 | 30.83 | 40.09
2016-10-20 04:00:00 | 0.38859 | 0.41538 | 0.25666 | 35.35 | -35.3499 | -35.35 | 1000 | 1000 | 35.35 | 40.7
2016-10-20 05:00:00 | 0.39181 | 0.41846 | 0.30259 | 41.84 | -41.8399 | -41.84 | 1000 | 1000 | 41.84 | 42.43
2016-10-20 06:00:00 | 0.39503 | 0.42154 | 0.48151 | 46.95 | -46.9499 | -46.95 | 1000 | 1000 | 46.95 | 50.9
2016-10-20 07:00:00 | 0.38538 | 0.41231 | 0.66658 | 47.98 | -47.9799 | -47.98 | 1000 | 1000 | 47.98 | 75.17
2016-10-20 08:00:00 | 0.36929 | 0.39692 | 0.76801 | 47.06 | -47.0599 | -47.06 | 1000 | 1000 | 47.06 | 79.13
2016-10-20 09:00:00 | 0.3532 | 0.38154 | 0.79951 | 47.16 | -47.1599 | -47.16 | 1000 | 1000 | 47.16 | 78.66
2016-10-20 10:00:00 | 0.34032 | 0.36923 | 0.78557 | 44.93 | -44.9299 | -44.93 | 1000 | 1000 | 44.93 | 73.98
2016-10-20 11:00:00 | 0.31136 | 0.34154 | 0.79764 | 44.71 | -44.7099 | -44.71 | 1000 | 1000 | 44.71 | 70.36
2016-10-20 12:00:00 | 0.32745 | 0.35692 | 0.85187 | 42.6 | -42.5999 | -42.6 | 1000 | 1000 | 42.6 | 66.19
2016-10-20 13:00:00 | 0.30815 | 0.33846 | 0.80371 | 43.6 | -43.5999 | -43.6 | 1000 | 1000 | 43.6 | 62.93
2016-10-20 14:00:00 | 0.29206 | 0.32308 | 0.71281 | 44.98 | -44.9799 | -44.98 | 1000 | 1000 | 44.98 | 58.92
2016-10-20 15:00:00 | 0.29527 | 0.32615 | 0.66962 | 48.91 | -48.9099 | -48.91 | 1000 | 1000 | 48.91 | 56.38
2016-10-20 16:00:00 | 0.29849 | 0.32923 | 0.64249 | 48.96 | -48.9599 | -48.96 | 1000 | 1000 | 48.96 | 56.18
2016-10-20 17:00:00 | 0.30815 | 0.33846 | 0.6827 | 56.01 | -56.0099 | -56.01 | 1000 | 1000 | 56.01 | 65.18
2016-10-20 18:00:00 | 0.31458 | 0.34462 | 0.76871 | 46.45 | -46.4499 | -46.45 | 1000 | 1000 | 46.45 | 76.2
2016-10-20 19:00:00 | 0.3178 | 0.34769 | 0.84092 | 36.11 | -36.1099 | -36.11 | 1000 | 1000 | 36.11 | 117.49
2016-10-20 20:00:00 | 0.34676 | 0.37538 | 0.81374 | 34.67 | -34.6699 | -34.67 | 1000 | 1000 | 34.67 | 79.93
2016-10-20 21:00:00 | 0.33067 | 0.36 | 0.75678 | 32.87 | -32.8699 | -32.87 | 1000 | 1000 | 32.87 | 66.21
2016-10-20 22:00:00 | 0.33067 | 0.36 | 0.66533 | 32.65 | -32.6499 | -32.65 | 1000 | 1000 | 32.65 | 63.2
2016-10-20 23:00:00 | 0.33067 | 0.36 | 0.5102 | 31.94 | -31.9399 | -31.94 | 1000 | 1000 | 31.94 | 49
2016-10-21 00:00:00 | 0.34032 | 0.36923 | 0.35579 | 31.39 | -31.3899 | -31.39 | 1000 | 1000 | 31.39 | 44.72
2016-10-21 01:00:00 | 0.34032 | 0.36923 | 0.2723 | 31.17 | -31.1699 | -31.17 | 1000 | 1000 | 31.17 | 42
2016-10-21 02:00:00 | 0.34354 | 0.37231 | 0.24656 | 32.55 | -32.5499 | -32.55 | 1000 | 1000 | 32.55 | 41.9
2016-10-21 03:00:00 | 0.34032 | 0.36923 | 0.24182 | 32.84 | -32.8399 | -32.84 | 1000 | 1000 | 32.84 | 41.5
2016-10-21 04:00:00 | 0.34676 | 0.37538 | 0.25666 | 35.9 | -35.8999 | -35.9 | 1000 | 1000 | 35.9 | 41.74
2016-10-21 05:00:00 | 0.34354 | 0.37231 | 0.30259 | 46.87 | -46.8699 | -46.87 | 1000 | 1000 | 46.87 | 43.99
2016-10-21 06:00:00 | 0.34676 | 0.37538 | 0.48151 | 48.98 | -48.9799 | -48.98 | 1000 | 1000 | 48.98 | 50.1
2016-10-21 07:00:00 | 0.3532 | 0.38154 | 0.66658 | 48.45 | -48.4499 | -48.45 | 1000 | 1000 | 48.45 | 76.2
2016-10-21 08:00:00 | 0.36607 | 0.39385 | 0.76801 | 48.42 | -48.4199 | -48.42 | 1000 | 1000 | 48.42 | 78.37
2016-10-21 09:00:00 | 0.35963 | 0.38769 | 0.79951 | 47.82 | -47.8199 | -47.82 | 1000 | 1000 | 47.82 | 74.78
2016-10-21 10:00:00 | 0.34998 | 0.37846 | 0.78557 | 46.49 | -46.4899 | -46.49 | 1000 | 1000 | 46.49 | 68.05
2016-10-21 11:00:00 | 0.34676 | 0.37538 | 0.79764 | 41.84 | -41.8399 | -41.84 | 1000 | 1000 | 41.84 | 61.91
2016-10-21 12:00:00 | 0.33389 | 0.36308 | 0.85187 | 38.31 | -38.3099 | -38.31 | 1000 | 1000 | 38.31 | 51.51
2016-10-21 13:00:00 | 0.32745 | 0.35692 | 0.80371 | 37.41 | -37.4099 | -37.41 | 1000 | 1000 | 37.41 | 47.15
2016-10-21 14:00:00 | 0.33067 | 0.36 | 0.71281 | 37.96 | -37.9599 | -37.96 | 1000 | 1000 | 37.96 | 45.55
2016-10-21 15:00:00 | 0.33067 | 0.36 | 0.66962 | 42.06 | -42.0599 | -42.06 | 1000 | 1000 | 42.06 | 47.16
2016-10-21 16:00:00 | 0.33389 | 0.36308 | 0.64249 | 46.44 | -46.4399 | -46.44 | 1000 | 1000 | 46.44 | 48.45
2016-10-21 17:00:00 | 0.33711 | 0.36615 | 0.6827 | 45.95 | -45.9499 | -45.95 | 1000 | 1000 | 45.95 | 59.93
2016-10-21 18:00:00 | 0.34032 | 0.36923 | 0.76871 | 39.49 | -39.4899 | -39.49 | 1000 | 1000 | 39.49 | 69.19
2016-10-21 19:00:00 | 0.34354 | 0.37231 | 0.84092 | 36.09 | -36.0899 | -36.09 | 1000 | 1000 | 36.09 | 82.63
2016-10-21 20:00:00 | 0.34676 | 0.37538 | 0.81374 | 34.98 | -34.9799 | -34.98 | 1000 | 1000 | 34.98 | 70
2016-10-21 21:00:00 | 0.35641 | 0.38462 | 0.75678 | 33.9 | -33.8999 | -33.9 | 1000 | 1000 | 33.9 | 52.38
2016-10-21 22:00:00 | 0.35641 | 0.38462 | 0.66533 | 38.45 | -38.4499 | -38.45 | 1000 | 1000 | 38.45 | 47.12
2016-10-21 23:00:00 | 0.35641 | 0.38462 | 0.5102 | 34.55 | -34.5499 | -34.55 | 1000 | 1000 | 34.55 | 45.39
2016-10-22 00:00:00 | 0.35641 | 0.38462 | 0.39269 | 33.96 | -33.9599 | -33.96 | 1000 | 1000 | 33.96 | 45.03
2016-10-22 01:00:00 | 0.35641 | 0.38462 | 0.32007 | 34.11 | -34.1099 | -34.11 | 1000 | 1000 | 34.11 | 44
2016-10-22 02:00:00 | 0.35641 | 0.38462 | 0.27054 | 35.18 | -35.1799 | -35.18 | 1000 | 1000 | 35.18 | 43.93
2016-10-22 03:00:00 | 0.35963 | 0.38769 | 0.2573 | 35.61 | -35.6099 | -35.61 | 1000 | 1000 | 35.61 | 43.08
2016-10-22 04:00:00 | 0.35963 | 0.38769 | 0.25708 | 34.55 | -34.5499 | -34.55 | 1000 | 1000 | 34.55 | 43.26
2016-10-22 05:00:00 | 0.35963 | 0.38769 | 0.2679 | 36.89 | -36.8899 | -36.89 | 1000 | 1000 | 36.89 | 45.51
2016-10-22 06:00:00 | 0.36285 | 0.39077 | 0.32786 | 35.21 | -35.2099 | -35.21 | 1000 | 1000 | 35.21 | 48.59
2016-10-22 07:00:00 | 0.36285 | 0.39077 | 0.51632 | 38.07 | -38.0699 | -38.07 | 1000 | 1000 | 38.07 | 51.48
2016-10-22 08:00:00 | 0.36285 | 0.39077 | 0.72881 | 37.87 | -37.8699 | -37.87 | 1000 | 1000 | 37.87 | 53.11
2016-10-22 09:00:00 | 0.34998 | 0.37846 | 0.83671 | 37.28 | -37.2799 | -37.28 | 1000 | 1000 | 37.28 | 62.58
2016-10-22 10:00:00 | 0.34032 | 0.36923 | 0.89575 | 39.96 | -39.9599 | -39.96 | 1000 | 1000 | 39.96 | 61.2
2016-10-22 11:00:00 | 0.32424 | 0.35385 | 0.93645 | 35.02 | -35.0199 | -35.02 | 1000 | 1000 | 35.02 | 51.04
2016-10-22 12:00:00 | 0.31458 | 0.34462 | 0.97446 | 34.31 | -34.3099 | -34.31 | 1000 | 1000 | 34.31 | 42.13
2016-10-22 13:00:00 | 0.30815 | 0.33846 | 0.93367 | 34.17 | -34.1699 | -34.17 | 1000 | 1000 | 34.17 | 39.82
2016-10-22 14:00:00 | 0.32102 | 0.35077 | 0.82041 | 35.19 | -35.1899 | -35.19 | 1000 | 1000 | 35.19 | 39.84
2016-10-22 15:00:00 | 0.32102 | 0.35077 | 0.73445 | 46.76 | -46.7599 | -46.76 | 1000 | 1000 | 46.76 | 42.51
2016-10-22 16:00:00 | 0.33389 | 0.36308 | 0.70905 | 49.96 | -49.9599 | -49.96 | 1000 | 1000 | 49.96 | 42.99
2016-10-22 17:00:00 | 0.34676 | 0.37538 | 0.76491 | 49.99 | -49.9899 | -49.99 | 1000 | 1000 | 49.99 | 47.7
2016-10-22 18:00:00 | 0.34998 | 0.37846 | 0.87191 | 44.11 | -44.1099 | -44.11 | 1000 | 1000 | 44.11 | 61.95
2016-10-22 19:00:00 | 0.35641 | 0.38462 | 0.93772 | 35.88 | -35.8799 | -35.88 | 1000 | 1000 | 35.88 | 71.93
2016-10-22 20:00:00 | 0.41112 | 0.43692 | 0.86663 | 34.53 | -34.5299 | -34.53 | 1000 | 1000 | 34.53 | 54.97
2016-10-22 21:00:00 | 0.4433 | 0.46769 | 0.72173 | 34.51 | -34.5099 | -34.51 | 1000 | 1000 | 34.51 | 42.59
2016-10-22 22:00:00 | 0.45295 | 0.47692 | 0.6763 | 33.09 | -33.0899 | -33.09 | 1000 | 1000 | 33.09 | 46.01
2016-10-22 23:00:00 | 0.46261 | 0.48615 | 0.57413 | 32.69 | -32.6899 | -32.69 | 1000 | 1000 | 32.69 | 42.93
2016-10-23 00:00:00 | 0.45939 | 0.48308 | 0.42848 | 32.41 | -32.4099 | -32.41 | 1000 | 1000 | 32.41 | 33.71
2016-10-23 01:00:00 | 0.43686 | 0.46154 | 0.3248 | 31.85 | -31.8499 | -31.85 | 1000 | 1000 | 31.85 | 32.59
2016-10-23 02:00:00 | 0.43043 | 0.45538 | 0.2597 | 32.03 | -32.0299 | -32.03 | 1000 | 1000 | 32.03 | 32.19
2016-10-23 03:00:00 | 0.43043 | 0.45538 | 0.23571 | 31.9 | -31.8999 | -31.9 | 1000 | 1000 | 31.9 | 33.03
2016-10-23 04:00:00 | 0.44973 | 0.47385 | 0.22974 | 32.52 | -32.5199 | -32.52 | 1000 | 1000 | 32.52 | 37.21
2016-10-23 05:00:00 | 0.45295 | 0.47692 | 0.23181 | 33.04 | -33.0399 | -33.04 | 1000 | 1000 | 33.04 | 37.06
2016-10-23 06:00:00 | 0.45295 | 0.47692 | 0.24273 | 33.75 | -33.7499 | -33.75 | 1000 | 1000 | 33.75 | 35.08
2016-10-23 07:00:00 | 0.44652 | 0.47077 | 0.33217 | 35.22 | -35.2199 | -35.22 | 1000 | 1000 | 35.22 | 38.64
2016-10-23 08:00:00 | 0.42721 | 0.45231 | 0.53135 | 34.84 | -34.8399 | -34.84 | 1000 | 1000 | 34.84 | 41.15
2016-10-23 09:00:00 | 0.40468 | 0.43077 | 0.74639 | 33.91 | -33.9099 | -33.91 | 1000 | 1000 | 33.91 | 44.35
2016-10-23 10:00:00 | 0.38538 | 0.41231 | 0.8642 | 32.63 | -32.6299 | -32.63 | 1000 | 1000 | 32.63 | 44.56
2016-10-23 11:00:00 | 0.35963 | 0.38769 | 0.95828 | 32.86 | -32.8599 | -32.86 | 1000 | 1000 | 32.86 | 45.08
2016-10-23 12:00:00 | 0.33389 | 0.36308 | 0.97557 | 31.95 | -31.9499 | -31.95 | 1000 | 1000 | 31.95 | 40.43
2016-10-23 13:00:00 | 0.32102 | 0.35077 | 0.80626 | 32.66 | -32.6599 | -32.66 | 1000 | 1000 | 32.66 | 37.01
2016-10-23 14:00:00 | 0.32102 | 0.35077 | 0.66004 | 34.44 | -34.4399 | -34.44 | 1000 | 1000 | 34.44 | 37.01
2016-10-23 15:00:00 | 0.33067 | 0.36 | 0.58723 | 37.24 | -37.2399 | -37.24 | 1000 | 1000 | 37.24 | 35.06
2016-10-23 16:00:00 | 0.36285 | 0.39077 | 0.52352 | 42.01 | -42.0099 | -42.01 | 1000 | 1000 | 42.01 | 36.15
2016-10-23 17:00:00 | 0.37572 | 0.40308 | 0.55331 | 47.02 | -47.0199 | -47.02 | 1000 | 1000 | 47.02 | 41.87
2016-10-23 18:00:00 | 0.35963 | 0.38769 | 0.67192 | 39.77 | -39.7699 | -39.77 | 1000 | 1000 | 39.77 | 51.22
2016-10-23 19:00:00 | 0.36285 | 0.39077 | 0.77603 | 36.86 | -36.8599 | -36.86 | 1000 | 1000 | 36.86 | 67.95
2016-10-23 20:00:00 | 0.3532 | 0.38154 | 0.75374 | 34.75 | -34.7499 | -34.75 | 1000 | 1000 | 34.75 | 56.35
2016-10-23 21:00:00 | 0.34998 | 0.37846 | 0.70206 | 33.6 | -33.5999 | -33.6 | 1000 | 1000 | 33.6 | 47.39
2016-10-23 22:00:00 | 0.3532 | 0.38154 | 0.62189 | 31.44 | -31.4399 | -31.44 | 1000 | 1000 | 31.44 | 44.52
2016-10-23 23:00:00 | 0.35963 | 0.38769 | 0.46945 | 31.08 | -31.0799 | -31.08 | 1000 | 1000 | 31.08 | 40.68
2016-10-24 00:00:00 | 0.36607 | 0.39385 | 0.35579 | 31.53 | -31.5299 | -31.53 | 1000 | 1000 | 31.53 | 37.25
2016-10-24 01:00:00 | 0.38216 | 0.40923 | 0.2723 | 30.9 | -30.8999 | -30.9 | 1000 | 1000 | 30.9 | 34.5
2016-10-24 02:00:00 | 0.37572 | 0.40308 | 0.24656 | 31.24 | -31.2399 | -31.24 | 1000 | 1000 | 31.24 | 32.61
2016-10-24 03:00:00 | 0.36607 | 0.39385 | 0.24182 | 31.68 | -31.6799 | -31.68 | 1000 | 1000 | 31.68 | 30.82
2016-10-24 04:00:00 | 0.36929 | 0.39692 | 0.25666 | 43.5 | -43.4999 | -43.5 | 1000 | 1000 | 43.5 | 34.03
2016-10-24 05:00:00 | 0.3725 | 0.4 | 0.30259 | 49.92 | -49.9199 | -49.92 | 1000 | 1000 | 49.92 | 37.18
2016-10-24 06:00:00 | 0.3725 | 0.4 | 0.48151 | 49.92 | -49.9199 | -49.92 | 1000 | 1000 | 49.92 | 47.03
2016-10-24 07:00:00 | 0.38216 | 0.40923 | 0.66658 | 49.9 | -49.8999 | -49.9 | 1000 | 1000 | 49.9 | 69.62
2016-10-24 08:00:00 | 0.36929 | 0.39692 | 0.76801 | 49.98 | -49.9799 | -49.98 | 1000 | 1000 | 49.98 | 68.95
2016-10-24 09:00:00 | 0.35641 | 0.38462 | 0.79951 | 49.97 | -49.9699 | -49.97 | 1000 | 1000 | 49.97 | 68.07
2016-10-24 10:00:00 | 0.33711 | 0.36615 | 0.78557 | 49.07 | -49.0699 | -49.07 | 1000 | 1000 | 49.07 | 64.06
2016-10-24 11:00:00 | 0.30815 | 0.33846 | 0.79764 | 46.07 | -46.0699 | -46.07 | 1000 | 1000 | 46.07 | 54.84
2016-10-24 12:00:00 | 0.30171 | 0.33231 | 0.85187 | 44.73 | -44.7299 | -44.73 | 1000 | 1000 | 44.73 | 49.63
2016-10-24 13:00:00 | 0.30171 | 0.33231 | 0.80371 | 46.09 | -46.0899 | -46.09 | 1000 | 1000 | 46.09 | 42.65
2016-10-24 14:00:00 | 0.29206 | 0.32308 | 0.71281 | 46.47 | -46.4699 | -46.47 | 1000 | 1000 | 46.47 | 40.97
2016-10-24 15:00:00 | 0.29527 | 0.32615 | 0.66962 | 48.21 | -48.2099 | -48.21 | 1000 | 1000 | 48.21 | 42.64
2016-10-24 16:00:00 | 0.30171 | 0.33231 | 0.64249 | 48.49 | -48.4899 | -48.49 | 1000 | 1000 | 48.49 | 43.94
2016-10-24 17:00:00 | 0.30493 | 0.33538 | 0.6827 | 48.35 | -48.3499 | -48.35 | 1000 | 1000 | 48.35 | 51.46
2016-10-24 18:00:00 | 0.31136 | 0.34154 | 0.76871 | 42.32 | -42.3199 | -42.32 | 1000 | 1000 | 42.32 | 67.97
2016-10-24 19:00:00 | 0.3178 | 0.34769 | 0.84092 | 36.35 | -36.3499 | -36.35 | 1000 | 1000 | 36.35 | 73.71
2016-10-24 20:00:00 | 0.32102 | 0.35077 | 0.81374 | 35.82 | -35.8199 | -35.82 | 1000 | 1000 | 35.82 | 62.05
2016-10-24 21:00:00 | 0.3178 | 0.34769 | 0.75678 | 33.07 | -33.0699 | -33.07 | 1000 | 1000 | 33.07 | 44.23
2016-10-24 22:00:00 | 0.32102 | 0.35077 | 0.66533 | 35.38 | -35.3799 | -35.38 | 1000 | 1000 | 35.38 | 44.07
2016-10-24 23:00:00 | 0.32102 | 0.35077 | 0.5102 | 34.58 | -34.5799 | -34.58 | 1000 | 1000 | 34.58 | 40.49
2016-10-25 00:00:00 | 0.32424 | 0.35385 | 0.35579 | 34.64 | -34.6399 | -34.64 | 1000 | 1000 | 34.64 | 40.03
2016-10-25 01:00:00 | 0.32745 | 0.35692 | 0.2723 | 35.02 | -35.0199 | -35.02 | 1000 | 1000 | 35.02 | 40
2016-10-25 02:00:00 | 0.33067 | 0.36 | 0.24656 | 34.97 | -34.9699 | -34.97 | 1000 | 1000 | 34.97 | 35.58
2016-10-25 03:00:00 | 0.32745 | 0.35692 | 0.24182 | 37.01 | -37.0099 | -37.01 | 1000 | 1000 | 37.01 | 35.12
2016-10-25 04:00:00 | 0.33067 | 0.36 | 0.25666 | 43.3 | -43.2999 | -43.3 | 1000 | 1000 | 43.3 | 35.26
2016-10-25 05:00:00 | 0.33389 | 0.36308 | 0.30259 | 68.1 | -68.0999 | -68.1 | 1000 | 1000 | 68.1 | 40.46
2016-10-25 06:00:00 | 0.33711 | 0.36615 | 0.48151 | 68.02 | -68.0199 | -68.02 | 1000 | 1000 | 68.02 | 48.9
2016-10-25 07:00:00 | 0.34354 | 0.37231 | 0.66658 | 67.28 | -67.2799 | -67.28 | 1000 | 1000 | 67.28 | 62.54
2016-10-25 08:00:00 | 0.32424 | 0.35385 | 0.76801 | 73.07 | -73.0699 | -73.07 | 1000 | 1000 | 73.07 | 63.23
2016-10-25 09:00:00 | 0.29849 | 0.32923 | 0.79951 | 74.23 | -74.2299 | -74.23 | 1000 | 1000 | 74.23 | 61.98
2016-10-25 10:00:00 | 0.27918 | 0.31077 | 0.78557 | 67.61 | -67.6099 | -67.61 | 1000 | 1000 | 67.61 | 58.08
2016-10-25 11:00:00 | 0.25666 | 0.28923 | 0.79764 | 66.01 | -66.0099 | -66.01 | 1000 | 1000 | 66.01 | 61.38
2016-10-25 12:00:00 | 0.25666 | 0.28923 | 0.85187 | 57.97 | -57.9699 | -57.97 | 1000 | 1000 | 57.97 | 55.17
2016-10-25 13:00:00 | 0.247 | 0.28 | 0.80371 | 56.38 | -56.3799 | -56.38 | 1000 | 1000 | 56.38 | 56.92
2016-10-25 14:00:00 | 0.25344 | 0.28615 | 0.71281 | 56 | -55.9999 | -56 | 1000 | 1000 | 56 | 55.14
2016-10-25 15:00:00 | 0.26309 | 0.29538 | 0.66962 | 67.71 | -67.7099 | -67.71 | 1000 | 1000 | 67.71 | 52.01
2016-10-25 16:00:00 | 0.3178 | 0.34769 | 0.64249 | 67.18 | -67.1799 | -67.18 | 1000 | 1000 | 67.18 | 51.9
2016-10-25 17:00:00 | 0.36607 | 0.39385 | 0.6827 | 60.39 | -60.3899 | -60.39 | 1000 | 1000 | 60.39 | 62.2
2016-10-25 18:00:00 | 0.38216 | 0.40923 | 0.76871 | 51.98 | -51.9799 | -51.98 | 1000 | 1000 | 51.98 | 69.86
2016-10-25 19:00:00 | 0.36607 | 0.39385 | 0.84092 | 39.76 | -39.7599 | -39.76 | 1000 | 1000 | 39.76 | 79.71
2016-10-25 20:00:00 | 0.3725 | 0.4 | 0.81374 | 37.38 | -37.3799 | -37.38 | 1000 | 1000 | 37.38 | 68.53
2016-10-25 21:00:00 | 0.36607 | 0.39385 | 0.75678 | 34.7 | -34.6999 | -34.7 | 1000 | 1000 | 34.7 | 61.91
2016-10-25 22:00:00 | 0.38859 | 0.41538 | 0.66533 | 35.81 | -35.8099 | -35.81 | 1000 | 1000 | 35.81 | 57.73
2016-10-25 23:00:00 | 0.44008 | 0.46462 | 0.5102 | 34.6 | -34.5999 | -34.6 | 1000 | 1000 | 34.6 | 49.94
2016-10-26 00:00:00 | 0.45617 | 0.48 | 0.35579 | 34.71 | -34.7099 | -34.71 | 1000 | 1000 | 34.71 | 43.95
2016-10-26 01:00:00 | 0.4787 | 0.50154 | 0.2723 | 35.03 | -35.0299 | -35.03 | 1000 | 1000 | 35.03 | 42.29
2016-10-26 02:00:00 | 0.4787 | 0.50154 | 0.24656 | 35.03 | -35.0299 | -35.03 | 1000 | 1000 | 35.03 | 41.65
2016-10-26 03:00:00 | 0.44973 | 0.47385 | 0.24182 | 36.17 | -36.1699 | -36.17 | 1000 | 1000 | 36.17 | 40.63
2016-10-26 04:00:00 | 0.41755 | 0.44308 | 0.25666 | 41.2 | -41.1999 | -41.2 | 1000 | 1000 | 41.2 | 40.66
2016-10-26 05:00:00 | 0.4079 | 0.43385 | 0.30259 | 52.3 | -52.2999 | -52.3 | 1000 | 1000 | 52.3 | 45.08
2016-10-26 06:00:00 | 0.41112 | 0.43692 | 0.48151 | 55.66 | -55.6599 | -55.66 | 1000 | 1000 | 55.66 | 49.43
2016-10-26 07:00:00 | 0.39181 | 0.41846 | 0.66658 | 58.21 | -58.2099 | -58.21 | 1000 | 1000 | 58.21 | 68.09
2016-10-26 08:00:00 | 0.37894 | 0.40615 | 0.76801 | 58.01 | -58.0099 | -58.01 | 1000 | 1000 | 58.01 | 72
2016-10-26 09:00:00 | 0.38216 | 0.40923 | 0.79951 | 55.68 | -55.6799 | -55.68 | 1000 | 1000 | 55.68 | 73.39
2016-10-26 10:00:00 | 0.36285 | 0.39077 | 0.78557 | 52.15 | -52.1499 | -52.15 | 1000 | 1000 | 52.15 | 73.6
2016-10-26 11:00:00 | 0.33711 | 0.36615 | 0.79764 | 49.88 | -49.8799 | -49.88 | 1000 | 1000 | 49.88 | 71.99
2016-10-26 12:00:00 | 0.3178 | 0.34769 | 0.85187 | 45.67 | -45.6699 | -45.67 | 1000 | 1000 | 45.67 | 69.33
2016-10-26 13:00:00 | 0.30815 | 0.33846 | 0.80371 | 46.81 | -46.8099 | -46.81 | 1000 | 1000 | 46.81 | 66.18
2016-10-26 14:00:00 | 0.31136 | 0.34154 | 0.71281 | 47.92 | -47.9199 | -47.92 | 1000 | 1000 | 47.92 | 64.03
2016-10-26 15:00:00 | 0.34676 | 0.37538 | 0.66962 | 50.27 | -50.2699 | -50.27 | 1000 | 1000 | 50.27 | 57.67
2016-10-26 16:00:00 | 0.37572 | 0.40308 | 0.64249 | 53.84 | -53.8399 | -53.84 | 1000 | 1000 | 53.84 | 56.18
2016-10-26 17:00:00 | 0.39503 | 0.42154 | 0.6827 | 52.49 | -52.4899 | -52.49 | 1000 | 1000 | 52.49 | 64.93
2016-10-26 18:00:00 | 0.40468 | 0.43077 | 0.76871 | 41.28 | -41.2799 | -41.28 | 1000 | 1000 | 41.28 | 74.16
2016-10-26 19:00:00 | 0.40468 | 0.43077 | 0.84092 | 39.99 | -39.9899 | -39.99 | 1000 | 1000 | 39.99 | 94.19
2016-10-26 20:00:00 | 0.4079 | 0.43385 | 0.81374 | 37.37 | -37.3699 | -37.37 | 1000 | 1000 | 37.37 | 69.52
2016-10-26 21:00:00 | 0.38859 | 0.41538 | 0.75678 | 34.1 | -34.0999 | -34.1 | 1000 | 1000 | 34.1 | 52.46
2016-10-26 22:00:00 | 0.39825 | 0.42462 | 0.66533 | 32.84 | -32.8399 | -32.84 | 1000 | 1000 | 32.84 | 48.33
2016-10-26 23:00:00 | 0.40147 | 0.42769 | 0.5102 | 32.26 | -32.2599 | -32.26 | 1000 | 1000 | 32.26 | 47.26
2016-10-27 00:00:00 | 0.39181 | 0.41846 | 0.35579 | 31.87 | -31.8699 | -31.87 | 1000 | 1000 | 31.87 | 45
2016-10-27 01:00:00 | 0.39825 | 0.42462 | 0.2723 | 31.25 | -31.2499 | -31.25 | 1000 | 1000 | 31.25 | 43.69
2016-10-27 02:00:00 | 0.39825 | 0.42462 | 0.24656 | 32.34 | -32.3399 | -32.34 | 1000 | 1000 | 32.34 | 41.17
2016-10-27 03:00:00 | 0.39181 | 0.41846 | 0.24182 | 33.58 | -33.5799 | -33.58 | 1000 | 1000 | 33.58 | 39.59
2016-10-27 04:00:00 | 0.4079 | 0.43385 | 0.25666 | 38.12 | -38.1199 | -38.12 | 1000 | 1000 | 38.12 | 39.59
2016-10-27 05:00:00 | 0.40147 | 0.42769 | 0.30259 | 47.94 | -47.9399 | -47.94 | 1000 | 1000 | 47.94 | 44.55
2016-10-27 06:00:00 | 0.39825 | 0.42462 | 0.48151 | 48.99 | -48.9899 | -48.99 | 1000 | 1000 | 48.99 | 55.7
2016-10-27 07:00:00 | 0.37894 | 0.40615 | 0.66658 | 47.42 | -47.4199 | -47.42 | 1000 | 1000 | 47.42 | 72.49
2016-10-27 08:00:00 | 0.3532 | 0.38154 | 0.76801 | 47.94 | -47.9399 | -47.94 | 1000 | 1000 | 47.94 | 72.88
2016-10-27 09:00:00 | 0.32745 | 0.35692 | 0.79951 | 45.69 | -45.6899 | -45.69 | 1000 | 1000 | 45.69 | 73.36
2016-10-27 10:00:00 | 0.30815 | 0.33846 | 0.78557 | 44.11 | -44.1099 | -44.11 | 1000 | 1000 | 44.11 | 73.19
2016-10-27 11:00:00 | 0.28884 | 0.32 | 0.79764 | 41.77 | -41.7699 | -41.77 | 1000 | 1000 | 41.77 | 73.17
2016-10-27 12:00:00 | 0.27597 | 0.30769 | 0.85187 | 38.68 | -38.6799 | -38.68 | 1000 | 1000 | 38.68 | 70.98
2016-10-27 13:00:00 | 0.26309 | 0.29538 | 0.80371 | 39.51 | -39.5099 | -39.51 | 1000 | 1000 | 39.51 | 67.18
2016-10-27 14:00:00 | 0.26309 | 0.29538 | 0.71281 | 40.91 | -40.9099 | -40.91 | 1000 | 1000 | 40.91 | 63.47
2016-10-27 15:00:00 | 0.25666 | 0.28923 | 0.66962 | 44.69 | -44.6899 | -44.69 | 1000 | 1000 | 44.69 | 56.97
2016-10-27 16:00:00 | 0.25666 | 0.28923 | 0.64249 | 48.73 | -48.7299 | -48.73 | 1000 | 1000 | 48.73 | 56.24
2016-10-27 17:00:00 | 0.25022 | 0.28308 | 0.6827 | 42 | -41.9999 | -42 | 1000 | 1000 | 42 | 65
2016-10-27 18:00:00 | 0.27918 | 0.31077 | 0.76871 | 38.02 | -38.0199 | -38.02 | 1000 | 1000 | 38.02 | 73.37
2016-10-27 19:00:00 | 0.2824 | 0.31385 | 0.84092 | 36.76 | -36.7599 | -36.76 | 1000 | 1000 | 36.76 | 80.58
2016-10-27 20:00:00 | 0.28884 | 0.32 | 0.81374 | 33.82 | -33.8199 | -33.82 | 1000 | 1000 | 33.82 | 70.02
2016-10-27 21:00:00 | 0.31458 | 0.34462 | 0.75678 | 31.05 | -31.0499 | -31.05 | 1000 | 1000 | 31.05 | 52.91
2016-10-27 22:00:00 | 0.30171 | 0.33231 | 0.66533 | 29.06 | -29.0599 | -29.06 | 1000 | 1000 | 29.06 | 57.11
2016-10-27 23:00:00 | 0.28562 | 0.31692 | 0.5102 | 26.87 | -26.8699 | -26.87 | 1000 | 1000 | 26.87 | 53.57
2016-10-28 00:00:00 | 0.26309 | 0.29538 | 0.35579 | 23.43 | -23.4299 | -23.43 | 1000 | 1000 | 23.43 | 43.38
2016-10-28 01:00:00 | 0.247 | 0.28 | 0.2723 | 23.65 | -23.6499 | -23.65 | 1000 | 1000 | 23.65 | 41.55
2016-10-28 02:00:00 | 0.25344 | 0.28615 | 0.24656 | 23.92 | -23.9199 | -23.92 | 1000 | 1000 | 23.92 | 38.33
2016-10-28 03:00:00 | 0.24379 | 0.27692 | 0.24182 | 29.1 | -29.0999 | -29.1 | 1000 | 1000 | 29.1 | 37.53
2016-10-28 04:00:00 | 0.24379 | 0.27692 | 0.25666 | 31.08 | -31.0799 | -31.08 | 1000 | 1000 | 31.08 | 38.59
2016-10-28 05:00:00 | 0.24057 | 0.27385 | 0.30259 | 37.04 | -37.0399 | -37.04 | 1000 | 1000 | 37.04 | 43.93
2016-10-28 06:00:00 | 0.23735 | 0.27077 | 0.48151 | 39.3 | -39.2999 | -39.3 | 1000 | 1000 | 39.3 | 52.51
2016-10-28 07:00:00 | 0.24057 | 0.27385 | 0.66658 | 37.72 | -37.7199 | -37.72 | 1000 | 1000 | 37.72 | 68.03
2016-10-28 08:00:00 | 0.2277 | 0.26154 | 0.76801 | 37.76 | -37.7599 | -37.76 | 1000 | 1000 | 37.76 | 69.04
2016-10-28 09:00:00 | 0.21804 | 0.25231 | 0.79951 | 38.89 | -38.8899 | -38.89 | 1000 | 1000 | 38.89 | 70.65
2016-10-28 10:00:00 | 0.20517 | 0.24 | 0.78557 | 37.17 | -37.1699 | -37.17 | 1000 | 1000 | 37.17 | 68.7
2016-10-28 11:00:00 | 0.20839 | 0.24308 | 0.79764 | 36.82 | -36.8199 | -36.82 | 1000 | 1000 | 36.82 | 67.2
2016-10-28 12:00:00 | 0.18908 | 0.22462 | 0.85187 | 36.31 | -36.3099 | -36.31 | 1000 | 1000 | 36.31 | 63.56
2016-10-28 13:00:00 | 0.18265 | 0.21846 | 0.80371 | 37.23 | -37.2299 | -37.23 | 1000 | 1000 | 37.23 | 61.94
2016-10-28 14:00:00 | 0.16656 | 0.20308 | 0.71281 | 37.99 | -37.9899 | -37.99 | 1000 | 1000 | 37.99 | 51.89
2016-10-28 15:00:00 | 0.16012 | 0.19692 | 0.66962 | 43.74 | -43.7399 | -43.74 | 1000 | 1000 | 43.74 | 50.45
2016-10-28 16:00:00 | 0.19874 | 0.23385 | 0.64249 | 50.5 | -50.4999 | -50.5 | 1000 | 1000 | 50.5 | 49.32
2016-10-28 17:00:00 | 0.23413 | 0.26769 | 0.6827 | 47.62 | -47.6199 | -47.62 | 1000 | 1000 | 47.62 | 61.93
2016-10-28 18:00:00 | 0.26309 | 0.29538 | 0.76871 | 41.97 | -41.9699 | -41.97 | 1000 | 1000 | 41.97 | 71.63
2016-10-28 19:00:00 | 0.25666 | 0.28923 | 0.84092 | 42.82 | -42.8199 | -42.82 | 1000 | 1000 | 42.82 | 81.68
2016-10-28 20:00:00 | 0.28884 | 0.32 | 0.81374 | 39.93 | -39.9299 | -39.93 | 1000 | 1000 | 39.93 | 71.56
2016-10-28 21:00:00 | 0.30493 | 0.33538 | 0.75678 | 33.1 | -33.0999 | -33.1 | 1000 | 1000 | 33.1 | 52.5
2016-10-28 22:00:00 | 0.29849 | 0.32923 | 0.66533 | 31.05 | -31.0499 | -31.05 | 1000 | 1000 | 31.05 | 54.08
2016-10-28 23:00:00 | 0.32102 | 0.35077 | 0.5102 | 29.85 | -29.8499 | -29.85 | 1000 | 1000 | 29.85 | 51.99
2016-10-29 00:00:00 | 0.34998 | 0.37846 | 0.39269 | 29.04 | -29.0399 | -29.04 | 1000 | 1000 | 29.04 | 56.27
2016-10-29 01:00:00 | 0.35963 | 0.38769 | 0.32007 | 28.65 | -28.6499 | -28.65 | 1000 | 1000 | 28.65 | 48.31
2016-10-29 02:00:00 | 0.37894 | 0.40615 | 0.27054 | 28.77 | -28.7699 | -28.77 | 1000 | 1000 | 28.77 | 43.97
2016-10-29 03:00:00 | 0.37572 | 0.40308 | 0.2573 | 28.84 | -28.8399 | -28.84 | 1000 | 1000 | 28.84 | 41.59
2016-10-29 04:00:00 | 0.36607 | 0.39385 | 0.25708 | 30.77 | -30.7699 | -30.77 | 1000 | 1000 | 30.77 | 40.83
2016-10-29 05:00:00 | 0.35641 | 0.38462 | 0.2679 | 32.5 | -32.4999 | -32.5 | 1000 | 1000 | 32.5 | 40.7
2016-10-29 06:00:00 | 0.36929 | 0.39692 | 0.32786 | 35.06 | -35.0599 | -35.06 | 1000 | 1000 | 35.06 | 42.09
2016-10-29 07:00:00 | 0.34676 | 0.37538 | 0.51632 | 41.76 | -41.7599 | -41.76 | 1000 | 1000 | 41.76 | 43.96
2016-10-29 08:00:00 | 0.31136 | 0.34154 | 0.72881 | 41.54 | -41.5399 | -41.54 | 1000 | 1000 | 41.54 | 49.54
2016-10-29 09:00:00 | 0.27597 | 0.30769 | 0.83671 | 36.19 | -36.1899 | -36.19 | 1000 | 1000 | 36.19 | 54.25
2016-10-29 10:00:00 | 0.25022 | 0.28308 | 0.89575 | 33.79 | -33.7899 | -33.79 | 1000 | 1000 | 33.79 | 60.33
2016-10-29 11:00:00 | 0.25022 | 0.28308 | 0.93645 | 31.54 | -31.5399 | -31.54 | 1000 | 1000 | 31.54 | 62.51
2016-10-29 12:00:00 | 0.23735 | 0.27077 | 0.97446 | 30.03 | -30.0299 | -30.03 | 1000 | 1000 | 30.03 | 60.18
2016-10-29 13:00:00 | 0.24057 | 0.27385 | 0.93367 | 31.41 | -31.4099 | -31.41 | 1000 | 1000 | 31.41 | 50.96
2016-10-29 14:00:00 | 0.24379 | 0.27692 | 0.82041 | 32.7 | -32.6999 | -32.7 | 1000 | 1000 | 32.7 | 48.77
2016-10-29 15:00:00 | 0.26631 | 0.29846 | 0.73445 | 37.93 | -37.9299 | -37.93 | 1000 | 1000 | 37.93 | 47.32
2016-10-29 16:00:00 | 0.33067 | 0.36 | 0.70905 | 45.92 | -45.9199 | -45.92 | 1000 | 1000 | 45.92 | 45.79
2016-10-29 17:00:00 | 0.33711 | 0.36615 | 0.76491 | 44.27 | -44.2699 | -44.27 | 1000 | 1000 | 44.27 | 49.67
2016-10-29 18:00:00 | 0.34676 | 0.37538 | 0.87191 | 39.44 | -39.4399 | -39.44 | 1000 | 1000 | 39.44 | 63.47
2016-10-29 19:00:00 | 0.32102 | 0.35077 | 0.93772 | 35.24 | -35.2399 | -35.24 | 1000 | 1000 | 35.24 | 68.56
2016-10-29 20:00:00 | 0.32745 | 0.35692 | 0.86663 | 35.12 | -35.1199 | -35.12 | 1000 | 1000 | 35.12 | 57.25
2016-10-29 21:00:00 | 0.33067 | 0.36 | 0.72173 | 33.81 | -33.8099 | -33.81 | 1000 | 1000 | 33.81 | 47.65
2016-10-29 22:00:00 | 0.36285 | 0.39077 | 0.6763 | 32.57 | -32.5699 | -32.57 | 1000 | 1000 | 32.57 | 48.1
2016-10-29 23:00:00 | 0.35963 | 0.38769 | 0.57413 | 32.15 | -32.1499 | -32.15 | 1000 | 1000 | 32.15 | 43.94
2016-10-30 00:00:00 | 0.3532 | 0.38154 | 0.42848 | 31.55 | -31.5499 | -31.55 | 1000 | 1000 | 31.55 | 41.34
2016-10-30 01:00:00 | 0.36285 | 0.39077 | 0.3248 | 31.55 | -31.5499 | -31.55 | 1000 | 1000 | 31.55 | 41.58
2016-10-30 02:00:00 | 0.35641 | 0.38462 | 0.2597 | 31.4 | -31.3999 | -31.4 | 1000 | 1000 | 31.4 | 23.46
2016-10-30 03:00:00 | 0.40468 | 0.43077 | 0.23571 | 31.45 | -31.4499 | -31.45 | 1000 | 1000 | 31.45 | 29.26
2016-10-30 04:00:00 | 0.41434 | 0.44 | 0.22974 | 32.03 | -32.0299 | -32.03 | 1000 | 1000 | 32.03 | 28.96
2016-10-30 05:00:00 | 0.42399 | 0.44923 | 0.23181 | 32.55 | -32.5499 | -32.55 | 1000 | 1000 | 32.55 | 30
2016-10-30 06:00:00 | 0.40468 | 0.43077 | 0.24273 | 33.35 | -33.3499 | -33.35 | 1000 | 1000 | 33.35 | 31.95
2016-10-30 07:00:00 | 0.37894 | 0.40615 | 0.33217 | 35.02 | -35.0199 | -35.02 | 1000 | 1000 | 35.02 | 34.5
2016-10-30 08:00:00 | 0.34354 | 0.37231 | 0.53135 | 36.49 | -36.4899 | -36.49 | 1000 | 1000 | 36.49 | 40.05
2016-10-30 09:00:00 | 0.31136 | 0.34154 | 0.74639 | 36.99 | -36.9899 | -36.99 | 1000 | 1000 | 36.99 | 46.11
2016-10-30 10:00:00 | 0.28562 | 0.31692 | 0.8642 | 38.33 | -38.3299 | -38.33 | 1000 | 1000 | 38.33 | 49.51
2016-10-30 11:00:00 | 0.28562 | 0.31692 | 0.95828 | 37.2 | -37.1999 | -37.2 | 1000 | 1000 | 37.2 | 54.92
2016-10-30 12:00:00 | 0.25022 | 0.28308 | 0.97557 | 33.9 | -33.8999 | -33.9 | 1000 | 1000 | 33.9 | 55.98
2016-10-30 13:00:00 | 0.25988 | 0.29231 | 0.80626 | 32.48 | -32.4799 | -32.48 | 1000 | 1000 | 32.48 | 48.93
2016-10-30 14:00:00 | 0.25666 | 0.28923 | 0.66004 | 33.09 | -33.0899 | -33.09 | 1000 | 1000 | 33.09 | 46.63
2016-10-30 15:00:00 | 0.2824 | 0.31385 | 0.58723 | 34.64 | -34.6399 | -34.64 | 1000 | 1000 | 34.64 | 45.11
2016-10-30 16:00:00 | 0.34032 | 0.36923 | 0.52352 | 49.2 | -49.1999 | -49.2 | 1000 | 1000 | 49.2 | 47.18
2016-10-30 17:00:00 | 0.38538 | 0.41231 | 0.55331 | 52.48 | -52.4799 | -52.48 | 1000 | 1000 | 52.48 | 59.97
2016-10-30 18:00:00 | 0.41755 | 0.44308 | 0.67192 | 48.28 | -48.2799 | -48.28 | 1000 | 1000 | 48.28 | 66.8
2016-10-30 19:00:00 | 0.41112 | 0.43692 | 0.77603 | 40.3 | -40.2999 | -40.3 | 1000 | 1000 | 40.3 | 66.1
2016-10-30 20:00:00 | 0.43364 | 0.45846 | 0.75374 | 39 | -38.9999 | -39 | 1000 | 1000 | 39 | 61.27
2016-10-30 21:00:00 | 0.43043 | 0.45538 | 0.70206 | 39 | -38.9999 | -39 | 1000 | 1000 | 39 | 49
2016-10-30 22:00:00 | 0.43364 | 0.45846 | 0.62189 | 37.64 | -37.6399 | -37.64 | 1000 | 1000 | 37.64 | 54.55
2016-10-30 23:00:00 | 0.45295 | 0.47692 | 0.46945 | 35.36 | -35.3599 | -35.36 | 1000 | 1000 | 35.36 | 49.48
2016-10-31 00:00:00 | 0.46261 | 0.48615 | 0.35579 | 34.94 | -34.9399 | -34.94 | 1000 | 1000 | 34.94 | 45.78
2016-10-31 01:00:00 | 0.47226 | 0.49538 | 0.2723 | 34.66 | -34.6599 | -34.66 | 1000 | 1000 | 34.66 | 42.97
2016-10-31 02:00:00 | 0.45617 | 0.48 | 0.24656 | 33.92 | -33.9199 | -33.92 | 1000 | 1000 | 33.92 | 39.83
2016-10-31 03:00:00 | 0.50444 | 0.52615 | 0.24182 | 34.39 | -34.3899 | -34.39 | 1000 | 1000 | 34.39 | 36.9
2016-10-31 04:00:00 | 0.47226 | 0.49538 | 0.25666 | 40.03 | -40.0299 | -40.03 | 1000 | 1000 | 40.03 | 40.32
2016-10-31 05:00:00 | 0.48513 | 0.50769 | 0.30259 | 45.29 | -45.2899 | -45.29 | 1000 | 1000 | 45.29 | 43.62
2016-10-31 06:00:00 | 0.4787 | 0.50154 | 0.48151 | 51.68 | -51.6799 | -51.68 | 1000 | 1000 | 51.68 | 49.94
2016-10-31 07:00:00 | 0.44008 | 0.46462 | 0.66658 | 50.47 | -50.4699 | -50.47 | 1000 | 1000 | 50.47 | 54.94
2016-10-31 08:00:00 | 0.41112 | 0.43692 | 0.76801 | 47.38 | -47.3799 | -47.38 | 1000 | 1000 | 47.38 | 60.81
2016-10-31 09:00:00 | 0.37572 | 0.40308 | 0.79951 | 45.1 | -45.0999 | -45.1 | 1000 | 1000 | 45.1 | 63.18
2016-10-31 10:00:00 | 0.33389 | 0.36308 | 0.78557 | 44 | -43.9999 | -44 | 1000 | 1000 | 44 | 58.48
2016-10-31 11:00:00 | 0.2824 | 0.31385 | 0.79764 | 39 | -38.9999 | -39 | 1000 | 1000 | 39 | 62.06
2016-10-31 12:00:00 | 0.26631 | 0.29846 | 0.85187 | 38.08 | -38.0799 | -38.08 | 1000 | 1000 | 38.08 | 64.69
2016-10-31 13:00:00 | 0.25344 | 0.28615 | 0.80371 | 38.64 | -38.6399 | -38.64 | 1000 | 1000 | 38.64 | 61.69
2016-10-31 14:00:00 | 0.247 | 0.28 | 0.71281 | 46.04 | -46.0399 | -46.04 | 1000 | 1000 | 46.04 | 58.23
2016-10-31 15:00:00 | 0.25988 | 0.29231 | 0.66962 | 49.73 | -49.7299 | -49.73 | 1000 | 1000 | 49.73 | 56.84
2016-10-31 16:00:00 | 0.27275 | 0.30462 | 0.64249 | 59.2 | -59.1999 | -59.2 | 1000 | 1000 | 59.2 | 58.09
2016-10-31 17:00:00 | 0.27275 | 0.30462 | 0.6827 | 55.98 | -55.9799 | -55.98 | 1000 | 1000 | 55.98 | 70.99
2016-10-31 18:00:00 | 0.26631 | 0.29846 | 0.76871 | 48.96 | -48.9599 | -48.96 | 1000 | 1000 | 48.96 | 76.62
2016-10-31 19:00:00 | 0.26631 | 0.29846 | 0.84092 | 44.13 | -44.1299 | -44.13 | 1000 | 1000 | 44.13 | 69.25
2016-10-31 20:00:00 | 0.26631 | 0.29846 | 0.81374 | 40.26 | -40.2599 | -40.26 | 1000 | 1000 | 40.26 | 59.41
2016-10-31 21:00:00 | 0.26953 | 0.30154 | 0.75678 | 38.62 | -38.6199 | -38.62 | 1000 | 1000 | 38.62 | 51.87
2016-10-31 22:00:00 | 0.26309 | 0.29538 | 0.66533 | 37.68 | -37.6799 | -37.68 | 1000 | 1000 | 37.68 | 53.2
2016-10-31 23:00:00 | 0.26631 | 0.29846 | 0.5102 | 33.31 | -33.3099 | -33.31 | 1000 | 1000 | 33.31 | 48.52
2016-11-01 00:00:00 | 0.26631 | 0.29846 | 0.31267 | 33.68 | -33.6799 | -33.68 | 1000 | 1000 | 33.68 | 42.6
2016-11-01 01:00:00 | 0.26631 | 0.29846 | 0.2388 | 33.31 | -33.3099 | -33.31 | 1000 | 1000 | 33.31 | 40.44
2016-11-01 02:00:00 | 0.26631 | 0.29846 | 0.2191 | 32.52 | -32.5199 | -32.52 | 1000 | 1000 | 32.52 | 34.96
2016-11-01 03:00:00 | 0.25988 | 0.29231 | 0.21612 | 32.99 | -32.9899 | -32.99 | 1000 | 1000 | 32.99 | 32.36
2016-11-01 04:00:00 | 0.25666 | 0.28923 | 0.22876 | 33.31 | -33.3099 | -33.31 | 1000 | 1000 | 33.31 | 34.42
2016-11-01 05:00:00 | 0.25344 | 0.28615 | 0.26928 | 36.98 | -36.9799 | -36.98 | 1000 | 1000 | 36.98 | 37.07
2016-11-01 06:00:00 | 0.247 | 0.28 | 0.46874 | 41.93 | -41.9299 | -41.93 | 1000 | 1000 | 41.93 | 41.18
2016-11-01 07:00:00 | 0.247 | 0.28 | 0.67301 | 41.09 | -41.0899 | -41.09 | 1000 | 1000 | 41.09 | 44.89
2016-11-01 08:00:00 | 0.25666 | 0.28923 | 0.76549 | 33.77 | -33.7699 | -33.77 | 1000 | 1000 | 33.77 | 44.93
2016-11-01 09:00:00 | 0.25666 | 0.28923 | 0.7631 | 31.27 | -31.2699 | -31.27 | 1000 | 1000 | 31.27 | 46.07
2016-11-01 10:00:00 | 0.25022 | 0.28308 | 0.73645 | 30.9 | -30.8999 | -30.9 | 1000 | 1000 | 30.9 | 45.95
2016-11-01 11:00:00 | 0.24057 | 0.27385 | 0.75244 | 30.75 | -30.7499 | -30.75 | 1000 | 1000 | 30.75 | 48.86
2016-11-01 12:00:00 | 0.23735 | 0.27077 | 0.78569 | 30.03 | -30.0299 | -30.03 | 1000 | 1000 | 30.03 | 51.64
2016-11-01 13:00:00 | 0.2277 | 0.26154 | 0.74358 | 31.58 | -31.5799 | -31.58 | 1000 | 1000 | 31.58 | 48.75
2016-11-01 14:00:00 | 0.23092 | 0.26462 | 0.6716 | 33.28 | -33.2799 | -33.28 | 1000 | 1000 | 33.28 | 45.52
2016-11-01 15:00:00 | 0.247 | 0.28 | 0.6447 | 39.34 | -39.3399 | -39.34 | 1000 | 1000 | 39.34 | 46.28
2016-11-01 16:00:00 | 0.25666 | 0.28923 | 0.65698 | 47.51 | -47.5099 | -47.51 | 1000 | 1000 | 47.51 | 49.99
2016-11-01 17:00:00 | 0.27918 | 0.31077 | 0.76076 | 49.99 | -49.9899 | -49.99 | 1000 | 1000 | 49.99 | 61.2
2016-11-01 18:00:00 | 0.29206 | 0.32308 | 0.8848 | 45.97 | -45.9699 | -45.97 | 1000 | 1000 | 45.97 | 68.99
2016-11-01 19:00:00 | 0.30815 | 0.33846 | 0.92169 | 35.94 | -35.9399 | -35.94 | 1000 | 1000 | 35.94 | 67.89
2016-11-01 20:00:00 | 0.3532 | 0.38154 | 0.81915 | 29.59 | -29.5899 | -29.59 | 1000 | 1000 | 29.59 | 58.23
2016-11-01 21:00:00 | 0.36285 | 0.39077 | 0.69019 | 28.86 | -28.8599 | -28.86 | 1000 | 1000 | 28.86 | 49.56
2016-11-01 22:00:00 | 0.3725 | 0.4 | 0.57811 | 16.02 | -16.0199 | -16.02 | 1000 | 1000 | 16.02 | 49.33
2016-11-01 23:00:00 | 0.38216 | 0.40923 | 0.44327 | 27.11 | -27.1099 | -27.11 | 1000 | 1000 | 27.11 | 45.7
2016-11-02 00:00:00 | 0.39181 | 0.41846 | 0.31267 | 15.12 | -15.1199 | -15.12 | 1000 | 1000 | 15.12 | 44
2016-11-02 01:00:00 | 0.40147 | 0.42769 | 0.2388 | 13.2 | -13.1999 | -13.2 | 1000 | 1000 | 13.2 | 41.22
2016-11-02 02:00:00 | 0.40468 | 0.43077 | 0.2191 | 12.26 | -12.2599 | -12.26 | 1000 | 1000 | 12.26 | 36.62
2016-11-02 03:00:00 | 0.39825 | 0.42462 | 0.21612 | 13.16 | -13.1599 | -13.16 | 1000 | 1000 | 13.16 | 35
2016-11-02 04:00:00 | 0.39503 | 0.42154 | 0.22876 | 21.01 | -21.0099 | -21.01 | 1000 | 1000 | 21.01 | 40.27
2016-11-02 05:00:00 | 0.38216 | 0.40923 | 0.26928 | 33.85 | -33.8499 | -33.85 | 1000 | 1000 | 33.85 | 42.57
2016-11-02 06:00:00 | 0.37572 | 0.40308 | 0.46874 | 39.04 | -39.0399 | -39.04 | 1000 | 1000 | 39.04 | 58.97
2016-11-02 07:00:00 | 0.3725 | 0.4 | 0.67301 | 36.54 | -36.5399 | -36.54 | 1000 | 1000 | 36.54 | 68.94
2016-11-02 08:00:00 | 0.36929 | 0.39692 | 0.76549 | 36.72 | -36.7199 | -36.72 | 1000 | 1000 | 36.72 | 69.38
2016-11-02 09:00:00 | 0.35963 | 0.38769 | 0.7631 | 33.19 | -33.1899 | -33.19 | 1000 | 1000 | 33.19 | 66.95
2016-11-02 10:00:00 | 0.34354 | 0.37231 | 0.73645 | 34.07 | -34.0699 | -34.07 | 1000 | 1000 | 34.07 | 66.25
2016-11-02 11:00:00 | 0.38216 | 0.40923 | 0.75244 | 32.93 | -32.9299 | -32.93 | 1000 | 1000 | 32.93 | 66.09
2016-11-02 12:00:00 | 0.42399 | 0.44923 | 0.78569 | 33.18 | -33.1799 | -33.18 | 1000 | 1000 | 33.18 | 65.55
2016-11-02 13:00:00 | 0.40468 | 0.43077 | 0.74358 | 33.06 | -33.0599 | -33.06 | 1000 | 1000 | 33.06 | 64.89
2016-11-02 14:00:00 | 0.39825 | 0.42462 | 0.6716 | 33.99 | -33.9899 | -33.99 | 1000 | 1000 | 33.99 | 62.9
2016-11-02 15:00:00 | 0.42077 | 0.44615 | 0.6447 | 39.16 | -39.1599 | -39.16 | 1000 | 1000 | 39.16 | 64.91
2016-11-02 16:00:00 | 0.43043 | 0.45538 | 0.65698 | 52.91 | -52.9099 | -52.91 | 1000 | 1000 | 52.91 | 71.94
2016-11-02 17:00:00 | 0.44652 | 0.47077 | 0.76076 | 52.46 | -52.4599 | -52.46 | 1000 | 1000 | 52.46 | 81.37
2016-11-02 18:00:00 | 0.45617 | 0.48 | 0.8848 | 51.46 | -51.4599 | -51.46 | 1000 | 1000 | 51.46 | 85.08
2016-11-02 19:00:00 | 0.46261 | 0.48615 | 0.92169 | 39.98 | -39.9799 | -39.98 | 1000 | 1000 | 39.98 | 71.72
2016-11-02 20:00:00 | 0.46582 | 0.48923 | 0.81915 | 37.52 | -37.5199 | -37.52 | 1000 | 1000 | 37.52 | 59.83
2016-11-02 21:00:00 | 0.46261 | 0.48615 | 0.69019 | 35.18 | -35.1799 | -35.18 | 1000 | 1000 | 35.18 | 47.64
2016-11-02 22:00:00 | 0.47548 | 0.49846 | 0.57811 | 35.67 | -35.6699 | -35.67 | 1000 | 1000 | 35.67 | 50.02
2016-11-02 23:00:00 | 0.47548 | 0.49846 | 0.44327 | 35.05 | -35.0499 | -35.05 | 1000 | 1000 | 35.05 | 44.57
2016-11-03 00:00:00 | 0.48835 | 0.51077 | 0.31267 | 35.07 | -35.0699 | -35.07 | 1000 | 1000 | 35.07 | 43.97
2016-11-03 01:00:00 | 0.48835 | 0.51077 | 0.2388 | 34.74 | -34.7399 | -34.74 | 1000 | 1000 | 34.74 | 41.56
2016-11-03 02:00:00 | 0.51087 | 0.53231 | 0.2191 | 35.87 | -35.8699 | -35.87 | 1000 | 1000 | 35.87 | 38.75
2016-11-03 03:00:00 | 0.52696 | 0.54769 | 0.21612 | 36.74 | -36.7399 | -36.74 | 1000 | 1000 | 36.74 | 35.22
2016-11-03 04:00:00 | 0.51087 | 0.53231 | 0.22876 | 38.95 | -38.9499 | -38.95 | 1000 | 1000 | 38.95 | 37.14
2016-11-03 05:00:00 | 0.52053 | 0.54154 | 0.26928 | 47.23 | -47.2299 | -47.23 | 1000 | 1000 | 47.23 | 38.82
2016-11-03 06:00:00 | 0.53984 | 0.56 | 0.46874 | 53.41 | -53.4099 | -53.41 | 1000 | 1000 | 53.41 | 44.57
2016-11-03 07:00:00 | 0.52375 | 0.54462 | 0.67301 | 56.06 | -56.0599 | -56.06 | 1000 | 1000 | 56.06 | 56.13
2016-11-03 08:00:00 | 0.49479 | 0.51692 | 0.76549 | 50.11 | -50.1099 | -50.11 | 1000 | 1000 | 50.11 | 58.42
2016-11-03 09:00:00 | 0.44652 | 0.47077 | 0.7631 | 46.86 | -46.8599 | -46.86 | 1000 | 1000 | 46.86 | 53.27
2016-11-03 10:00:00 | 0.42721 | 0.45231 | 0.73645 | 47.63 | -47.6299 | -47.63 | 1000 | 1000 | 47.63 | 52
2016-11-03 11:00:00 | 0.39825 | 0.42462 | 0.75244 | 48 | -47.9999 | -48 | 1000 | 1000 | 48 | 53.2
2016-11-03 12:00:00 | 0.40147 | 0.42769 | 0.78569 | 48.95 | -48.9499 | -48.95 | 1000 | 1000 | 48.95 | 57.44
2016-11-03 13:00:00 | 0.37894 | 0.40615 | 0.74358 | 48.96 | -48.9599 | -48.96 | 1000 | 1000 | 48.96 | 57.33
2016-11-03 14:00:00 | 0.40468 | 0.43077 | 0.6716 | 59.6 | -59.5999 | -59.6 | 1000 | 1000 | 59.6 | 56.19
2016-11-03 15:00:00 | 0.45295 | 0.47692 | 0.6447 | 56.35 | -56.3499 | -56.35 | 1000 | 1000 | 56.35 | 52.32
2016-11-03 16:00:00 | 0.47548 | 0.49846 | 0.65698 | 59.99 | -59.9899 | -59.99 | 1000 | 1000 | 59.99 | 64.99
2016-11-03 17:00:00 | 0.52053 | 0.54154 | 0.76076 | 56.03 | -56.0299 | -56.03 | 1000 | 1000 | 56.03 | 70.05
2016-11-03 18:00:00 | 0.52696 | 0.54769 | 0.8848 | 48.88 | -48.8799 | -48.88 | 1000 | 1000 | 48.88 | 81.58
2016-11-03 19:00:00 | 0.5334 | 0.55385 | 0.92169 | 42.41 | -42.4099 | -42.41 | 1000 | 1000 | 42.41 | 69.75
2016-11-03 20:00:00 | 0.53984 | 0.56 | 0.81915 | 37.27 | -37.2699 | -37.27 | 1000 | 1000 | 37.27 | 60.81
2016-11-03 21:00:00 | 0.53018 | 0.55077 | 0.69019 | 36.24 | -36.2399 | -36.24 | 1000 | 1000 | 36.24 | 49
2016-11-03 22:00:00 | 0.51731 | 0.53846 | 0.57811 | 33.98 | -33.9799 | -33.98 | 1000 | 1000 | 33.98 | 47.64
2016-11-03 23:00:00 | 0.49157 | 0.51385 | 0.44327 | 32.4 | -32.3999 | -32.4 | 1000 | 1000 | 32.4 | 43.95
2016-11-04 00:00:00 | 0.46904 | 0.49231 | 0.31267 | 32.42 | -32.4199 | -32.42 | 1000 | 1000 | 32.42 | 45.03
2016-11-04 01:00:00 | 0.4787 | 0.50154 | 0.2388 | 30.96 | -30.9599 | -30.96 | 1000 | 1000 | 30.96 | 42.01
2016-11-04 02:00:00 | 0.47548 | 0.49846 | 0.2191 | 30.8 | -30.7999 | -30.8 | 1000 | 1000 | 30.8 | 39.02
2016-11-04 03:00:00 | 0.46582 | 0.48923 | 0.21612 | 31.98 | -31.9799 | -31.98 | 1000 | 1000 | 31.98 | 34.38
2016-11-04 04:00:00 | 0.45939 | 0.48308 | 0.22876 | 34.13 | -34.1299 | -34.13 | 1000 | 1000 | 34.13 | 38.87
2016-11-04 05:00:00 | 0.45295 | 0.47692 | 0.26928 | 36.98 | -36.9799 | -36.98 | 1000 | 1000 | 36.98 | 44
2016-11-04 06:00:00 | 0.44008 | 0.46462 | 0.46874 | 46.78 | -46.7799 | -46.78 | 1000 | 1000 | 46.78 | 49.99
2016-11-04 07:00:00 | 0.43364 | 0.45846 | 0.67301 | 48.69 | -48.6899 | -48.69 | 1000 | 1000 | 48.69 | 62.63
2016-11-04 08:00:00 | 0.41434 | 0.44 | 0.76549 | 47.94 | -47.9399 | -47.94 | 1000 | 1000 | 47.94 | 62.93
2016-11-04 09:00:00 | 0.40468 | 0.43077 | 0.7631 | 40.86 | -40.8599 | -40.86 | 1000 | 1000 | 40.86 | 63.97
2016-11-04 10:00:00 | 0.39503 | 0.42154 | 0.73645 | 42.83 | -42.8299 | -42.83 | 1000 | 1000 | 42.83 | 64.39
2016-11-04 11:00:00 | 0.35963 | 0.38769 | 0.75244 | 38.05 | -38.0499 | -38.05 | 1000 | 1000 | 38.05 | 63.27
2016-11-04 12:00:00 | 0.34354 | 0.37231 | 0.78569 | 40.49 | -40.4899 | -40.49 | 1000 | 1000 | 40.49 | 64.03
2016-11-04 13:00:00 | 0.33067 | 0.36 | 0.74358 | 43.15 | -43.1499 | -43.15 | 1000 | 1000 | 43.15 | 59.13
2016-11-04 14:00:00 | 0.33067 | 0.36 | 0.6716 | 49.91 | -49.9099 | -49.91 | 1000 | 1000 | 49.91 | 58.57
2016-11-04 15:00:00 | 0.35641 | 0.38462 | 0.6447 | 48.73 | -48.7299 | -48.73 | 1000 | 1000 | 48.73 | 59.54
2016-11-04 16:00:00 | 0.39181 | 0.41846 | 0.65698 | 52.19 | -52.1899 | -52.19 | 1000 | 1000 | 52.19 | 62.01
2016-11-04 17:00:00 | 0.41755 | 0.44308 | 0.76076 | 49.6 | -49.5999 | -49.6 | 1000 | 1000 | 49.6 | 73.43
2016-11-04 18:00:00 | 0.42077 | 0.44615 | 0.8848 | 40.15 | -40.1499 | -40.15 | 1000 | 1000 | 40.15 | 80.49
2016-11-04 19:00:00 | 0.44973 | 0.47385 | 0.92169 | 39.23 | -39.2299 | -39.23 | 1000 | 1000 | 39.23 | 69.94
2016-11-04 20:00:00 | 0.41755 | 0.44308 | 0.81915 | 38.31 | -38.3099 | -38.31 | 1000 | 1000 | 38.31 | 59.93
2016-11-04 21:00:00 | 0.43364 | 0.45846 | 0.69019 | 37.02 | -37.0199 | -37.02 | 1000 | 1000 | 37.02 | 48.64
2016-11-04 22:00:00 | 0.45295 | 0.47692 | 0.57811 | 34.9 | -34.8999 | -34.9 | 1000 | 1000 | 34.9 | 49.57
2016-11-04 23:00:00 | 0.48191 | 0.50462 | 0.44327 | 37.05 | -37.0499 | -37.05 | 1000 | 1000 | 37.05 | 47.76
2016-11-05 00:00:00 | 0.498 | 0.52 | 0.36334 | 37.07 | -37.0699 | -37.07 | 1000 | 1000 | 37.07 | 46.01
2016-11-05 01:00:00 | 0.48513 | 0.50769 | 0.30185 | 36.77 | -36.7699 | -36.77 | 1000 | 1000 | 36.77 | 43.15
2016-11-05 02:00:00 | 0.47226 | 0.49538 | 0.247 | 35.97 | -35.9699 | -35.97 | 1000 | 1000 | 35.97 | 40.63
2016-11-05 03:00:00 | 0.47548 | 0.49846 | 0.23565 | 35.54 | -35.5399 | -35.54 | 1000 | 1000 | 35.54 | 38.95
2016-11-05 04:00:00 | 0.48513 | 0.50769 | 0.23258 | 35.93 | -35.9299 | -35.93 | 1000 | 1000 | 35.93 | 37.58
2016-11-05 05:00:00 | 0.4787 | 0.50154 | 0.24426 | 36.5 | -36.4999 | -36.5 | 1000 | 1000 | 36.5 | 38.13
2016-11-05 06:00:00 | 0.47548 | 0.49846 | 0.30966 | 37.02 | -37.0199 | -37.02 | 1000 | 1000 | 37.02 | 41.03
2016-11-05 07:00:00 | 0.46582 | 0.48923 | 0.47243 | 38.96 | -38.9599 | -38.96 | 1000 | 1000 | 38.96 | 43.76
2016-11-05 08:00:00 | 0.4433 | 0.46769 | 0.68704 | 39.89 | -39.8899 | -39.89 | 1000 | 1000 | 39.89 | 48.28
2016-11-05 09:00:00 | 0.43686 | 0.46154 | 0.80606 | 41.16 | -41.1599 | -41.16 | 1000 | 1000 | 41.16 | 47.27
2016-11-05 10:00:00 | 0.43043 | 0.45538 | 0.84283 | 44.79 | -44.7899 | -44.79 | 1000 | 1000 | 44.79 | 47.95
2016-11-05 11:00:00 | 0.41112 | 0.43692 | 0.87704 | 46.54 | -46.5399 | -46.54 | 1000 | 1000 | 46.54 | 49
2016-11-05 12:00:00 | 0.39181 | 0.41846 | 0.91636 | 40.8 | -40.7999 | -40.8 | 1000 | 1000 | 40.8 | 49.38
2016-11-05 13:00:00 | 0.38216 | 0.40923 | 0.88755 | 39.35 | -39.3499 | -39.35 | 1000 | 1000 | 39.35 | 46.1
2016-11-05 14:00:00 | 0.37572 | 0.40308 | 0.79022 | 38.88 | -38.8799 | -38.88 | 1000 | 1000 | 38.88 | 44.07
2016-11-05 15:00:00 | 0.37894 | 0.40615 | 0.71445 | 42.65 | -42.6499 | -42.65 | 1000 | 1000 | 42.65 | 44.16
2016-11-05 16:00:00 | 0.38538 | 0.41231 | 0.70607 | 48.1 | -48.0999 | -48.1 | 1000 | 1000 | 48.1 | 48.27
2016-11-05 17:00:00 | 0.39181 | 0.41846 | 0.8672 | 44.78 | -44.7799 | -44.78 | 1000 | 1000 | 44.78 | 64.07
2016-11-05 18:00:00 | 0.39181 | 0.41846 | 0.99703 | 40.91 | -40.9099 | -40.91 | 1000 | 1000 | 40.91 | 71.37
2016-11-05 19:00:00 | 0.38859 | 0.41538 | 1 | 37.07 | -37.0699 | -37.07 | 1000 | 1000 | 37.07 | 66.21
2016-11-05 20:00:00 | 0.37572 | 0.40308 | 0.83309 | 34.32 | -34.3199 | -34.32 | 1000 | 1000 | 34.32 | 49.24
2016-11-05 21:00:00 | 0.36607 | 0.39385 | 0.66229 | 32.71 | -32.7099 | -32.71 | 1000 | 1000 | 32.71 | 46.07
2016-11-05 22:00:00 | 0.3725 | 0.4 | 0.60399 | 29.94 | -29.9399 | -29.94 | 1000 | 1000 | 29.94 | 47.43
2016-11-05 23:00:00 | 0.38216 | 0.40923 | 0.51572 | 32.23 | -32.2299 | -32.23 | 1000 | 1000 | 32.23 | 45.08
2016-11-06 00:00:00 | 0.38538 | 0.41231 | 0.39659 | 27.78 | -27.7799 | -27.78 | 1000 | 1000 | 27.78 | 45.81
2016-11-06 01:00:00 | 0.38859 | 0.41538 | 0.29555 | 27.95 | -27.9499 | -27.95 | 1000 | 1000 | 27.95 | 38.17
2016-11-06 02:00:00 | 0.39503 | 0.42154 | 0.24054 | 25.03 | -25.0299 | -25.03 | 1000 | 1000 | 25.03 | 37.82
2016-11-06 03:00:00 | 0.39825 | 0.42462 | 0.21979 | 30.1 | -30.0999 | -30.1 | 1000 | 1000 | 30.1 | 37.34
2016-11-06 04:00:00 | 0.42077 | 0.44615 | 0.20895 | 29.82 | -29.8199 | -29.82 | 1000 | 1000 | 29.82 | 37.35
2016-11-06 05:00:00 | 0.42077 | 0.44615 | 0.2107 | 30.89 | -30.8899 | -30.89 | 1000 | 1000 | 30.89 | 37.13
2016-11-06 06:00:00 | 0.43043 | 0.45538 | 0.22636 | 30.88 | -30.8799 | -30.88 | 1000 | 1000 | 30.88 | 37.99
2016-11-06 07:00:00 | 0.43043 | 0.45538 | 0.26686 | 33.81 | -33.8099 | -33.81 | 1000 | 1000 | 33.81 | 38.58
2016-11-06 08:00:00 | 0.43364 | 0.45846 | 0.42994 | 37.02 | -37.0199 | -37.02 | 1000 | 1000 | 37.02 | 39.53
2016-11-06 09:00:00 | 0.39503 | 0.42154 | 0.65048 | 37.93 | -37.9299 | -37.93 | 1000 | 1000 | 37.93 | 43.03
2016-11-06 10:00:00 | 0.35641 | 0.38462 | 0.81425 | 41.58 | -41.5799 | -41.58 | 1000 | 1000 | 41.58 | 45.34
2016-11-06 11:00:00 | 0.35963 | 0.38769 | 0.94383 | 38.94 | -38.9399 | -38.94 | 1000 | 1000 | 38.94 | 50.55
2016-11-06 12:00:00 | 0.37894 | 0.40615 | 0.96576 | 37.07 | -37.0699 | -37.07 | 1000 | 1000 | 37.07 | 52.51
2016-11-06 13:00:00 | 0.35963 | 0.38769 | 0.82374 | 37.09 | -37.0899 | -37.09 | 1000 | 1000 | 37.09 | 46.66
2016-11-06 14:00:00 | 0.36285 | 0.39077 | 0.65983 | 37 | -36.9999 | -37 | 1000 | 1000 | 37 | 43.39
2016-11-06 15:00:00 | 0.37572 | 0.40308 | 0.56761 | 39.5 | -39.4999 | -39.5 | 1000 | 1000 | 39.5 | 42.5
2016-11-06 16:00:00 | 0.40147 | 0.42769 | 0.52133 | 48.51 | -48.5099 | -48.51 | 1000 | 1000 | 48.51 | 46.96
2016-11-06 17:00:00 | 0.41434 | 0.44 | 0.61979 | 47.96 | -47.9599 | -47.96 | 1000 | 1000 | 47.96 | 59.94
2016-11-06 18:00:00 | 0.41434 | 0.44 | 0.76472 | 43.27 | -43.2699 | -43.27 | 1000 | 1000 | 43.27 | 66.07
2016-11-06 19:00:00 | 0.42077 | 0.44615 | 0.85205 | 37.05 | -37.0499 | -37.05 | 1000 | 1000 | 37.05 | 66.27
2016-11-06 20:00:00 | 0.4433 | 0.46769 | 0.77783 | 36 | -35.9999 | -36 | 1000 | 1000 | 36 | 53.2
2016-11-06 21:00:00 | 0.47226 | 0.49538 | 0.66127 | 33.33 | -33.3299 | -33.33 | 1000 | 1000 | 33.33 | 47.64
2016-11-06 22:00:00 | 0.46904 | 0.49231 | 0.5638 | 30.23 | -30.2299 | -30.23 | 1000 | 1000 | 30.23 | 48.24
2016-11-06 23:00:00 | 0.49157 | 0.51385 | 0.42608 | 10.72 | -10.7199 | -10.72 | 1000 | 1000 | 10.72 | 43.93
2016-11-07 00:00:00 | 0.4787 | 0.50154 | 0.31267 | 13.61 | -13.6099 | -13.61 | 1000 | 1000 | 13.61 | 38.11
2016-11-07 01:00:00 | 0.4433 | 0.46769 | 0.2388 | 13.69 | -13.6899 | -13.69 | 1000 | 1000 | 13.69 | 37.1
2016-11-07 02:00:00 | 0.4433 | 0.46769 | 0.2191 | 12.6 | -12.5999 | -12.6 | 1000 | 1000 | 12.6 | 35.39
2016-11-07 03:00:00 | 0.43364 | 0.45846 | 0.21612 | 11.94 | -11.9399 | -11.94 | 1000 | 1000 | 11.94 | 34.98
2016-11-07 04:00:00 | 0.44008 | 0.46462 | 0.22876 | 15.82 | -15.8199 | -15.82 | 1000 | 1000 | 15.82 | 37.22
2016-11-07 05:00:00 | 0.4787 | 0.50154 | 0.26928 | 33.02 | -33.0199 | -33.02 | 1000 | 1000 | 33.02 | 39.13
2016-11-07 06:00:00 | 0.46904 | 0.49231 | 0.46874 | 40.81 | -40.8099 | -40.81 | 1000 | 1000 | 40.81 | 48.98
2016-11-07 07:00:00 | 0.45617 | 0.48 | 0.67301 | 38.01 | -38.0099 | -38.01 | 1000 | 1000 | 38.01 | 65.99
2016-11-07 08:00:00 | 0.46261 | 0.48615 | 0.76549 | 38.07 | -38.0699 | -38.07 | 1000 | 1000 | 38.07 | 64.94
2016-11-07 09:00:00 | 0.45295 | 0.47692 | 0.7631 | 39.93 | -39.9299 | -39.93 | 1000 | 1000 | 39.93 | 61.64
2016-11-07 10:00:00 | 0.44652 | 0.47077 | 0.73645 | 39.98 | -39.9799 | -39.98 | 1000 | 1000 | 39.98 | 58.61
2016-11-07 11:00:00 | 0.44008 | 0.46462 | 0.75244 | 41.76 | -41.7599 | -41.76 | 1000 | 1000 | 41.76 | 60.82
2016-11-07 12:00:00 | 0.43686 | 0.46154 | 0.78569 | 42.67 | -42.6699 | -42.67 | 1000 | 1000 | 42.67 | 61.18
2016-11-07 13:00:00 | 0.46582 | 0.48923 | 0.74358 | 46.9 | -46.8999 | -46.9 | 1000 | 1000 | 46.9 | 60
2016-11-07 14:00:00 | 0.45939 | 0.48308 | 0.6716 | 53.03 | -53.0299 | -53.03 | 1000 | 1000 | 53.03 | 56.71
2016-11-07 15:00:00 | 0.46582 | 0.48923 | 0.6447 | 58.45 | -58.4499 | -58.45 | 1000 | 1000 | 58.45 | 55.01
2016-11-07 16:00:00 | 0.47548 | 0.49846 | 0.65698 | 69.83 | -69.8299 | -69.83 | 1000 | 1000 | 69.83 | 66.71
2016-11-07 17:00:00 | 0.48835 | 0.51077 | 0.76076 | 65.94 | -65.9399 | -65.94 | 1000 | 1000 | 65.94 | 82.48
2016-11-07 18:00:00 | 0.48835 | 0.51077 | 0.8848 | 59.93 | -59.9299 | -59.93 | 1000 | 1000 | 59.93 | 100.46
2016-11-07 19:00:00 | 0.50444 | 0.52615 | 0.92169 | 49.99 | -49.9899 | -49.99 | 1000 | 1000 | 49.99 | 76.84
2016-11-07 20:00:00 | 0.49479 | 0.51692 | 0.81915 | 37.85 | -37.8499 | -37.85 | 1000 | 1000 | 37.85 | 64.09
2016-11-07 21:00:00 | 0.49479 | 0.51692 | 0.69019 | 39.7 | -39.6999 | -39.7 | 1000 | 1000 | 39.7 | 48
2016-11-07 22:00:00 | 0.50444 | 0.52615 | 0.57811 | 38.05 | -38.0499 | -38.05 | 1000 | 1000 | 38.05 | 50
2016-11-07 23:00:00 | 0.51087 | 0.53231 | 0.44327 | 37.47 | -37.4699 | -37.47 | 1000 | 1000 | 37.47 | 46.81
2016-11-08 00:00:00 | 0.52053 | 0.54154 | 0.31267 | 36.65 | -36.6499 | -36.65 | 1000 | 1000 | 36.65 | 43.95
2016-11-08 01:00:00 | 0.52696 | 0.54769 | 0.2388 | 36.09 | -36.0899 | -36.09 | 1000 | 1000 | 36.09 | 40.56
2016-11-08 02:00:00 | 0.5334 | 0.55385 | 0.2191 | 36.17 | -36.1699 | -36.17 | 1000 | 1000 | 36.17 | 39.45
2016-11-08 03:00:00 | 0.53018 | 0.55077 | 0.21612 | 37.13 | -37.1299 | -37.13 | 1000 | 1000 | 37.13 | 38.15
2016-11-08 04:00:00 | 0.51731 | 0.53846 | 0.22876 | 37.17 | -37.1699 | -37.17 | 1000 | 1000 | 37.17 | 38.85
2016-11-08 05:00:00 | 0.51731 | 0.53846 | 0.26928 | 46.77 | -46.7699 | -46.77 | 1000 | 1000 | 46.77 | 41.06
2016-11-08 06:00:00 | 0.52696 | 0.54769 | 0.46874 | 61.65 | -61.6499 | -61.65 | 1000 | 1000 | 61.65 | 46.99
2016-11-08 07:00:00 | 0.5334 | 0.55385 | 0.67301 | 64.64 | -64.6399 | -64.64 | 1000 | 1000 | 64.64 | 64.27
2016-11-08 08:00:00 | 0.50766 | 0.52923 | 0.76549 | 63.89 | -63.8899 | -63.89 | 1000 | 1000 | 63.89 | 66.78
2016-11-08 09:00:00 | 0.48513 | 0.50769 | 0.7631 | 58.97 | -58.9699 | -58.97 | 1000 | 1000 | 58.97 | 62.91
2016-11-08 10:00:00 | 0.48835 | 0.51077 | 0.73645 | 58.99 | -58.9899 | -58.99 | 1000 | 1000 | 58.99 | 60.01
2016-11-08 11:00:00 | 0.4787 | 0.50154 | 0.75244 | 58.47 | -58.4699 | -58.47 | 1000 | 1000 | 58.47 | 58.94
2016-11-08 12:00:00 | 0.48191 | 0.50462 | 0.78569 | 58.94 | -58.9399 | -58.94 | 1000 | 1000 | 58.94 | 55.98
2016-11-08 13:00:00 | 0.4787 | 0.50154 | 0.74358 | 62.13 | -62.1299 | -62.13 | 1000 | 1000 | 62.13 | 59.18
2016-11-08 14:00:00 | 0.47226 | 0.49538 | 0.6716 | 67.91 | -67.9099 | -67.91 | 1000 | 1000 | 67.91 | 56.91
2016-11-08 15:00:00 | 0.46904 | 0.49231 | 0.6447 | 84.92 | -84.9199 | -84.92 | 1000 | 1000 | 84.92 | 56.91
2016-11-08 16:00:00 | 0.46904 | 0.49231 | 0.65698 | 104.96 | -104.9599 | -104.96 | 1000 | 1000 | 104.96 | 65
2016-11-08 17:00:00 | 0.46904 | 0.49231 | 0.76076 | 70.03 | -70.0299 | -70.03 | 1000 | 1000 | 70.03 | 85.1
2016-11-08 18:00:00 | 0.46582 | 0.48923 | 0.8848 | 56.43 | -56.4299 | -56.43 | 1000 | 1000 | 56.43 | 102.2
2016-11-08 19:00:00 | 0.46582 | 0.48923 | 0.92169 | 44.15 | -44.1499 | -44.15 | 1000 | 1000 | 44.15 | 76.87
2016-11-08 20:00:00 | 0.51087 | 0.53231 | 0.81915 | 42.45 | -42.4499 | -42.45 | 1000 | 1000 | 42.45 | 57.9
2016-11-08 21:00:00 | 0.50122 | 0.52308 | 0.69019 | 40 | -39.9999 | -40 | 1000 | 1000 | 40 | 50.1
2016-11-08 22:00:00 | 0.52053 | 0.54154 | 0.57811 | 35.98 | -35.9799 | -35.98 | 1000 | 1000 | 35.98 | 51.77
2016-11-08 23:00:00 | 0.5334 | 0.55385 | 0.44327 | 35.6 | -35.5999 | -35.6 | 1000 | 1000 | 35.6 | 44.94
2016-11-09 00:00:00 | 0.53984 | 0.56 | 0.31267 | 33.38 | -33.3799 | -33.38 | 1000 | 1000 | 33.38 | 44.35
2016-11-09 01:00:00 | 0.53984 | 0.56 | 0.2388 | 31.46 | -31.4599 | -31.46 | 1000 | 1000 | 31.46 | 43.93
2016-11-09 02:00:00 | 0.54305 | 0.56308 | 0.2191 | 31.48 | -31.4799 | -31.48 | 1000 | 1000 | 31.48 | 40.72
2016-11-09 03:00:00 | 0.53984 | 0.56 | 0.21612 | 34.23 | -34.2299 | -34.23 | 1000 | 1000 | 34.23 | 39.61
2016-11-09 04:00:00 | 0.54627 | 0.56615 | 0.22876 | 35.77 | -35.7699 | -35.77 | 1000 | 1000 | 35.77 | 40.75
2016-11-09 05:00:00 | 0.55271 | 0.57231 | 0.26928 | 39.77 | -39.7699 | -39.77 | 1000 | 1000 | 39.77 | 43.91
2016-11-09 06:00:00 | 0.56236 | 0.58154 | 0.46874 | 55.2 | -55.1999 | -55.2 | 1000 | 1000 | 55.2 | 48.69
2016-11-09 07:00:00 | 0.56236 | 0.58154 | 0.67301 | 55.2 | -55.1999 | -55.2 | 1000 | 1000 | 55.2 | 66.86
2016-11-09 08:00:00 | 0.56558 | 0.58462 | 0.76549 | 54.96 | -54.9599 | -54.96 | 1000 | 1000 | 54.96 | 70.49
2016-11-09 09:00:00 | 0.56558 | 0.58462 | 0.7631 | 49.72 | -49.7199 | -49.72 | 1000 | 1000 | 49.72 | 69.63
2016-11-09 10:00:00 | 0.53984 | 0.56 | 0.73645 | 56.92 | -56.9199 | -56.92 | 1000 | 1000 | 56.92 | 66.21
2016-11-09 11:00:00 | 0.52375 | 0.54462 | 0.75244 | 55.82 | -55.8199 | -55.82 | 1000 | 1000 | 55.82 | 66.01
2016-11-09 12:00:00 | 0.50444 | 0.52615 | 0.78569 | 55.58 | -55.5799 | -55.58 | 1000 | 1000 | 55.58 | 64.09
2016-11-09 13:00:00 | 0.49157 | 0.51385 | 0.74358 | 54.28 | -54.2799 | -54.28 | 1000 | 1000 | 54.28 | 61.57
2016-11-09 14:00:00 | 0.48835 | 0.51077 | 0.6716 | 55.08 | -55.0799 | -55.08 | 1000 | 1000 | 55.08 | 61.19
2016-11-09 15:00:00 | 0.51087 | 0.53231 | 0.6447 | 62.21 | -62.2099 | -62.21 | 1000 | 1000 | 62.21 | 62.96
2016-11-09 16:00:00 | 0.54305 | 0.56308 | 0.65698 | 78.44 | -78.4399 | -78.44 | 1000 | 1000 | 78.44 | 66.95
2016-11-09 17:00:00 | 0.56558 | 0.58462 | 0.76076 | 60.93 | -60.9299 | -60.93 | 1000 | 1000 | 60.93 | 79.94
2016-11-09 18:00:00 | 0.58489 | 0.60308 | 0.8848 | 58.5 | -58.4999 | -58.5 | 1000 | 1000 | 58.5 | 92.45
2016-11-09 19:00:00 | 0.58489 | 0.60308 | 0.92169 | 48.22 | -48.2199 | -48.22 | 1000 | 1000 | 48.22 | 76.99
2016-11-09 20:00:00 | 0.61707 | 0.63385 | 0.81915 | 40.85 | -40.8499 | -40.85 | 1000 | 1000 | 40.85 | 65.02
2016-11-09 21:00:00 | 0.61385 | 0.63077 | 0.69019 | 39.5 | -39.4999 | -39.5 | 1000 | 1000 | 39.5 | 53.38
2016-11-09 22:00:00 | 0.62672 | 0.64308 | 0.57811 | 36.1 | -36.0999 | -36.1 | 1000 | 1000 | 36.1 | 52.44
2016-11-09 23:00:00 | 0.62994 | 0.64615 | 0.44327 | 33.53 | -33.5299 | -33.53 | 1000 | 1000 | 33.53 | 47.78
2016-11-10 00:00:00 | 0.62994 | 0.64615 | 0.31267 | 32.95 | -32.9499 | -32.95 | 1000 | 1000 | 32.95 | 44.98
2016-11-10 01:00:00 | 0.62994 | 0.64615 | 0.2388 | 31.69 | -31.6899 | -31.69 | 1000 | 1000 | 31.69 | 43.86
2016-11-10 02:00:00 | 0.63637 | 0.65231 | 0.2191 | 33.2 | -33.1999 | -33.2 | 1000 | 1000 | 33.2 | 42.33
2016-11-10 03:00:00 | 0.63637 | 0.65231 | 0.21612 | 33.53 | -33.5299 | -33.53 | 1000 | 1000 | 33.53 | 40.36
2016-11-10 04:00:00 | 0.64603 | 0.66154 | 0.22876 | 35 | -34.9999 | -35 | 1000 | 1000 | 35 | 42.08
2016-11-10 05:00:00 | 0.64603 | 0.66154 | 0.26928 | 41.48 | -41.4799 | -41.48 | 1000 | 1000 | 41.48 | 45.22
2016-11-10 06:00:00 | 0.64925 | 0.66462 | 0.46874 | 50.37 | -50.3699 | -50.37 | 1000 | 1000 | 50.37 | 52.12
2016-11-10 07:00:00 | 0.64603 | 0.66154 | 0.67301 | 58.91 | -58.9099 | -58.91 | 1000 | 1000 | 58.91 | 67.83
2016-11-10 08:00:00 | 0.61385 | 0.63077 | 0.76549 | 59.98 | -59.9799 | -59.98 | 1000 | 1000 | 59.98 | 69
2016-11-10 09:00:00 | 0.57202 | 0.59077 | 0.7631 | 58.52 | -58.5199 | -58.52 | 1000 | 1000 | 58.52 | 66.01
2016-11-10 10:00:00 | 0.52375 | 0.54462 | 0.73645 | 59.93 | -59.9299 | -59.93 | 1000 | 1000 | 59.93 | 65.88
2016-11-10 11:00:00 | 0.48835 | 0.51077 | 0.75244 | 61.1 | -61.0999 | -61.1 | 1000 | 1000 | 61.1 | 66.27
2016-11-10 12:00:00 | 0.47226 | 0.49538 | 0.78569 | 65.01 | -65.0099 | -65.01 | 1000 | 1000 | 65.01 | 65.97
2016-11-10 13:00:00 | 0.4787 | 0.50154 | 0.74358 | 63.24 | -63.2399 | -63.24 | 1000 | 1000 | 63.24 | 60.16
2016-11-10 14:00:00 | 0.50766 | 0.52923 | 0.6716 | 65.08 | -65.0799 | -65.08 | 1000 | 1000 | 65.08 | 60.99
2016-11-10 15:00:00 | 0.53662 | 0.55692 | 0.6447 | 63.08 | -63.0799 | -63.08 | 1000 | 1000 | 63.08 | 61.91
2016-11-10 16:00:00 | 0.54949 | 0.56923 | 0.65698 | 98.15 | -98.1499 | -98.15 | 1000 | 1000 | 98.15 | 66.31
2016-11-10 17:00:00 | 0.55593 | 0.57538 | 0.76076 | 67.87 | -67.8699 | -67.87 | 1000 | 1000 | 67.87 | 77.86
2016-11-10 18:00:00 | 0.56558 | 0.58462 | 0.8848 | 60.24 | -60.2399 | -60.24 | 1000 | 1000 | 60.24 | 92.88
2016-11-10 19:00:00 | 0.55914 | 0.57846 | 0.92169 | 50.39 | -50.3899 | -50.39 | 1000 | 1000 | 50.39 | 74.22
2016-11-10 20:00:00 | 0.57202 | 0.59077 | 0.81915 | 41.96 | -41.9599 | -41.96 | 1000 | 1000 | 41.96 | 57.8
2016-11-10 21:00:00 | 0.58489 | 0.60308 | 0.69019 | 39.72 | -39.7199 | -39.72 | 1000 | 1000 | 39.72 | 51.17
2016-11-10 22:00:00 | 0.59776 | 0.61538 | 0.57811 | 37.76 | -37.7599 | -37.76 | 1000 | 1000 | 37.76 | 51.85
2016-11-10 23:00:00 | 0.59454 | 0.61231 | 0.44327 | 37.07 | -37.0699 | -37.07 | 1000 | 1000 | 37.07 | 47.81
2016-11-11 00:00:00 | 0.61385 | 0.63077 | 0.31267 | 36.22 | -36.2199 | -36.22 | 1000 | 1000 | 36.22 | 48
2016-11-11 01:00:00 | 0.6235 | 0.64 | 0.2388 | 34.9 | -34.8999 | -34.9 | 1000 | 1000 | 34.9 | 45.11
2016-11-11 02:00:00 | 0.63316 | 0.64923 | 0.2191 | 34.46 | -34.4599 | -34.46 | 1000 | 1000 | 34.46 | 42.25
2016-11-11 03:00:00 | 0.63637 | 0.65231 | 0.21612 | 36.46 | -36.4599 | -36.46 | 1000 | 1000 | 36.46 | 40
2016-11-11 04:00:00 | 0.65246 | 0.66769 | 0.22876 | 35.45 | -35.4499 | -35.45 | 1000 | 1000 | 35.45 | 39.57
2016-11-11 05:00:00 | 0.66212 | 0.67692 | 0.26928 | 37.6 | -37.5999 | -37.6 | 1000 | 1000 | 37.6 | 41.35
2016-11-11 06:00:00 | 0.69751 | 0.71077 | 0.46874 | 48.46 | -48.4599 | -48.46 | 1000 | 1000 | 48.46 | 47.48
2016-11-11 07:00:00 | 0.71682 | 0.72923 | 0.67301 | 54.97 | -54.9699 | -54.97 | 1000 | 1000 | 54.97 | 56.97
2016-11-11 08:00:00 | 0.70395 | 0.71692 | 0.76549 | 54.92 | -54.9199 | -54.92 | 1000 | 1000 | 54.92 | 56.17
2016-11-11 09:00:00 | 0.66534 | 0.68 | 0.7631 | 55.9 | -55.8999 | -55.9 | 1000 | 1000 | 55.9 | 54.61
2016-11-11 10:00:00 | 0.60098 | 0.61846 | 0.73645 | 55.93 | -55.9299 | -55.93 | 1000 | 1000 | 55.93 | 52.52
2016-11-11 11:00:00 | 0.54627 | 0.56615 | 0.75244 | 54.93 | -54.9299 | -54.93 | 1000 | 1000 | 54.93 | 52.48
2016-11-11 12:00:00 | 0.52053 | 0.54154 | 0.78569 | 54.42 | -54.4199 | -54.42 | 1000 | 1000 | 54.42 | 53.02
2016-11-11 13:00:00 | 0.51087 | 0.53231 | 0.74358 | 51.7 | -51.6999 | -51.7 | 1000 | 1000 | 51.7 | 50.88
2016-11-11 14:00:00 | 0.52696 | 0.54769 | 0.6716 | 51.71 | -51.7099 | -51.71 | 1000 | 1000 | 51.71 | 47.28
2016-11-11 15:00:00 | 0.53984 | 0.56 | 0.6447 | 57.91 | -57.9099 | -57.91 | 1000 | 1000 | 57.91 | 47.6
2016-11-11 16:00:00 | 0.59132 | 0.60923 | 0.65698 | 64.92 | -64.9199 | -64.92 | 1000 | 1000 | 64.92 | 50.47
2016-11-11 17:00:00 | 0.59454 | 0.61231 | 0.76076 | 56.94 | -56.9399 | -56.94 | 1000 | 1000 | 56.94 | 65.95
2016-11-11 18:00:00 | 0.61707 | 0.63385 | 0.8848 | 56.25 | -56.2499 | -56.25 | 1000 | 1000 | 56.25 | 69.05
2016-11-11 19:00:00 | 0.62994 | 0.64615 | 0.92169 | 45.79 | -45.7899 | -45.79 | 1000 | 1000 | 45.79 | 65.91
2016-11-11 20:00:00 | 0.60098 | 0.61846 | 0.81915 | 42.09 | -42.0899 | -42.09 | 1000 | 1000 | 42.09 | 50.85
2016-11-11 21:00:00 | 0.59776 | 0.61538 | 0.69019 | 43.48 | -43.4799 | -43.48 | 1000 | 1000 | 43.48 | 49.15
2016-11-11 22:00:00 | 0.62028 | 0.63692 | 0.57811 | 41.27 | -41.2699 | -41.27 | 1000 | 1000 | 41.27 | 48.84
2016-11-11 23:00:00 | 0.68786 | 0.70154 | 0.44327 | 40.21 | -40.2099 | -40.21 | 1000 | 1000 | 40.21 | 46.44
2016-11-12 00:00:00 | 0.66855 | 0.68308 | 0.36334 | 38.31 | -38.3099 | -38.31 | 1000 | 1000 | 38.31 | 40.97
2016-11-12 01:00:00 | 0.65246 | 0.66769 | 0.30185 | 36.78 | -36.7799 | -36.78 | 1000 | 1000 | 36.78 | 39.57
2016-11-12 02:00:00 | 0.6589 | 0.67385 | 0.247 | 36.09 | -36.0899 | -36.09 | 1000 | 1000 | 36.09 | 37.71
2016-11-12 03:00:00 | 0.67499 | 0.68923 | 0.23565 | 36.05 | -36.0499 | -36.05 | 1000 | 1000 | 36.05 | 37.33
2016-11-12 04:00:00 | 0.72969 | 0.74154 | 0.23258 | 36.09 | -36.0899 | -36.09 | 1000 | 1000 | 36.09 | 37.86
2016-11-12 05:00:00 | 0.73935 | 0.75077 | 0.24426 | 36.33 | -36.3299 | -36.33 | 1000 | 1000 | 36.33 | 38.81
2016-11-12 06:00:00 | 0.7136 | 0.72615 | 0.30966 | 38.38 | -38.3799 | -38.38 | 1000 | 1000 | 38.38 | 40.19
2016-11-12 07:00:00 | 0.73935 | 0.75077 | 0.47243 | 42.21 | -42.2099 | -42.21 | 1000 | 1000 | 42.21 | 43.65
2016-11-12 08:00:00 | 0.6943 | 0.70769 | 0.68704 | 45.77 | -45.7699 | -45.77 | 1000 | 1000 | 45.77 | 47.44
2016-11-12 09:00:00 | 0.64603 | 0.66154 | 0.80606 | 46.52 | -46.5199 | -46.52 | 1000 | 1000 | 46.52 | 52
2016-11-12 10:00:00 | 0.63959 | 0.65538 | 0.84283 | 43.34 | -43.3399 | -43.34 | 1000 | 1000 | 43.34 | 53.7
2016-11-12 11:00:00 | 0.57845 | 0.59692 | 0.87704 | 39.94 | -39.9399 | -39.94 | 1000 | 1000 | 39.94 | 52.79
2016-11-12 12:00:00 | 0.55914 | 0.57846 | 0.91636 | 40.86 | -40.8599 | -40.86 | 1000 | 1000 | 40.86 | 54.25
2016-11-12 13:00:00 | 0.5334 | 0.55385 | 0.88755 | 36.09 | -36.0899 | -36.09 | 1000 | 1000 | 36.09 | 49.92
2016-11-12 14:00:00 | 0.51731 | 0.53846 | 0.79022 | 38.06 | -38.0599 | -38.06 | 1000 | 1000 | 38.06 | 46.87
2016-11-12 15:00:00 | 0.54305 | 0.56308 | 0.71445 | 45.9 | -45.8999 | -45.9 | 1000 | 1000 | 45.9 | 49.92
2016-11-12 16:00:00 | 0.59776 | 0.61538 | 0.70607 | 51.17 | -51.1699 | -51.17 | 1000 | 1000 | 51.17 | 56.18
2016-11-12 17:00:00 | 0.59132 | 0.60923 | 0.8672 | 48.32 | -48.3199 | -48.32 | 1000 | 1000 | 48.32 | 70.94
2016-11-12 18:00:00 | 0.59776 | 0.61538 | 0.99703 | 39.15 | -39.1499 | -39.15 | 1000 | 1000 | 39.15 | 75
2016-11-12 19:00:00 | 0.64281 | 0.65846 | 1 | 36.1 | -36.0999 | -36.1 | 1000 | 1000 | 36.1 | 64.98
2016-11-12 20:00:00 | 0.64603 | 0.66154 | 0.83309 | 34.77 | -34.7699 | -34.77 | 1000 | 1000 | 34.77 | 50.35
2016-11-12 21:00:00 | 0.63959 | 0.65538 | 0.66229 | 34.99 | -34.9899 | -34.99 | 1000 | 1000 | 34.99 | 46
2016-11-12 22:00:00 | 0.69108 | 0.70462 | 0.60399 | 34.34 | -34.3399 | -34.34 | 1000 | 1000 | 34.34 | 47.41
2016-11-12 23:00:00 | 0.70717 | 0.72 | 0.51572 | 32.99 | -32.9899 | -32.99 | 1000 | 1000 | 32.99 | 46.98
2016-11-13 00:00:00 | 0.72326 | 0.73538 | 0.39659 | 34.15 | -34.1499 | -34.15 | 1000 | 1000 | 34.15 | 43.58
2016-11-13 01:00:00 | 0.72004 | 0.73231 | 0.29555 | 32.95 | -32.9499 | -32.95 | 1000 | 1000 | 32.95 | 41.38
2016-11-13 02:00:00 | 0.72648 | 0.73846 | 0.24054 | 31.76 | -31.7599 | -31.76 | 1000 | 1000 | 31.76 | 39.34
2016-11-13 03:00:00 | 0.74257 | 0.75385 | 0.21979 | 31.46 | -31.4599 | -31.46 | 1000 | 1000 | 31.46 | 39.26
2016-11-13 04:00:00 | 0.76509 | 0.77538 | 0.20895 | 31.43 | -31.4299 | -31.43 | 1000 | 1000 | 31.43 | 39.45
2016-11-13 05:00:00 | 0.75866 | 0.76923 | 0.2107 | 31.63 | -31.6299 | -31.63 | 1000 | 1000 | 31.63 | 39.45
2016-11-13 06:00:00 | 0.76187 | 0.77231 | 0.22636 | 31.46 | -31.4599 | -31.46 | 1000 | 1000 | 31.46 | 38.87
2016-11-13 07:00:00 | 0.75222 | 0.76308 | 0.26686 | 35.07 | -35.0699 | -35.07 | 1000 | 1000 | 35.07 | 39.15
2016-11-13 08:00:00 | 0.72004 | 0.73231 | 0.42994 | 36.02 | -36.0199 | -36.02 | 1000 | 1000 | 36.02 | 40.19
2016-11-13 09:00:00 | 0.62672 | 0.64308 | 0.65048 | 35.57 | -35.5699 | -35.57 | 1000 | 1000 | 35.57 | 43.03
2016-11-13 10:00:00 | 0.58811 | 0.60615 | 0.81425 | 36.37 | -36.3699 | -36.37 | 1000 | 1000 | 36.37 | 45.26
2016-11-13 11:00:00 | 0.55271 | 0.57231 | 0.94383 | 36.1 | -36.0999 | -36.1 | 1000 | 1000 | 36.1 | 47.77
2016-11-13 12:00:00 | 0.51409 | 0.53538 | 0.96576 | 36.05 | -36.0499 | -36.05 | 1000 | 1000 | 36.05 | 48.4
2016-11-13 13:00:00 | 0.47548 | 0.49846 | 0.82374 | 36.28 | -36.2799 | -36.28 | 1000 | 1000 | 36.28 | 43.99
2016-11-13 14:00:00 | 0.48835 | 0.51077 | 0.65983 | 39.37 | -39.3699 | -39.37 | 1000 | 1000 | 39.37 | 42.84
2016-11-13 15:00:00 | 0.51731 | 0.53846 | 0.56761 | 44.74 | -44.7399 | -44.74 | 1000 | 1000 | 44.74 | 43.46
2016-11-13 16:00:00 | 0.59454 | 0.61231 | 0.52133 | 48.82 | -48.8199 | -48.82 | 1000 | 1000 | 48.82 | 46.48
2016-11-13 17:00:00 | 0.60419 | 0.62154 | 0.61979 | 48.29 | -48.2899 | -48.29 | 1000 | 1000 | 48.29 | 53.19
2016-11-13 18:00:00 | 0.60098 | 0.61846 | 0.76472 | 46.07 | -46.0699 | -46.07 | 1000 | 1000 | 46.07 | 67.39
2016-11-13 19:00:00 | 0.62994 | 0.64615 | 0.85205 | 40.9 | -40.8999 | -40.9 | 1000 | 1000 | 40.9 | 64.93
2016-11-13 20:00:00 | 0.62028 | 0.63692 | 0.77783 | 38.06 | -38.0599 | -38.06 | 1000 | 1000 | 38.06 | 50.01
2016-11-13 21:00:00 | 0.64925 | 0.66462 | 0.66127 | 37.44 | -37.4399 | -37.44 | 1000 | 1000 | 37.44 | 46.16
2016-11-13 22:00:00 | 0.63316 | 0.64923 | 0.5638 | 35.91 | -35.9099 | -35.91 | 1000 | 1000 | 35.91 | 47.42
2016-11-13 23:00:00 | 0.65246 | 0.66769 | 0.42608 | 32.56 | -32.5599 | -32.56 | 1000 | 1000 | 32.56 | 44.57
2016-11-14 00:00:00 | 0.66855 | 0.68308 | 0.31267 | 31.61 | -31.6099 | -31.61 | 1000 | 1000 | 31.61 | 42.16
2016-11-14 01:00:00 | 0.68786 | 0.70154 | 0.2388 | 31.79 | -31.7899 | -31.79 | 1000 | 1000 | 31.79 | 40.43
2016-11-14 02:00:00 | 0.6943 | 0.70769 | 0.2191 | 31.68 | -31.6799 | -31.68 | 1000 | 1000 | 31.68 | 39.03
2016-11-14 03:00:00 | 0.69751 | 0.71077 | 0.21612 | 31.68 | -31.6799 | -31.68 | 1000 | 1000 | 31.68 | 38.97
2016-11-14 04:00:00 | 0.68786 | 0.70154 | 0.22876 | 32.69 | -32.6899 | -32.69 | 1000 | 1000 | 32.69 | 39.92
2016-11-14 05:00:00 | 0.64925 | 0.66462 | 0.26928 | 43.92 | -43.9199 | -43.92 | 1000 | 1000 | 43.92 | 42.92
2016-11-14 06:00:00 | 0.66855 | 0.68308 | 0.46874 | 54.92 | -54.9199 | -54.92 | 1000 | 1000 | 54.92 | 49.97
2016-11-14 07:00:00 | 0.66212 | 0.67692 | 0.67301 | 51.19 | -51.1899 | -51.19 | 1000 | 1000 | 51.19 | 68.28
2016-11-14 08:00:00 | 0.64603 | 0.66154 | 0.76549 | 38.49 | -38.4899 | -38.49 | 1000 | 1000 | 38.49 | 76.7
2016-11-14 09:00:00 | 0.61063 | 0.62769 | 0.7631 | 37.07 | -37.0699 | -37.07 | 1000 | 1000 | 37.07 | 71.28
2016-11-14 10:00:00 | 0.56236 | 0.58154 | 0.73645 | 36.94 | -36.9399 | -36.94 | 1000 | 1000 | 36.94 | 68.95
2016-11-14 11:00:00 | 0.51731 | 0.53846 | 0.75244 | 39.51 | -39.5099 | -39.51 | 1000 | 1000 | 39.51 | 67.6
2016-11-14 12:00:00 | 0.47226 | 0.49538 | 0.78569 | 37.84 | -37.8399 | -37.84 | 1000 | 1000 | 37.84 | 65.18
2016-11-14 13:00:00 | 0.45617 | 0.48 | 0.74358 | 42.03 | -42.0299 | -42.03 | 1000 | 1000 | 42.03 | 64.93
2016-11-14 14:00:00 | 0.46904 | 0.49231 | 0.6716 | 51.19 | -51.1899 | -51.19 | 1000 | 1000 | 51.19 | 62.54
2016-11-14 15:00:00 | 0.52375 | 0.54462 | 0.6447 | 49.95 | -49.9499 | -49.95 | 1000 | 1000 | 49.95 | 68.02
2016-11-14 16:00:00 | 0.54949 | 0.56923 | 0.65698 | 56.09 | -56.0899 | -56.09 | 1000 | 1000 | 56.09 | 80.95
2016-11-14 17:00:00 | 0.57845 | 0.59692 | 0.76076 | 46.98 | -46.9799 | -46.98 | 1000 | 1000 | 46.98 | 111.01
2016-11-14 18:00:00 | 0.55271 | 0.57231 | 0.8848 | 38.58 | -38.5799 | -38.58 | 1000 | 1000 | 38.58 | 99.99
2016-11-14 19:00:00 | 0.5688 | 0.58769 | 0.92169 | 40.07 | -40.0699 | -40.07 | 1000 | 1000 | 40.07 | 79.97
2016-11-14 20:00:00 | 0.55914 | 0.57846 | 0.81915 | 35.36 | -35.3599 | -35.36 | 1000 | 1000 | 35.36 | 68.92
2016-11-14 21:00:00 | 0.55914 | 0.57846 | 0.69019 | 32.67 | -32.6699 | -32.67 | 1000 | 1000 | 32.67 | 53.2
2016-11-14 22:00:00 | 0.54627 | 0.56615 | 0.57811 | 31.72 | -31.7199 | -31.72 | 1000 | 1000 | 31.72 | 50.16
2016-11-14 23:00:00 | 0.55271 | 0.57231 | 0.44327 | 30.08 | -30.0799 | -30.08 | 1000 | 1000 | 30.08 | 47.31
2016-11-15 00:00:00 | 0.54949 | 0.56923 | 0.31267 | 30.18 | -30.1799 | -30.18 | 1000 | 1000 | 30.18 | 47.48
2016-11-15 01:00:00 | 0.54305 | 0.56308 | 0.2388 | 27.68 | -27.6799 | -27.68 | 1000 | 1000 | 27.68 | 44.03
2016-11-15 02:00:00 | 0.54305 | 0.56308 | 0.2191 | 26.58 | -26.5799 | -26.58 | 1000 | 1000 | 26.58 | 42.09
2016-11-15 03:00:00 | 0.5334 | 0.55385 | 0.21612 | 30.07 | -30.0699 | -30.07 | 1000 | 1000 | 30.07 | 41.54
2016-11-15 04:00:00 | 0.53018 | 0.55077 | 0.22876 | 31.67 | -31.6699 | -31.67 | 1000 | 1000 | 31.67 | 42.09
2016-11-15 05:00:00 | 0.53018 | 0.55077 | 0.26928 | 36.6 | -36.5999 | -36.6 | 1000 | 1000 | 36.6 | 43.91
2016-11-15 06:00:00 | 0.5334 | 0.55385 | 0.46874 | 44.65 | -44.6499 | -44.65 | 1000 | 1000 | 44.65 | 52.51
2016-11-15 07:00:00 | 0.53018 | 0.55077 | 0.67301 | 43.94 | -43.9399 | -43.94 | 1000 | 1000 | 43.94 | 72.99
2016-11-15 08:00:00 | 0.52375 | 0.54462 | 0.76549 | 43.96 | -43.9599 | -43.96 | 1000 | 1000 | 43.96 | 71.41
2016-11-15 09:00:00 | 0.51731 | 0.53846 | 0.7631 | 43.96 | -43.9599 | -43.96 | 1000 | 1000 | 43.96 | 68.34
2016-11-15 10:00:00 | 0.50122 | 0.52308 | 0.73645 | 44.65 | -44.6499 | -44.65 | 1000 | 1000 | 44.65 | 67.69
2016-11-15 11:00:00 | 0.51409 | 0.53538 | 0.75244 | 43.08 | -43.0799 | -43.08 | 1000 | 1000 | 43.08 | 66.08
2016-11-15 12:00:00 | 0.51409 | 0.53538 | 0.78569 | 43.58 | -43.5799 | -43.58 | 1000 | 1000 | 43.58 | 65
2016-11-15 13:00:00 | 0.50766 | 0.52923 | 0.74358 | 43.97 | -43.9699 | -43.97 | 1000 | 1000 | 43.97 | 65.92
2016-11-15 14:00:00 | 0.498 | 0.52 | 0.6716 | 44.01 | -44.0099 | -44.01 | 1000 | 1000 | 44.01 | 65.07
2016-11-15 15:00:00 | 0.49157 | 0.51385 | 0.6447 | 44.97 | -44.9699 | -44.97 | 1000 | 1000 | 44.97 | 66.03
2016-11-15 16:00:00 | 0.49157 | 0.51385 | 0.65698 | 51.98 | -51.9799 | -51.98 | 1000 | 1000 | 51.98 | 69.62
2016-11-15 17:00:00 | 0.47226 | 0.49538 | 0.76076 | 48.02 | -48.0199 | -48.02 | 1000 | 1000 | 48.02 | 90.93
2016-11-15 18:00:00 | 0.46261 | 0.48615 | 0.8848 | 52.91 | -52.9099 | -52.91 | 1000 | 1000 | 52.91 | 109.97
2016-11-15 19:00:00 | 0.45295 | 0.47692 | 0.92169 | 44.74 | -44.7399 | -44.74 | 1000 | 1000 | 44.74 | 76.02
2016-11-15 20:00:00 | 0.43686 | 0.46154 | 0.81915 | 38.22 | -38.2199 | -38.22 | 1000 | 1000 | 38.22 | 67.89
2016-11-15 21:00:00 | 0.42077 | 0.44615 | 0.69019 | 38.42 | -38.4199 | -38.42 | 1000 | 1000 | 38.42 | 52.7
2016-11-15 22:00:00 | 0.39503 | 0.42154 | 0.57811 | 35.4 | -35.3999 | -35.4 | 1000 | 1000 | 35.4 | 52.44
2016-11-15 23:00:00 | 0.3725 | 0.4 | 0.44327 | 35.55 | -35.5499 | -35.55 | 1000 | 1000 | 35.55 | 49.35
2016-11-16 00:00:00 | 0.38216 | 0.40923 | 0.31267 | 34.14 | -34.1399 | -34.14 | 1000 | 1000 | 34.14 | 47.07
2016-11-16 01:00:00 | 0.40147 | 0.42769 | 0.2388 | 33.4 | -33.3999 | -33.4 | 1000 | 1000 | 33.4 | 44.15
2016-11-16 02:00:00 | 0.4079 | 0.43385 | 0.2191 | 33.45 | -33.4499 | -33.45 | 1000 | 1000 | 33.45 | 42.39
2016-11-16 03:00:00 | 0.39503 | 0.42154 | 0.21612 | 33.05 | -33.0499 | -33.05 | 1000 | 1000 | 33.05 | 40.88
2016-11-16 04:00:00 | 0.38538 | 0.41231 | 0.22876 | 38.59 | -38.5899 | -38.59 | 1000 | 1000 | 38.59 | 41.5
2016-11-16 05:00:00 | 0.38859 | 0.41538 | 0.26928 | 46.99 | -46.9899 | -46.99 | 1000 | 1000 | 46.99 | 44.3
2016-11-16 06:00:00 | 0.39503 | 0.42154 | 0.46874 | 51.92 | -51.9199 | -51.92 | 1000 | 1000 | 51.92 | 51.13
2016-11-16 07:00:00 | 0.39825 | 0.42462 | 0.67301 | 55.96 | -55.9599 | -55.96 | 1000 | 1000 | 55.96 | 68.54
2016-11-16 08:00:00 | 0.40147 | 0.42769 | 0.76549 | 57.81 | -57.8099 | -57.81 | 1000 | 1000 | 57.81 | 72.92
2016-11-16 09:00:00 | 0.38859 | 0.41538 | 0.7631 | 56.36 | -56.3599 | -56.36 | 1000 | 1000 | 56.36 | 72.42
2016-11-16 10:00:00 | 0.35641 | 0.38462 | 0.73645 | 53.96 | -53.9599 | -53.96 | 1000 | 1000 | 53.96 | 70.65
2016-11-16 11:00:00 | 0.34676 | 0.37538 | 0.75244 | 46.9 | -46.8999 | -46.9 | 1000 | 1000 | 46.9 | 71.04
2016-11-16 12:00:00 | 0.33067 | 0.36 | 0.78569 | 45.36 | -45.3599 | -45.36 | 1000 | 1000 | 45.36 | 67.26
2016-11-16 13:00:00 | 0.32745 | 0.35692 | 0.74358 | 40.94 | -40.9399 | -40.94 | 1000 | 1000 | 40.94 | 66.04
2016-11-16 14:00:00 | 0.32745 | 0.35692 | 0.6716 | 40.11 | -40.1099 | -40.11 | 1000 | 1000 | 40.11 | 61.52
2016-11-16 15:00:00 | 0.33389 | 0.36308 | 0.6447 | 40.83 | -40.8299 | -40.83 | 1000 | 1000 | 40.83 | 64.05
2016-11-16 16:00:00 | 0.33711 | 0.36615 | 0.65698 | 48.91 | -48.9099 | -48.91 | 1000 | 1000 | 48.91 | 70
2016-11-16 17:00:00 | 0.33067 | 0.36 | 0.76076 | 46.95 | -46.9499 | -46.95 | 1000 | 1000 | 46.95 | 90.31
2016-11-16 18:00:00 | 0.32102 | 0.35077 | 0.8848 | 46.95 | -46.9499 | -46.95 | 1000 | 1000 | 46.95 | 110.92
2016-11-16 19:00:00 | 0.32102 | 0.35077 | 0.92169 | 40.58 | -40.5799 | -40.58 | 1000 | 1000 | 40.58 | 76.93
2016-11-16 20:00:00 | 0.30171 | 0.33231 | 0.81915 | 36.12 | -36.1199 | -36.12 | 1000 | 1000 | 36.12 | 66.77
2016-11-16 21:00:00 | 0.2824 | 0.31385 | 0.69019 | 36.13 | -36.1299 | -36.13 | 1000 | 1000 | 36.13 | 50.38
2016-11-16 22:00:00 | 0.26631 | 0.29846 | 0.57811 | 31.73 | -31.7299 | -31.73 | 1000 | 1000 | 31.73 | 47.57
2016-11-16 23:00:00 | 0.27918 | 0.31077 | 0.44327 | 27.1 | -27.0999 | -27.1 | 1000 | 1000 | 27.1 | 43.93
2016-11-17 00:00:00 | 0.28562 | 0.31692 | 0.31267 | 26.44 | -26.4399 | -26.44 | 1000 | 1000 | 26.44 | 46.06
2016-11-17 01:00:00 | 0.29206 | 0.32308 | 0.2388 | 22.38 | -22.3799 | -22.38 | 1000 | 1000 | 22.38 | 43.08
2016-11-17 02:00:00 | 0.30171 | 0.33231 | 0.2191 | 24.99 | -24.9899 | -24.99 | 1000 | 1000 | 24.99 | 42.46
2016-11-17 03:00:00 | 0.30493 | 0.33538 | 0.21612 | 28.16 | -28.1599 | -28.16 | 1000 | 1000 | 28.16 | 42.27
2016-11-17 04:00:00 | 0.31136 | 0.34154 | 0.22876 | 30.85 | -30.8499 | -30.85 | 1000 | 1000 | 30.85 | 42.95
2016-11-17 05:00:00 | 0.3178 | 0.34769 | 0.26928 | 38.54 | -38.5399 | -38.54 | 1000 | 1000 | 38.54 | 43.92
2016-11-17 06:00:00 | 0.32424 | 0.35385 | 0.46874 | 47.94 | -47.9399 | -47.94 | 1000 | 1000 | 47.94 | 49.02
2016-11-17 07:00:00 | 0.33067 | 0.36 | 0.67301 | 48.93 | -48.9299 | -48.93 | 1000 | 1000 | 48.93 | 66.09
2016-11-17 08:00:00 | 0.34032 | 0.36923 | 0.76549 | 43.14 | -43.1399 | -43.14 | 1000 | 1000 | 43.14 | 69.57
2016-11-17 09:00:00 | 0.32424 | 0.35385 | 0.7631 | 42.93 | -42.9299 | -42.93 | 1000 | 1000 | 42.93 | 70.53
2016-11-17 10:00:00 | 0.3178 | 0.34769 | 0.73645 | 43.91 | -43.9099 | -43.91 | 1000 | 1000 | 43.91 | 72.52
2016-11-17 11:00:00 | 0.31136 | 0.34154 | 0.75244 | 43.65 | -43.6499 | -43.65 | 1000 | 1000 | 43.65 | 72.97
2016-11-17 12:00:00 | 0.29849 | 0.32923 | 0.78569 | 41.66 | -41.6599 | -41.66 | 1000 | 1000 | 41.66 | 69
2016-11-17 13:00:00 | 0.30171 | 0.33231 | 0.74358 | 37.13 | -37.1299 | -37.13 | 1000 | 1000 | 37.13 | 69
2016-11-17 14:00:00 | 0.29206 | 0.32308 | 0.6716 | 37.36 | -37.3599 | -37.36 | 1000 | 1000 | 37.36 | 68
2016-11-17 15:00:00 | 0.30493 | 0.33538 | 0.6447 | 37.91 | -37.9099 | -37.91 | 1000 | 1000 | 37.91 | 75.05
2016-11-17 16:00:00 | 0.32424 | 0.35385 | 0.65698 | 37.99 | -37.9899 | -37.99 | 1000 | 1000 | 37.99 | 84.93
2016-11-17 17:00:00 | 0.34676 | 0.37538 | 0.76076 | 37.47 | -37.4699 | -37.47 | 1000 | 1000 | 37.47 | 95.78
2016-11-17 18:00:00 | 0.36607 | 0.39385 | 0.8848 | 35.62 | -35.6199 | -35.62 | 1000 | 1000 | 35.62 | 99.93
2016-11-17 19:00:00 | 0.3725 | 0.4 | 0.92169 | 32.08 | -32.0799 | -32.08 | 1000 | 1000 | 32.08 | 76.06
2016-11-17 20:00:00 | 0.36285 | 0.39077 | 0.81915 | 26.92 | -26.9199 | -26.92 | 1000 | 1000 | 26.92 | 63.8
2016-11-17 21:00:00 | 0.3532 | 0.38154 | 0.69019 | 13.72 | -13.7199 | -13.72 | 1000 | 1000 | 13.72 | 53.4
2016-11-17 22:00:00 | 0.34998 | 0.37846 | 0.57811 | 8.26 | -8.2599 | -8.26 | 1000 | 1000 | 8.26 | 53.6
2016-11-17 23:00:00 | 0.3178 | 0.34769 | 0.44327 | 0.1 | -0.0999 | -0.1 | 1000 | 1000 | 0.1 | 47.16
2016-11-18 00:00:00 | 0.28884 | 0.32 | 0.31267 | -12.1 | 12.1001 | 12.1 | -12.1 | -12.1 | -12.1 | 48.91
2016-11-18 01:00:00 | 0.26953 | 0.30154 | 0.2388 | -10 | 10.0001 | 10 | -10 | -10 | -10 | 42.99
2016-11-18 02:00:00 | 0.26309 | 0.29538 | 0.2191 | -0.01 | 0.0101 | 0.01 | -0.01 | -0.01 | -0.01 | 41.96
2016-11-18 03:00:00 | 0.26309 | 0.29538 | 0.21612 | 8.86 | -8.8599 | -8.86 | 1000 | 1000 | 8.86 | 41.4
2016-11-18 04:00:00 | 0.25666 | 0.28923 | 0.22876 | 13.22 | -13.2199 | -13.22 | 1000 | 1000 | 13.22 | 41.14
2016-11-18 05:00:00 | 0.25022 | 0.28308 | 0.26928 | 29.83 | -29.8299 | -29.83 | 1000 | 1000 | 29.83 | 43.55
2016-11-18 06:00:00 | 0.23735 | 0.27077 | 0.46874 | 37.88 | -37.8799 | -37.88 | 1000 | 1000 | 37.88 | 53.34
2016-11-18 07:00:00 | 0.2277 | 0.26154 | 0.67301 | 34.74 | -34.7399 | -34.74 | 1000 | 1000 | 34.74 | 72.93
2016-11-18 08:00:00 | 0.21161 | 0.24615 | 0.76549 | 34.65 | -34.6499 | -34.65 | 1000 | 1000 | 34.65 | 71.76
2016-11-18 09:00:00 | 0.19552 | 0.23077 | 0.7631 | 33.86 | -33.8599 | -33.86 | 1000 | 1000 | 33.86 | 74.96
2016-11-18 10:00:00 | 0.17299 | 0.20923 | 0.73645 | 33.13 | -33.1299 | -33.13 | 1000 | 1000 | 33.13 | 75.94
2016-11-18 11:00:00 | 0.23413 | 0.26769 | 0.75244 | 31.04 | -31.0399 | -31.04 | 1000 | 1000 | 31.04 | 75.03
2016-11-18 12:00:00 | 0.27275 | 0.30462 | 0.78569 | 31.06 | -31.0599 | -31.06 | 1000 | 1000 | 31.06 | 74.13
2016-11-18 13:00:00 | 0.28562 | 0.31692 | 0.74358 | 31.79 | -31.7899 | -31.79 | 1000 | 1000 | 31.79 | 68.68
2016-11-18 14:00:00 | 0.29206 | 0.32308 | 0.6716 | 35.99 | -35.9899 | -35.99 | 1000 | 1000 | 35.99 | 63.05
2016-11-18 15:00:00 | 0.30815 | 0.33846 | 0.6447 | 39.96 | -39.9599 | -39.96 | 1000 | 1000 | 39.96 | 60.09
2016-11-18 16:00:00 | 0.3178 | 0.34769 | 0.65698 | 39.98 | -39.9799 | -39.98 | 1000 | 1000 | 39.98 | 68.97
2016-11-18 17:00:00 | 0.31136 | 0.34154 | 0.76076 | 39.02 | -39.0199 | -39.02 | 1000 | 1000 | 39.02 | 80.83
2016-11-18 18:00:00 | 0.30815 | 0.33846 | 0.8848 | 34.06 | -34.0599 | -34.06 | 1000 | 1000 | 34.06 | 87.72
2016-11-18 19:00:00 | 0.3178 | 0.34769 | 0.92169 | 34.02 | -34.0199 | -34.02 | 1000 | 1000 | 34.02 | 74.25
2016-11-18 20:00:00 | 0.34998 | 0.37846 | 0.81915 | 27.66 | -27.6599 | -27.66 | 1000 | 1000 | 27.66 | 62.66
2016-11-18 21:00:00 | 0.38859 | 0.41538 | 0.69019 | 17.88 | -17.8799 | -17.88 | 1000 | 1000 | 17.88 | 53.03
2016-11-18 22:00:00 | 0.40468 | 0.43077 | 0.57811 | 13.57 | -13.5699 | -13.57 | 1000 | 1000 | 13.57 | 56.18
2016-11-18 23:00:00 | 0.4079 | 0.43385 | 0.44327 | 13.79 | -13.7899 | -13.79 | 1000 | 1000 | 13.79 | 53.38
2016-11-19 00:00:00 | 0.39825 | 0.42462 | 0.36334 | 12.69 | -12.6899 | -12.69 | 1000 | 1000 | 12.69 | 51.1
2016-11-19 01:00:00 | 0.39825 | 0.42462 | 0.30185 | 12.85 | -12.8499 | -12.85 | 1000 | 1000 | 12.85 | 47.44
2016-11-19 02:00:00 | 0.40147 | 0.42769 | 0.247 | 15.18 | -15.1799 | -15.18 | 1000 | 1000 | 15.18 | 45.99
2016-11-19 03:00:00 | 0.41434 | 0.44 | 0.23565 | 20.56 | -20.5599 | -20.56 | 1000 | 1000 | 20.56 | 44.98
2016-11-19 04:00:00 | 0.42721 | 0.45231 | 0.23258 | 18.58 | -18.5799 | -18.58 | 1000 | 1000 | 18.58 | 42.86
2016-11-19 05:00:00 | 0.44973 | 0.47385 | 0.24426 | 20.2 | -20.1999 | -20.2 | 1000 | 1000 | 20.2 | 41.54
2016-11-19 06:00:00 | 0.43364 | 0.45846 | 0.30966 | 33.36 | -33.3599 | -33.36 | 1000 | 1000 | 33.36 | 42.05
2016-11-19 07:00:00 | 0.45295 | 0.47692 | 0.47243 | 37.01 | -37.0099 | -37.01 | 1000 | 1000 | 37.01 | 44.07
2016-11-19 08:00:00 | 0.4433 | 0.46769 | 0.68704 | 41.08 | -41.0799 | -41.08 | 1000 | 1000 | 41.08 | 50.1
2016-11-19 09:00:00 | 0.42077 | 0.44615 | 0.80606 | 41 | -40.9999 | -41 | 1000 | 1000 | 41 | 56.12
2016-11-19 10:00:00 | 0.39825 | 0.42462 | 0.84283 | 40.1 | -40.0999 | -40.1 | 1000 | 1000 | 40.1 | 56.66
2016-11-19 11:00:00 | 0.38216 | 0.40923 | 0.87704 | 39.24 | -39.2399 | -39.24 | 1000 | 1000 | 39.24 | 57.34
2016-11-19 12:00:00 | 0.37572 | 0.40308 | 0.91636 | 36.97 | -36.9699 | -36.97 | 1000 | 1000 | 36.97 | 57.34
2016-11-19 13:00:00 | 0.35963 | 0.38769 | 0.88755 | 36.96 | -36.9599 | -36.96 | 1000 | 1000 | 36.96 | 51.2
2016-11-19 14:00:00 | 0.3532 | 0.38154 | 0.79022 | 39.96 | -39.9599 | -39.96 | 1000 | 1000 | 39.96 | 49.18
2016-11-19 15:00:00 | 0.35963 | 0.38769 | 0.71445 | 46.9 | -46.8999 | -46.9 | 1000 | 1000 | 46.9 | 47.79
2016-11-19 16:00:00 | 0.36285 | 0.39077 | 0.70607 | 46.95 | -46.9499 | -46.95 | 1000 | 1000 | 46.95 | 50.4
2016-11-19 17:00:00 | 0.37572 | 0.40308 | 0.8672 | 42.96 | -42.9599 | -42.96 | 1000 | 1000 | 42.96 | 68.93
2016-11-19 18:00:00 | 0.39181 | 0.41846 | 0.99703 | 39.97 | -39.9699 | -39.97 | 1000 | 1000 | 39.97 | 75.01
2016-11-19 19:00:00 | 0.39825 | 0.42462 | 1 | 33.8 | -33.7999 | -33.8 | 1000 | 1000 | 33.8 | 66.17
2016-11-19 20:00:00 | 0.39825 | 0.42462 | 0.83309 | 33.08 | -33.0799 | -33.08 | 1000 | 1000 | 33.08 | 53.32
2016-11-19 21:00:00 | 0.44973 | 0.47385 | 0.66229 | 32.14 | -32.1399 | -32.14 | 1000 | 1000 | 32.14 | 49.02
2016-11-19 22:00:00 | 0.44652 | 0.47077 | 0.60399 | 22.09 | -22.0899 | -22.09 | 1000 | 1000 | 22.09 | 48.97
2016-11-19 23:00:00 | 0.4787 | 0.50154 | 0.51572 | 13.66 | -13.6599 | -13.66 | 1000 | 1000 | 13.66 | 46.61
2016-11-20 00:00:00 | 0.49479 | 0.51692 | 0.39659 | 13.62 | -13.6199 | -13.62 | 1000 | 1000 | 13.62 | 49.11
2016-11-20 01:00:00 | 0.51731 | 0.53846 | 0.29555 | 14.66 | -14.6599 | -14.66 | 1000 | 1000 | 14.66 | 45.95
2016-11-20 02:00:00 | 0.50444 | 0.52615 | 0.24054 | 13.61 | -13.6099 | -13.61 | 1000 | 1000 | 13.61 | 45
2016-11-20 03:00:00 | 0.50766 | 0.52923 | 0.21979 | 13.64 | -13.6399 | -13.64 | 1000 | 1000 | 13.64 | 41.92
2016-11-20 04:00:00 | 0.52375 | 0.54462 | 0.20895 | 5.68 | -5.6799 | -5.68 | 1000 | 1000 | 5.68 | 40.04
2016-11-20 05:00:00 | 0.52375 | 0.54462 | 0.2107 | 1 | -0.9999 | -1 | 1000 | 1000 | 1 | 39.51
2016-11-20 06:00:00 | 0.51087 | 0.53231 | 0.22636 | -0.01 | 0.0101 | 0.01 | -0.01 | -0.01 | -0.01 | 40.8
2016-11-20 07:00:00 | 0.498 | 0.52 | 0.26686 | 8.04 | -8.0399 | -8.04 | 1000 | 1000 | 8.04 | 41.41
2016-11-20 08:00:00 | 0.4787 | 0.50154 | 0.42994 | 5.68 | -5.6799 | -5.68 | 1000 | 1000 | 5.68 | 41.97
2016-11-20 09:00:00 | 0.4433 | 0.46769 | 0.65048 | -0.44 | 0.4401 | 0.44 | -0.44 | -0.44 | -0.44 | 45.99
2016-11-20 10:00:00 | 0.38859 | 0.41538 | 0.81425 | -0.04 | 0.0401 | 0.04 | -0.04 | -0.04 | -0.04 | 48.92
2016-11-20 11:00:00 | 0.36929 | 0.39692 | 0.94383 | -9.94 | 9.9401 | 9.94 | -9.94 | -9.94 | -9.94 | 50.83
2016-11-20 12:00:00 | 0.33711 | 0.36615 | 0.96576 | -22.17 | 22.1701 | 22.17 | -22.17 | -22.17 | -22.17 | 50.42
2016-11-20 13:00:00 | 0.33067 | 0.36 | 0.82374 | -30.41 | 30.4101 | 30.41 | -30.41 | -30.41 | -30.41 | 48.42
2016-11-20 14:00:00 | 0.34032 | 0.36923 | 0.65983 | -15.68 | 15.6801 | 15.68 | -15.68 | -15.68 | -15.68 | 46
2016-11-20 15:00:00 | 0.34032 | 0.36923 | 0.56761 | -29.04 | 29.0401 | 29.04 | -29.04 | -29.04 | -29.04 | 43.38
2016-11-20 16:00:00 | 0.34354 | 0.37231 | 0.52133 | 9.9 | -9.8999 | -9.9 | 1000 | 1000 | 9.9 | 46.64
2016-11-20 17:00:00 | 0.33389 | 0.36308 | 0.61979 | 8.06 | -8.0599 | -8.06 | 1000 | 1000 | 8.06 | 60.99
2016-11-20 18:00:00 | 0.32424 | 0.35385 | 0.76472 | 8.99 | -8.9899 | -8.99 | 1000 | 1000 | 8.99 | 69.54
2016-11-20 19:00:00 | 0.32102 | 0.35077 | 0.85205 | -1.58 | 1.5801 | 1.58 | -1.58 | -1.58 | -1.58 | 67.23
2016-11-20 20:00:00 | 0.30171 | 0.33231 | 0.77783 | -3.35 | 3.3501 | 3.35 | -3.35 | -3.35 | -3.35 | 62.91
2016-11-20 21:00:00 | 0.24057 | 0.27385 | 0.66127 | 3.45 | -3.4499 | -3.45 | 1000 | 1000 | 3.45 | 53.02
2016-11-20 22:00:00 | 0.32424 | 0.35385 | 0.5638 | -14.91 | 14.9101 | 14.91 | -14.91 | -14.91 | -14.91 | 53.71
2016-11-20 23:00:00 | 0.3178 | 0.34769 | 0.42608 | 13.56 | -13.5599 | -13.56 | 1000 | 1000 | 13.56 | 45.41
2016-11-21 00:00:00 | 0.32745 | 0.35692 | 0.31267 | 8.81 | -8.8099 | -8.81 | 1000 | 1000 | 8.81 | 49.37
2016-11-21 01:00:00 | 0.34354 | 0.37231 | 0.2388 | 9.79 | -9.7899 | -9.79 | 1000 | 1000 | 9.79 | 44.19
2016-11-21 02:00:00 | 0.34998 | 0.37846 | 0.2191 | 11.01 | -11.0099 | -11.01 | 1000 | 1000 | 11.01 | 42.05
2016-11-21 03:00:00 | 0.35641 | 0.38462 | 0.21612 | 10.88 | -10.8799 | -10.88 | 1000 | 1000 | 10.88 | 39.87
2016-11-21 04:00:00 | 0.3725 | 0.4 | 0.22876 | 20 | -19.9999 | -20 | 1000 | 1000 | 20 | 40.04
2016-11-21 05:00:00 | 0.36285 | 0.39077 | 0.26928 | 38.71 | -38.7099 | -38.71 | 1000 | 1000 | 38.71 | 43.09
2016-11-21 06:00:00 | 0.35641 | 0.38462 | 0.46874 | 49.86 | -49.8599 | -49.86 | 1000 | 1000 | 49.86 | 57.26
2016-11-21 07:00:00 | 0.36607 | 0.39385 | 0.67301 | 49.4 | -49.3999 | -49.4 | 1000 | 1000 | 49.4 | 75.02
2016-11-21 08:00:00 | 0.34998 | 0.37846 | 0.76549 | 46.25 | -46.2499 | -46.25 | 1000 | 1000 | 46.25 | 75.22
2016-11-21 09:00:00 | 0.3178 | 0.34769 | 0.7631 | 41.15 | -41.1499 | -41.15 | 1000 | 1000 | 41.15 | 71.61
2016-11-21 10:00:00 | 0.29527 | 0.32615 | 0.73645 | 41.61 | -41.6099 | -41.61 | 1000 | 1000 | 41.61 | 70.04
2016-11-21 11:00:00 | 0.25344 | 0.28615 | 0.75244 | 41.75 | -41.7499 | -41.75 | 1000 | 1000 | 41.75 | 69.99
2016-11-21 12:00:00 | 0.23413 | 0.26769 | 0.78569 | 45.74 | -45.7399 | -45.74 | 1000 | 1000 | 45.74 | 70.01
2016-11-21 13:00:00 | 0.22448 | 0.25846 | 0.74358 | 46.91 | -46.9099 | -46.91 | 1000 | 1000 | 46.91 | 70.94
2016-11-21 14:00:00 | 0.24057 | 0.27385 | 0.6716 | 48 | -47.9999 | -48 | 1000 | 1000 | 48 | 69.57
2016-11-21 15:00:00 | 0.2824 | 0.31385 | 0.6447 | 44.72 | -44.7199 | -44.72 | 1000 | 1000 | 44.72 | 70
2016-11-21 16:00:00 | 0.30171 | 0.33231 | 0.65698 | 45.56 | -45.5599 | -45.56 | 1000 | 1000 | 45.56 | 75.9
2016-11-21 17:00:00 | 0.30171 | 0.33231 | 0.76076 | 38.71 | -38.7099 | -38.71 | 1000 | 1000 | 38.71 | 87.96
2016-11-21 18:00:00 | 0.32102 | 0.35077 | 0.8848 | 36.3 | -36.2999 | -36.3 | 1000 | 1000 | 36.3 | 109.26
2016-11-21 19:00:00 | 0.32102 | 0.35077 | 0.92169 | 35.75 | -35.7499 | -35.75 | 1000 | 1000 | 35.75 | 79.09
2016-11-21 20:00:00 | 0.32424 | 0.35385 | 0.81915 | 32.84 | -32.8399 | -32.84 | 1000 | 1000 | 32.84 | 69.93
2016-11-21 21:00:00 | 0.32424 | 0.35385 | 0.69019 | 32.46 | -32.4599 | -32.46 | 1000 | 1000 | 32.46 | 55.57
2016-11-21 22:00:00 | 0.33389 | 0.36308 | 0.57811 | 22.07 | -22.0699 | -22.07 | 1000 | 1000 | 22.07 | 54.72
2016-11-21 23:00:00 | 0.33067 | 0.36 | 0.44327 | 24.1 | -24.0999 | -24.1 | 1000 | 1000 | 24.1 | 50.67
2016-11-22 00:00:00 | 0.32745 | 0.35692 | 0.31267 | 27.11 | -27.1099 | -27.11 | 1000 | 1000 | 27.11 | 44.95
2016-11-22 01:00:00 | 0.32424 | 0.35385 | 0.2388 | 21.49 | -21.4899 | -21.49 | 1000 | 1000 | 21.49 | 41.95
2016-11-22 02:00:00 | 0.32424 | 0.35385 | 0.2191 | 21 | -20.9999 | -21 | 1000 | 1000 | 21 | 41.65
2016-11-22 03:00:00 | 0.32424 | 0.35385 | 0.21612 | 19.99 | -19.9899 | -19.99 | 1000 | 1000 | 19.99 | 40.5
2016-11-22 04:00:00 | 0.32745 | 0.35692 | 0.22876 | 29.38 | -29.3799 | -29.38 | 1000 | 1000 | 29.38 | 40.5
2016-11-22 05:00:00 | 0.32424 | 0.35385 | 0.26928 | 33.89 | -33.8899 | -33.89 | 1000 | 1000 | 33.89 | 44.73
2016-11-22 06:00:00 | 0.32424 | 0.35385 | 0.46874 | 40.89 | -40.8899 | -40.89 | 1000 | 1000 | 40.89 | 53.28
2016-11-22 07:00:00 | 0.3178 | 0.34769 | 0.67301 | 39.43 | -39.4299 | -39.43 | 1000 | 1000 | 39.43 | 72.31
2016-11-22 08:00:00 | 0.31136 | 0.34154 | 0.76549 | 37.16 | -37.1599 | -37.16 | 1000 | 1000 | 37.16 | 75.97
2016-11-22 09:00:00 | 0.30815 | 0.33846 | 0.7631 | 35.85 | -35.8499 | -35.85 | 1000 | 1000 | 35.85 | 76.96
2016-11-22 10:00:00 | 0.29527 | 0.32615 | 0.73645 | 36.35 | -36.3499 | -36.35 | 1000 | 1000 | 36.35 | 75
2016-11-22 11:00:00 | 0.2824 | 0.31385 | 0.75244 | 37 | -36.9999 | -37 | 1000 | 1000 | 37 | 72.24
2016-11-22 12:00:00 | 0.26631 | 0.29846 | 0.78569 | 38.46 | -38.4599 | -38.46 | 1000 | 1000 | 38.46 | 71.29
2016-11-22 13:00:00 | 0.26631 | 0.29846 | 0.74358 | 46.02 | -46.0199 | -46.02 | 1000 | 1000 | 46.02 | 68.93
2016-11-22 14:00:00 | 0.27275 | 0.30462 | 0.6716 | 51.94 | -51.9399 | -51.94 | 1000 | 1000 | 51.94 | 66.09
2016-11-22 15:00:00 | 0.31458 | 0.34462 | 0.6447 | 51.51 | -51.5099 | -51.51 | 1000 | 1000 | 51.51 | 65.13
2016-11-22 16:00:00 | 0.30493 | 0.33538 | 0.65698 | 64.2 | -64.1999 | -64.2 | 1000 | 1000 | 64.2 | 69.98
2016-11-22 17:00:00 | 0.30493 | 0.33538 | 0.76076 | 54.67 | -54.6699 | -54.67 | 1000 | 1000 | 54.67 | 90
2016-11-22 18:00:00 | 0.33389 | 0.36308 | 0.8848 | 51.99 | -51.9899 | -51.99 | 1000 | 1000 | 51.99 | 107.83
2016-11-22 19:00:00 | 0.33711 | 0.36615 | 0.92169 | 46.98 | -46.9799 | -46.98 | 1000 | 1000 | 46.98 | 80.92
2016-11-22 20:00:00 | 0.34032 | 0.36923 | 0.81915 | 38.77 | -38.7699 | -38.77 | 1000 | 1000 | 38.77 | 70.08
2016-11-22 21:00:00 | 0.34998 | 0.37846 | 0.69019 | 37.17 | -37.1699 | -37.17 | 1000 | 1000 | 37.17 | 59.71
2016-11-22 22:00:00 | 0.3532 | 0.38154 | 0.57811 | 34.8 | -34.7999 | -34.8 | 1000 | 1000 | 34.8 | 54.36
2016-11-22 23:00:00 | 0.35641 | 0.38462 | 0.44327 | 34.61 | -34.6099 | -34.61 | 1000 | 1000 | 34.61 | 49
2016-11-23 00:00:00 | 0.38216 | 0.40923 | 0.31267 | 33.65 | -33.6499 | -33.65 | 1000 | 1000 | 33.65 | 48.2
2016-11-23 01:00:00 | 0.35963 | 0.38769 | 0.2388 | 33.46 | -33.4599 | -33.46 | 1000 | 1000 | 33.46 | 48.33
2016-11-23 02:00:00 | 0.37572 | 0.40308 | 0.2191 | 32.08 | -32.0799 | -32.08 | 1000 | 1000 | 32.08 | 45.33
2016-11-23 03:00:00 | 0.3725 | 0.4 | 0.21612 | 33.54 | -33.5399 | -33.54 | 1000 | 1000 | 33.54 | 42.77
2016-11-23 04:00:00 | 0.43043 | 0.45538 | 0.22876 | 35.38 | -35.3799 | -35.38 | 1000 | 1000 | 35.38 | 42.12
2016-11-23 05:00:00 | 0.40147 | 0.42769 | 0.26928 | 46.34 | -46.3399 | -46.34 | 1000 | 1000 | 46.34 | 43.9
2016-11-23 06:00:00 | 0.38859 | 0.41538 | 0.46874 | 48.81 | -48.8099 | -48.81 | 1000 | 1000 | 48.81 | 57.32
2016-11-23 07:00:00 | 0.42077 | 0.44615 | 0.67301 | 51.1 | -51.0999 | -51.1 | 1000 | 1000 | 51.1 | 76.54
2016-11-23 08:00:00 | 0.44008 | 0.46462 | 0.76549 | 53.94 | -53.9399 | -53.94 | 1000 | 1000 | 53.94 | 77.03
2016-11-23 09:00:00 | 0.39825 | 0.42462 | 0.7631 | 51 | -50.9999 | -51 | 1000 | 1000 | 51 | 75.55
2016-11-23 10:00:00 | 0.38859 | 0.41538 | 0.73645 | 51.95 | -51.9499 | -51.95 | 1000 | 1000 | 51.95 | 74.25
2016-11-23 11:00:00 | 0.34354 | 0.37231 | 0.75244 | 49.99 | -49.9899 | -49.99 | 1000 | 1000 | 49.99 | 73.89
2016-11-23 12:00:00 | 0.30171 | 0.33231 | 0.78569 | 51.92 | -51.9199 | -51.92 | 1000 | 1000 | 51.92 | 72
2016-11-23 13:00:00 | 0.34032 | 0.36923 | 0.74358 | 54.98 | -54.9799 | -54.98 | 1000 | 1000 | 54.98 | 70.59
2016-11-23 14:00:00 | 0.36285 | 0.39077 | 0.6716 | 58.48 | -58.4799 | -58.48 | 1000 | 1000 | 58.48 | 69.09
2016-11-23 15:00:00 | 0.40468 | 0.43077 | 0.6447 | 55.01 | -55.0099 | -55.01 | 1000 | 1000 | 55.01 | 69.94
2016-11-23 16:00:00 | 0.42077 | 0.44615 | 0.65698 | 62 | -61.9999 | -62 | 1000 | 1000 | 62 | 77.05
2016-11-23 17:00:00 | 0.44973 | 0.47385 | 0.76076 | 52.92 | -52.9199 | -52.92 | 1000 | 1000 | 52.92 | 89.27
2016-11-23 18:00:00 | 0.45295 | 0.47692 | 0.8848 | 50 | -49.9999 | -50 | 1000 | 1000 | 50 | 104.01
2016-11-23 19:00:00 | 0.42721 | 0.45231 | 0.92169 | 39.13 | -39.1299 | -39.13 | 1000 | 1000 | 39.13 | 76.19
2016-11-23 20:00:00 | 0.42721 | 0.45231 | 0.81915 | 37.21 | -37.2099 | -37.21 | 1000 | 1000 | 37.21 | 67.18
2016-11-23 21:00:00 | 0.43364 | 0.45846 | 0.69019 | 37.79 | -37.7899 | -37.79 | 1000 | 1000 | 37.79 | 56.18
2016-11-23 22:00:00 | 0.43686 | 0.46154 | 0.57811 | 33.99 | -33.9899 | -33.99 | 1000 | 1000 | 33.99 | 58.24
2016-11-23 23:00:00 | 0.4433 | 0.46769 | 0.44327 | 32.66 | -32.6599 | -32.66 | 1000 | 1000 | 32.66 | 51.43
2016-11-24 00:00:00 | 0.44973 | 0.47385 | 0.31267 | 31.61 | -31.6099 | -31.61 | 1000 | 1000 | 31.61 | 49.4
2016-11-24 01:00:00 | 0.4433 | 0.46769 | 0.2388 | 30.8 | -30.7999 | -30.8 | 1000 | 1000 | 30.8 | 42.98
2016-11-24 02:00:00 | 0.43364 | 0.45846 | 0.2191 | 29.58 | -29.5799 | -29.58 | 1000 | 1000 | 29.58 | 41.97
2016-11-24 03:00:00 | 0.44008 | 0.46462 | 0.21612 | 29.76 | -29.7599 | -29.76 | 1000 | 1000 | 29.76 | 41.1
2016-11-24 04:00:00 | 0.4433 | 0.46769 | 0.22876 | 32.44 | -32.4399 | -32.44 | 1000 | 1000 | 32.44 | 41.26
2016-11-24 05:00:00 | 0.42077 | 0.44615 | 0.26928 | 36.5 | -36.4999 | -36.5 | 1000 | 1000 | 36.5 | 43.8
2016-11-24 06:00:00 | 0.43043 | 0.45538 | 0.46874 | 43.12 | -43.1199 | -43.12 | 1000 | 1000 | 43.12 | 50.92
2016-11-24 07:00:00 | 0.4787 | 0.50154 | 0.67301 | 45.97 | -45.9699 | -45.97 | 1000 | 1000 | 45.97 | 67.19
2016-11-24 08:00:00 | 0.47226 | 0.49538 | 0.76549 | 44.96 | -44.9599 | -44.96 | 1000 | 1000 | 44.96 | 70
2016-11-24 09:00:00 | 0.41434 | 0.44 | 0.7631 | 43.69 | -43.6899 | -43.69 | 1000 | 1000 | 43.69 | 70.03
2016-11-24 10:00:00 | 0.37894 | 0.40615 | 0.73645 | 44.25 | -44.2499 | -44.25 | 1000 | 1000 | 44.25 | 69.57
2016-11-24 11:00:00 | 0.36285 | 0.39077 | 0.75244 | 42.87 | -42.8699 | -42.87 | 1000 | 1000 | 42.87 | 67.57
2016-11-24 12:00:00 | 0.35963 | 0.38769 | 0.78569 | 42.91 | -42.9099 | -42.91 | 1000 | 1000 | 42.91 | 66.77
2016-11-24 13:00:00 | 0.35641 | 0.38462 | 0.74358 | 42.77 | -42.7699 | -42.77 | 1000 | 1000 | 42.77 | 66.46
2016-11-24 14:00:00 | 0.38859 | 0.41538 | 0.6716 | 44.59 | -44.5899 | -44.59 | 1000 | 1000 | 44.59 | 66.05
2016-11-24 15:00:00 | 0.44652 | 0.47077 | 0.6447 | 49.36 | -49.3599 | -49.36 | 1000 | 1000 | 49.36 | 67.99
2016-11-24 16:00:00 | 0.47226 | 0.49538 | 0.65698 | 50.97 | -50.9699 | -50.97 | 1000 | 1000 | 50.97 | 68.42
2016-11-24 17:00:00 | 0.498 | 0.52 | 0.76076 | 45.23 | -45.2299 | -45.23 | 1000 | 1000 | 45.23 | 82.85
2016-11-24 18:00:00 | 0.53018 | 0.55077 | 0.8848 | 44.1 | -44.0999 | -44.1 | 1000 | 1000 | 44.1 | 91.69
2016-11-24 19:00:00 | 0.53984 | 0.56 | 0.92169 | 38.07 | -38.0699 | -38.07 | 1000 | 1000 | 38.07 | 73.93
2016-11-24 20:00:00 | 0.54627 | 0.56615 | 0.81915 | 37.71 | -37.7099 | -37.71 | 1000 | 1000 | 37.71 | 68.07
2016-11-24 21:00:00 | 0.62028 | 0.63692 | 0.69019 | 35.88 | -35.8799 | -35.88 | 1000 | 1000 | 35.88 | 55.98
2016-11-24 22:00:00 | 0.61707 | 0.63385 | 0.57811 | 33.62 | -33.6199 | -33.62 | 1000 | 1000 | 33.62 | 52.69
2016-11-24 23:00:00 | 0.59454 | 0.61231 | 0.44327 | 35.23 | -35.2299 | -35.23 | 1000 | 1000 | 35.23 | 48.91
2016-11-25 00:00:00 | 0.59776 | 0.61538 | 0.31267 | 32.99 | -32.9899 | -32.99 | 1000 | 1000 | 32.99 | 46.72
2016-11-25 01:00:00 | 0.60419 | 0.62154 | 0.2388 | 32.02 | -32.0199 | -32.02 | 1000 | 1000 | 32.02 | 46.58
2016-11-25 02:00:00 | 0.60098 | 0.61846 | 0.2191 | 31.05 | -31.0499 | -31.05 | 1000 | 1000 | 31.05 | 43.22
2016-11-25 03:00:00 | 0.62672 | 0.64308 | 0.21612 | 31.18 | -31.1799 | -31.18 | 1000 | 1000 | 31.18 | 41.01
2016-11-25 04:00:00 | 0.63316 | 0.64923 | 0.22876 | 34.85 | -34.8499 | -34.85 | 1000 | 1000 | 34.85 | 41.91
2016-11-25 05:00:00 | 0.61063 | 0.62769 | 0.26928 | 37.98 | -37.9799 | -37.98 | 1000 | 1000 | 37.98 | 43.7
2016-11-25 06:00:00 | 0.58167 | 0.6 | 0.46874 | 47.1 | -47.0999 | -47.1 | 1000 | 1000 | 47.1 | 53.1
2016-11-25 07:00:00 | 0.57523 | 0.59385 | 0.67301 | 48.49 | -48.4899 | -48.49 | 1000 | 1000 | 48.49 | 68.27
2016-11-25 08:00:00 | 0.57845 | 0.59692 | 0.76549 | 47.97 | -47.9699 | -47.97 | 1000 | 1000 | 47.97 | 69.54
2016-11-25 09:00:00 | 0.5688 | 0.58769 | 0.7631 | 47.42 | -47.4199 | -47.42 | 1000 | 1000 | 47.42 | 65.05
2016-11-25 10:00:00 | 0.5334 | 0.55385 | 0.73645 | 48.25 | -48.2499 | -48.25 | 1000 | 1000 | 48.25 | 63.92
2016-11-25 11:00:00 | 0.50122 | 0.52308 | 0.75244 | 47.95 | -47.9499 | -47.95 | 1000 | 1000 | 47.95 | 63.36
2016-11-25 12:00:00 | 0.48835 | 0.51077 | 0.78569 | 47.95 | -47.9499 | -47.95 | 1000 | 1000 | 47.95 | 63.36
2016-11-25 13:00:00 | 0.48513 | 0.50769 | 0.74358 | 47.92 | -47.9199 | -47.92 | 1000 | 1000 | 47.92 | 62.5
2016-11-25 14:00:00 | 0.47548 | 0.49846 | 0.6716 | 48.81 | -48.8099 | -48.81 | 1000 | 1000 | 48.81 | 57
2016-11-25 15:00:00 | 0.46904 | 0.49231 | 0.6447 | 49.96 | -49.9599 | -49.96 | 1000 | 1000 | 49.96 | 56.19
2016-11-25 16:00:00 | 0.47226 | 0.49538 | 0.65698 | 54.75 | -54.7499 | -54.75 | 1000 | 1000 | 54.75 | 58.22
2016-11-25 17:00:00 | 0.47548 | 0.49846 | 0.76076 | 48.29 | -48.2899 | -48.29 | 1000 | 1000 | 48.29 | 73.02
2016-11-25 18:00:00 | 0.4787 | 0.50154 | 0.8848 | 48.94 | -48.9399 | -48.94 | 1000 | 1000 | 48.94 | 72.38
2016-11-25 19:00:00 | 0.48835 | 0.51077 | 0.92169 | 43.52 | -43.5199 | -43.52 | 1000 | 1000 | 43.52 | 63.96
2016-11-25 20:00:00 | 0.49479 | 0.51692 | 0.81915 | 38.92 | -38.9199 | -38.92 | 1000 | 1000 | 38.92 | 51.51
2016-11-25 21:00:00 | 0.51087 | 0.53231 | 0.69019 | 38.67 | -38.6699 | -38.67 | 1000 | 1000 | 38.67 | 44.95
2016-11-25 22:00:00 | 0.52053 | 0.54154 | 0.57811 | 35.24 | -35.2399 | -35.24 | 1000 | 1000 | 35.24 | 44.91
2016-11-25 23:00:00 | 0.53018 | 0.55077 | 0.44327 | 32.5 | -32.4999 | -32.5 | 1000 | 1000 | 32.5 | 42.65
2016-11-26 00:00:00 | 0.53984 | 0.56 | 0.36334 | 31.93 | -31.9299 | -31.93 | 1000 | 1000 | 31.93 | 40.33
2016-11-26 01:00:00 | 0.54305 | 0.56308 | 0.30185 | 31.82 | -31.8199 | -31.82 | 1000 | 1000 | 31.82 | 40.26
2016-11-26 02:00:00 | 0.54627 | 0.56615 | 0.247 | 31.84 | -31.8399 | -31.84 | 1000 | 1000 | 31.84 | 37.36
2016-11-26 03:00:00 | 0.54627 | 0.56615 | 0.23565 | 32.07 | -32.0699 | -32.07 | 1000 | 1000 | 32.07 | 37.89
2016-11-26 04:00:00 | 0.55271 | 0.57231 | 0.23258 | 32.35 | -32.3499 | -32.35 | 1000 | 1000 | 32.35 | 36.86
2016-11-26 05:00:00 | 0.57202 | 0.59077 | 0.24426 | 33.36 | -33.3599 | -33.36 | 1000 | 1000 | 33.36 | 39.5
2016-11-26 06:00:00 | 0.58167 | 0.6 | 0.30966 | 42.22 | -42.2199 | -42.22 | 1000 | 1000 | 42.22 | 37.39
2016-11-26 07:00:00 | 0.57845 | 0.59692 | 0.47243 | 44.1 | -44.0999 | -44.1 | 1000 | 1000 | 44.1 | 40.05
2016-11-26 08:00:00 | 0.57523 | 0.59385 | 0.68704 | 46.76 | -46.7599 | -46.76 | 1000 | 1000 | 46.76 | 46.12
2016-11-26 09:00:00 | 0.55914 | 0.57846 | 0.80606 | 48.92 | -48.9199 | -48.92 | 1000 | 1000 | 48.92 | 52.97
2016-11-26 10:00:00 | 0.53662 | 0.55692 | 0.84283 | 48.56 | -48.5599 | -48.56 | 1000 | 1000 | 48.56 | 54.74
2016-11-26 11:00:00 | 0.52375 | 0.54462 | 0.87704 | 47.91 | -47.9099 | -47.91 | 1000 | 1000 | 47.91 | 55.11
2016-11-26 12:00:00 | 0.50444 | 0.52615 | 0.91636 | 43.97 | -43.9699 | -43.97 | 1000 | 1000 | 43.97 | 56.34
2016-11-26 13:00:00 | 0.49479 | 0.51692 | 0.88755 | 38.24 | -38.2399 | -38.24 | 1000 | 1000 | 38.24 | 50.22
2016-11-26 14:00:00 | 0.48835 | 0.51077 | 0.79022 | 40.44 | -40.4399 | -40.44 | 1000 | 1000 | 40.44 | 45.99
2016-11-26 15:00:00 | 0.48191 | 0.50462 | 0.71445 | 45.3 | -45.2999 | -45.3 | 1000 | 1000 | 45.3 | 48.01
2016-11-26 16:00:00 | 0.48191 | 0.50462 | 0.70607 | 47.96 | -47.9599 | -47.96 | 1000 | 1000 | 47.96 | 50.84
2016-11-26 17:00:00 | 0.47548 | 0.49846 | 0.8672 | 43.95 | -43.9499 | -43.95 | 1000 | 1000 | 43.95 | 65.32
2016-11-26 18:00:00 | 0.48191 | 0.50462 | 0.99703 | 37.5 | -37.4999 | -37.5 | 1000 | 1000 | 37.5 | 62.98
2016-11-26 19:00:00 | 0.4787 | 0.50154 | 1 | 32.91 | -32.9099 | -32.91 | 1000 | 1000 | 32.91 | 48.68
2016-11-26 20:00:00 | 0.46904 | 0.49231 | 0.83309 | 32.75 | -32.7499 | -32.75 | 1000 | 1000 | 32.75 | 41.05
2016-11-26 21:00:00 | 0.4433 | 0.46769 | 0.66229 | 31.72 | -31.7199 | -31.72 | 1000 | 1000 | 31.72 | 40.52
2016-11-26 22:00:00 | 0.43686 | 0.46154 | 0.60399 | 28.25 | -28.2499 | -28.25 | 1000 | 1000 | 28.25 | 41.5
2016-11-26 23:00:00 | 0.41112 | 0.43692 | 0.51572 | 22.92 | -22.9199 | -22.92 | 1000 | 1000 | 22.92 | 32.34
2016-11-27 00:00:00 | 0.39181 | 0.41846 | 0.39659 | 21.14 | -21.1399 | -21.14 | 1000 | 1000 | 21.14 | 30.17
2016-11-27 01:00:00 | 0.38859 | 0.41538 | 0.29555 | 20.25 | -20.2499 | -20.25 | 1000 | 1000 | 20.25 | 17.73
2016-11-27 02:00:00 | 0.38859 | 0.41538 | 0.24054 | 20.28 | -20.2799 | -20.28 | 1000 | 1000 | 20.28 | 19.4
2016-11-27 03:00:00 | 0.39503 | 0.42154 | 0.21979 | 20.95 | -20.9499 | -20.95 | 1000 | 1000 | 20.95 | 19.23
2016-11-27 04:00:00 | 0.41112 | 0.43692 | 0.20895 | 27 | -26.9999 | -27 | 1000 | 1000 | 27 | 24.93
2016-11-27 05:00:00 | 0.43686 | 0.46154 | 0.2107 | 28.02 | -28.0199 | -28.02 | 1000 | 1000 | 28.02 | 22.48
2016-11-27 06:00:00 | 0.46261 | 0.48615 | 0.22636 | 28.93 | -28.9299 | -28.93 | 1000 | 1000 | 28.93 | 12.99
2016-11-27 07:00:00 | 0.47548 | 0.49846 | 0.26686 | 31.35 | -31.3499 | -31.35 | 1000 | 1000 | 31.35 | 17.16
2016-11-27 08:00:00 | 0.47226 | 0.49538 | 0.42994 | 33.19 | -33.1899 | -33.19 | 1000 | 1000 | 33.19 | 30.32
2016-11-27 09:00:00 | 0.44008 | 0.46462 | 0.65048 | 34.24 | -34.2399 | -34.24 | 1000 | 1000 | 34.24 | 34.93
2016-11-27 10:00:00 | 0.40468 | 0.43077 | 0.81425 | 38.13 | -38.1299 | -38.13 | 1000 | 1000 | 38.13 | 36.03
2016-11-27 11:00:00 | 0.39503 | 0.42154 | 0.94383 | 35.69 | -35.6899 | -35.69 | 1000 | 1000 | 35.69 | 43.91
2016-11-27 12:00:00 | 0.39503 | 0.42154 | 0.96576 | 33.44 | -33.4399 | -33.44 | 1000 | 1000 | 33.44 | 37.52
2016-11-27 13:00:00 | 0.40147 | 0.42769 | 0.82374 | 33.53 | -33.5299 | -33.53 | 1000 | 1000 | 33.53 | 34.78
2016-11-27 14:00:00 | 0.43043 | 0.45538 | 0.65983 | 34.2 | -34.1999 | -34.2 | 1000 | 1000 | 34.2 | 34.48
2016-11-27 15:00:00 | 0.47226 | 0.49538 | 0.56761 | 37.48 | -37.4799 | -37.48 | 1000 | 1000 | 37.48 | 35.32
2016-11-27 16:00:00 | 0.50444 | 0.52615 | 0.52133 | 41.07 | -41.0699 | -41.07 | 1000 | 1000 | 41.07 | 37.93
2016-11-27 17:00:00 | 0.50444 | 0.52615 | 0.61979 | 41.05 | -41.0499 | -41.05 | 1000 | 1000 | 41.05 | 45.86
2016-11-27 18:00:00 | 0.51409 | 0.53538 | 0.76472 | 36.08 | -36.0799 | -36.08 | 1000 | 1000 | 36.08 | 52.94
2016-11-27 19:00:00 | 0.5334 | 0.55385 | 0.85205 | 34.69 | -34.6899 | -34.69 | 1000 | 1000 | 34.69 | 52.05
2016-11-27 20:00:00 | 0.54949 | 0.56923 | 0.77783 | 32.69 | -32.6899 | -32.69 | 1000 | 1000 | 32.69 | 41.85
2016-11-27 21:00:00 | 0.56236 | 0.58154 | 0.66127 | 32.16 | -32.1599 | -32.16 | 1000 | 1000 | 32.16 | 43.98
2016-11-27 22:00:00 | 0.5688 | 0.58769 | 0.5638 | 28.43 | -28.4299 | -28.43 | 1000 | 1000 | 28.43 | 48.89
2016-11-27 23:00:00 | 0.55593 | 0.57538 | 0.42608 | 27.06 | -27.0599 | -27.06 | 1000 | 1000 | 27.06 | 39.19
2016-11-28 00:00:00 | 0.55593 | 0.57538 | 0.31267 | 28.24 | -28.2399 | -28.24 | 1000 | 1000 | 28.24 | 26.43
2016-11-28 01:00:00 | 0.57202 | 0.59077 | 0.2388 | 24.31 | -24.3099 | -24.31 | 1000 | 1000 | 24.31 | 26.64
2016-11-28 02:00:00 | 0.58167 | 0.6 | 0.2191 | 24.03 | -24.0299 | -24.03 | 1000 | 1000 | 24.03 | 36.03
2016-11-28 03:00:00 | 0.57202 | 0.59077 | 0.21612 | 26.81 | -26.8099 | -26.81 | 1000 | 1000 | 26.81 | 36.82
2016-11-28 04:00:00 | 0.57845 | 0.59692 | 0.22876 | 31.96 | -31.9599 | -31.96 | 1000 | 1000 | 31.96 | 37.97
2016-11-28 05:00:00 | 0.60419 | 0.62154 | 0.26928 | 37.94 | -37.9399 | -37.94 | 1000 | 1000 | 37.94 | 41.03
2016-11-28 06:00:00 | 0.59776 | 0.61538 | 0.46874 | 47.88 | -47.8799 | -47.88 | 1000 | 1000 | 47.88 | 54.44
2016-11-28 07:00:00 | 0.57845 | 0.59692 | 0.67301 | 46.99 | -46.9899 | -46.99 | 1000 | 1000 | 46.99 | 74.94
2016-11-28 08:00:00 | 0.5688 | 0.58769 | 0.76549 | 44.42 | -44.4199 | -44.42 | 1000 | 1000 | 44.42 | 74
2016-11-28 09:00:00 | 0.56236 | 0.58154 | 0.7631 | 37.92 | -37.9199 | -37.92 | 1000 | 1000 | 37.92 | 70.31
2016-11-28 10:00:00 | 0.51731 | 0.53846 | 0.73645 | 43.53 | -43.5299 | -43.53 | 1000 | 1000 | 43.53 | 68.8
2016-11-28 11:00:00 | 0.51731 | 0.53846 | 0.75244 | 37.38 | -37.3799 | -37.38 | 1000 | 1000 | 37.38 | 67.97
2016-11-28 12:00:00 | 0.52053 | 0.54154 | 0.78569 | 44.81 | -44.8099 | -44.81 | 1000 | 1000 | 44.81 | 66.02
2016-11-28 13:00:00 | 0.50444 | 0.52615 | 0.74358 | 45.77 | -45.7699 | -45.77 | 1000 | 1000 | 45.77 | 65.07
2016-11-28 14:00:00 | 0.54627 | 0.56615 | 0.6716 | 51.38 | -51.3799 | -51.38 | 1000 | 1000 | 51.38 | 65.1
2016-11-28 15:00:00 | 0.5688 | 0.58769 | 0.6447 | 57.21 | -57.2099 | -57.21 | 1000 | 1000 | 57.21 | 68.63
2016-11-28 16:00:00 | 0.58167 | 0.6 | 0.65698 | 65.11 | -65.1099 | -65.11 | 1000 | 1000 | 65.11 | 70.5
2016-11-28 17:00:00 | 0.60098 | 0.61846 | 0.76076 | 51.42 | -51.4199 | -51.42 | 1000 | 1000 | 51.42 | 83
2016-11-28 18:00:00 | 0.6235 | 0.64 | 0.8848 | 48.5 | -48.4999 | -48.5 | 1000 | 1000 | 48.5 | 89.47
2016-11-28 19:00:00 | 0.63316 | 0.64923 | 0.92169 | 45.97 | -45.9699 | -45.97 | 1000 | 1000 | 45.97 | 74.76
2016-11-28 20:00:00 | 0.63637 | 0.65231 | 0.81915 | 39.29 | -39.2899 | -39.29 | 1000 | 1000 | 39.29 | 62.98
2016-11-28 21:00:00 | 0.65568 | 0.67077 | 0.69019 | 36.14 | -36.1399 | -36.14 | 1000 | 1000 | 36.14 | 59.58
2016-11-28 22:00:00 | 0.66212 | 0.67692 | 0.57811 | 34.59 | -34.5899 | -34.59 | 1000 | 1000 | 34.59 | 51.3
2016-11-28 23:00:00 | 0.66855 | 0.68308 | 0.44327 | 36.92 | -36.9199 | -36.92 | 1000 | 1000 | 36.92 | 43.98
2016-11-29 00:00:00 | 0.67177 | 0.68615 | 0.31267 | 35.78 | -35.7799 | -35.78 | 1000 | 1000 | 35.78 | 45
2016-11-29 01:00:00 | 0.68464 | 0.69846 | 0.2388 | 34.81 | -34.8099 | -34.81 | 1000 | 1000 | 34.81 | 43.29
2016-11-29 02:00:00 | 0.68786 | 0.70154 | 0.2191 | 34.43 | -34.4299 | -34.43 | 1000 | 1000 | 34.43 | 42.66
2016-11-29 03:00:00 | 0.68464 | 0.69846 | 0.21612 | 34.89 | -34.8899 | -34.89 | 1000 | 1000 | 34.89 | 41.01
2016-11-29 04:00:00 | 0.6589 | 0.67385 | 0.22876 | 36.75 | -36.7499 | -36.75 | 1000 | 1000 | 36.75 | 41.15
2016-11-29 05:00:00 | 0.66534 | 0.68 | 0.26928 | 44.68 | -44.6799 | -44.68 | 1000 | 1000 | 44.68 | 42.62
2016-11-29 06:00:00 | 0.62028 | 0.63692 | 0.46874 | 54.95 | -54.9499 | -54.95 | 1000 | 1000 | 54.95 | 51.78
2016-11-29 07:00:00 | 0.61385 | 0.63077 | 0.67301 | 52.65 | -52.6499 | -52.65 | 1000 | 1000 | 52.65 | 69.52
2016-11-29 08:00:00 | 0.60741 | 0.62462 | 0.76549 | 48.5 | -48.4999 | -48.5 | 1000 | 1000 | 48.5 | 68.08
2016-11-29 09:00:00 | 0.58811 | 0.60615 | 0.7631 | 43.69 | -43.6899 | -43.69 | 1000 | 1000 | 43.69 | 66
2016-11-29 10:00:00 | 0.56236 | 0.58154 | 0.73645 | 42.2 | -42.1999 | -42.2 | 1000 | 1000 | 42.2 | 63.8
2016-11-29 11:00:00 | 0.53018 | 0.55077 | 0.75244 | 40.42 | -40.4199 | -40.42 | 1000 | 1000 | 40.42 | 65.01
2016-11-29 12:00:00 | 0.50766 | 0.52923 | 0.78569 | 41.75 | -41.7499 | -41.75 | 1000 | 1000 | 41.75 | 65.88
2016-11-29 13:00:00 | 0.49157 | 0.51385 | 0.74358 | 43.12 | -43.1199 | -43.12 | 1000 | 1000 | 43.12 | 61.28
2016-11-29 14:00:00 | 0.498 | 0.52 | 0.6716 | 50.94 | -50.9399 | -50.94 | 1000 | 1000 | 50.94 | 56.21
2016-11-29 15:00:00 | 0.53018 | 0.55077 | 0.6447 | 55.58 | -55.5799 | -55.58 | 1000 | 1000 | 55.58 | 53.49
2016-11-29 16:00:00 | 0.53662 | 0.55692 | 0.65698 | 55.66 | -55.6599 | -55.66 | 1000 | 1000 | 55.66 | 59.4
2016-11-29 17:00:00 | 0.5688 | 0.58769 | 0.76076 | 52.61 | -52.6099 | -52.61 | 1000 | 1000 | 52.61 | 72.8
2016-11-29 18:00:00 | 0.58167 | 0.6 | 0.8848 | 47.94 | -47.9399 | -47.94 | 1000 | 1000 | 47.94 | 75
2016-11-29 19:00:00 | 0.60098 | 0.61846 | 0.92169 | 39.97 | -39.9699 | -39.97 | 1000 | 1000 | 39.97 | 66.01
2016-11-29 20:00:00 | 0.60098 | 0.61846 | 0.81915 | 35.9 | -35.8999 | -35.9 | 1000 | 1000 | 35.9 | 52.91
2016-11-29 21:00:00 | 0.61707 | 0.63385 | 0.69019 | 32.9 | -32.8999 | -32.9 | 1000 | 1000 | 32.9 | 48.43
2016-11-29 22:00:00 | 0.62994 | 0.64615 | 0.57811 | 30.38 | -30.3799 | -30.38 | 1000 | 1000 | 30.38 | 48.09
2016-11-29 23:00:00 | 0.6235 | 0.64 | 0.44327 | 27.75 | -27.7499 | -27.75 | 1000 | 1000 | 27.75 | 43.96
2016-11-30 00:00:00 | 0.63959 | 0.65538 | 0.31267 | 27.36 | -27.3599 | -27.36 | 1000 | 1000 | 27.36 | 40.72
2016-11-30 01:00:00 | 0.63637 | 0.65231 | 0.2388 | 27.02 | -27.0199 | -27.02 | 1000 | 1000 | 27.02 | 38.45
2016-11-30 02:00:00 | 0.62672 | 0.64308 | 0.2191 | 25.3 | -25.2999 | -25.3 | 1000 | 1000 | 25.3 | 38.3
2016-11-30 03:00:00 | 0.61063 | 0.62769 | 0.21612 | 28.04 | -28.0399 | -28.04 | 1000 | 1000 | 28.04 | 34.26
2016-11-30 04:00:00 | 0.59132 | 0.60923 | 0.22876 | 29.93 | -29.9299 | -29.93 | 1000 | 1000 | 29.93 | 36.17
2016-11-30 05:00:00 | 0.58167 | 0.6 | 0.26928 | 34.13 | -34.1299 | -34.13 | 1000 | 1000 | 34.13 | 41.65
2016-11-30 06:00:00 | 0.55271 | 0.57231 | 0.46874 | 47.92 | -47.9199 | -47.92 | 1000 | 1000 | 47.92 | 46.47
2016-11-30 07:00:00 | 0.53662 | 0.55692 | 0.67301 | 47.91 | -47.9099 | -47.91 | 1000 | 1000 | 47.91 | 53.64
2016-11-30 08:00:00 | 0.53018 | 0.55077 | 0.76549 | 44.47 | -44.4699 | -44.47 | 1000 | 1000 | 44.47 | 58.7
2016-11-30 09:00:00 | 0.52696 | 0.54769 | 0.7631 | 37.49 | -37.4899 | -37.49 | 1000 | 1000 | 37.49 | 61.19
2016-11-30 10:00:00 | 0.50766 | 0.52923 | 0.73645 | 37.91 | -37.9099 | -37.91 | 1000 | 1000 | 37.91 | 62.69
2016-11-30 11:00:00 | 0.48835 | 0.51077 | 0.75244 | 37.42 | -37.4199 | -37.42 | 1000 | 1000 | 37.42 | 67.08
2016-11-30 12:00:00 | 0.48191 | 0.50462 | 0.78569 | 35.98 | -35.9799 | -35.98 | 1000 | 1000 | 35.98 | 67.55
2016-11-30 13:00:00 | 0.4787 | 0.50154 | 0.74358 | 39.33 | -39.3299 | -39.33 | 1000 | 1000 | 39.33 | 66.09
2016-11-30 14:00:00 | 0.48191 | 0.50462 | 0.6716 | 38.74 | -38.7399 | -38.74 | 1000 | 1000 | 38.74 | 64.95
2016-11-30 15:00:00 | 0.47548 | 0.49846 | 0.6447 | 44.75 | -44.7499 | -44.75 | 1000 | 1000 | 44.75 | 66.03
2016-11-30 16:00:00 | 0.46582 | 0.48923 | 0.65698 | 46.93 | -46.9299 | -46.93 | 1000 | 1000 | 46.93 | 66.19
2016-11-30 17:00:00 | 0.46261 | 0.48615 | 0.76076 | 39.95 | -39.9499 | -39.95 | 1000 | 1000 | 39.95 | 88.71
2016-11-30 18:00:00 | 0.44973 | 0.47385 | 0.8848 | 39.47 | -39.4699 | -39.47 | 1000 | 1000 | 39.47 | 104.41
2016-11-30 19:00:00 | 0.43686 | 0.46154 | 0.92169 | 35.08 | -35.0799 | -35.08 | 1000 | 1000 | 35.08 | 69.93
2016-11-30 20:00:00 | 0.43364 | 0.45846 | 0.81915 | 32.58 | -32.5799 | -32.58 | 1000 | 1000 | 32.58 | 61.78
2016-11-30 21:00:00 | 0.42077 | 0.44615 | 0.69019 | 31.86 | -31.8599 | -31.86 | 1000 | 1000 | 31.86 | 52.91
2016-11-30 22:00:00 | 0.41755 | 0.44308 | 0.57811 | 27 | -26.9999 | -27 | 1000 | 1000 | 27 | 49.7
2016-11-30 23:00:00 | 0.41112 | 0.43692 | 0.44327 | 26.79 | -26.7899 | -26.79 | 1000 | 1000 | 26.79 | 46.47
2016-12-01 00:00:00 | 0.4079 | 0.43385 | 0.31267 | 14.95 | -14.9499 | -14.95 | 1000 | 1000 | 14.95 | 45.5
2016-12-01 01:00:00 | 0.39825 | 0.42462 | 0.2388 | 11.95 | -11.9499 | -11.95 | 1000 | 1000 | 11.95 | 42.57
2016-12-01 02:00:00 | 0.38859 | 0.41538 | 0.2191 | 10.27 | -10.2699 | -10.27 | 1000 | 1000 | 10.27 | 41.27
2016-12-01 03:00:00 | 0.38538 | 0.41231 | 0.21612 | 11.29 | -11.2899 | -11.29 | 1000 | 1000 | 11.29 | 34.46
2016-12-01 04:00:00 | 0.38216 | 0.40923 | 0.22876 | 21.93 | -21.9299 | -21.93 | 1000 | 1000 | 21.93 | 33.04
2016-12-01 05:00:00 | 0.3725 | 0.4 | 0.26928 | 32.06 | -32.0599 | -32.06 | 1000 | 1000 | 32.06 | 40.28
2016-12-01 06:00:00 | 0.36285 | 0.39077 | 0.46874 | 35.39 | -35.3899 | -35.39 | 1000 | 1000 | 35.39 | 49.29
2016-12-01 07:00:00 | 0.35641 | 0.38462 | 0.67301 | 34.36 | -34.3599 | -34.36 | 1000 | 1000 | 34.36 | 60.99
2016-12-01 08:00:00 | 0.3532 | 0.38154 | 0.76549 | 37.01 | -37.0099 | -37.01 | 1000 | 1000 | 37.01 | 60.84
2016-12-01 09:00:00 | 0.34998 | 0.37846 | 0.7631 | 38.79 | -38.7899 | -38.79 | 1000 | 1000 | 38.79 | 57.43
2016-12-01 10:00:00 | 0.33711 | 0.36615 | 0.73645 | 36.36 | -36.3599 | -36.36 | 1000 | 1000 | 36.36 | 54.19
2016-12-01 11:00:00 | 0.32745 | 0.35692 | 0.75244 | 33.99 | -33.9899 | -33.99 | 1000 | 1000 | 33.99 | 55.26
2016-12-01 12:00:00 | 0.33067 | 0.36 | 0.78569 | 32.29 | -32.2899 | -32.29 | 1000 | 1000 | 32.29 | 51.85
2016-12-01 13:00:00 | 0.33067 | 0.36 | 0.74358 | 31.37 | -31.3699 | -31.37 | 1000 | 1000 | 31.37 | 52.39
2016-12-01 14:00:00 | 0.33067 | 0.36 | 0.6716 | 31.38 | -31.3799 | -31.38 | 1000 | 1000 | 31.38 | 53.81
2016-12-01 15:00:00 | 0.32424 | 0.35385 | 0.6447 | 32.38 | -32.3799 | -32.38 | 1000 | 1000 | 32.38 | 53.79
2016-12-01 16:00:00 | 0.32424 | 0.35385 | 0.65698 | 35.73 | -35.7299 | -35.73 | 1000 | 1000 | 35.73 | 58.5
2016-12-01 17:00:00 | 0.33067 | 0.36 | 0.76076 | 32.94 | -32.9399 | -32.94 | 1000 | 1000 | 32.94 | 71.95
2016-12-01 18:00:00 | 0.34676 | 0.37538 | 0.8848 | 33.86 | -33.8599 | -33.86 | 1000 | 1000 | 33.86 | 75.39
2016-12-01 19:00:00 | 0.34998 | 0.37846 | 0.92169 | 31.32 | -31.3199 | -31.32 | 1000 | 1000 | 31.32 | 65.73
2016-12-01 20:00:00 | 0.34354 | 0.37231 | 0.81915 | 28.01 | -28.0099 | -28.01 | 1000 | 1000 | 28.01 | 60
2016-12-01 21:00:00 | 0.32745 | 0.35692 | 0.69019 | 19.66 | -19.6599 | -19.66 | 1000 | 1000 | 19.66 | 51.08
2016-12-01 22:00:00 | 0.32102 | 0.35077 | 0.57811 | 8.94 | -8.9399 | -8.94 | 1000 | 1000 | 8.94 | 50.68
2016-12-01 23:00:00 | 0.34032 | 0.36923 | 0.44327 | 7.23 | -7.2299 | -7.23 | 1000 | 1000 | 7.23 | 45.97
2016-12-02 00:00:00 | 0.36607 | 0.39385 | 0.31267 | 7.2 | -7.1999 | -7.2 | 1000 | 1000 | 7.2 | 43.48
2016-12-02 01:00:00 | 0.39181 | 0.41846 | 0.2388 | 6.07 | -6.0699 | -6.07 | 1000 | 1000 | 6.07 | 40.04
2016-12-02 02:00:00 | 0.40147 | 0.42769 | 0.2191 | 8.79 | -8.7899 | -8.79 | 1000 | 1000 | 8.79 | 37.41
2016-12-02 03:00:00 | 0.48513 | 0.50769 | 0.21612 | 19.83 | -19.8299 | -19.83 | 1000 | 1000 | 19.83 | 34.8
2016-12-02 04:00:00 | 0.4787 | 0.50154 | 0.22876 | 26.88 | -26.8799 | -26.88 | 1000 | 1000 | 26.88 | 36.37
2016-12-02 05:00:00 | 0.48835 | 0.51077 | 0.26928 | 31.87 | -31.8699 | -31.87 | 1000 | 1000 | 31.87 | 37.25
2016-12-02 06:00:00 | 0.51731 | 0.53846 | 0.46874 | 46.06 | -46.0599 | -46.06 | 1000 | 1000 | 46.06 | 44.52
2016-12-02 07:00:00 | 0.51731 | 0.53846 | 0.67301 | 46.94 | -46.9399 | -46.94 | 1000 | 1000 | 46.94 | 53.18
2016-12-02 08:00:00 | 0.52053 | 0.54154 | 0.76549 | 44.71 | -44.7099 | -44.71 | 1000 | 1000 | 44.71 | 57.09
2016-12-02 09:00:00 | 0.48835 | 0.51077 | 0.7631 | 43.5 | -43.4999 | -43.5 | 1000 | 1000 | 43.5 | 58.94
2016-12-02 10:00:00 | 0.45617 | 0.48 | 0.73645 | 46.9 | -46.8999 | -46.9 | 1000 | 1000 | 46.9 | 60.93
2016-12-02 11:00:00 | 0.43364 | 0.45846 | 0.75244 | 46.93 | -46.9299 | -46.93 | 1000 | 1000 | 46.93 | 60.99
2016-12-02 12:00:00 | 0.42399 | 0.44923 | 0.78569 | 47.97 | -47.9699 | -47.97 | 1000 | 1000 | 47.97 | 60.98
2016-12-02 13:00:00 | 0.42721 | 0.45231 | 0.74358 | 49.54 | -49.5399 | -49.54 | 1000 | 1000 | 49.54 | 57.05
2016-12-02 14:00:00 | 0.4433 | 0.46769 | 0.6716 | 51.11 | -51.1099 | -51.11 | 1000 | 1000 | 51.11 | 54.03
2016-12-02 15:00:00 | 0.46261 | 0.48615 | 0.6447 | 49.99 | -49.9899 | -49.99 | 1000 | 1000 | 49.99 | 53.68
2016-12-02 16:00:00 | 0.50122 | 0.52308 | 0.65698 | 56.85 | -56.8499 | -56.85 | 1000 | 1000 | 56.85 | 56.26
2016-12-02 17:00:00 | 0.51409 | 0.53538 | 0.76076 | 58.1 | -58.0999 | -58.1 | 1000 | 1000 | 58.1 | 73.63
2016-12-02 18:00:00 | 0.52375 | 0.54462 | 0.8848 | 50.03 | -50.0299 | -50.03 | 1000 | 1000 | 50.03 | 75.4
2016-12-02 19:00:00 | 0.52696 | 0.54769 | 0.92169 | 52.07 | -52.0699 | -52.07 | 1000 | 1000 | 52.07 | 65.99
2016-12-02 20:00:00 | 0.5334 | 0.55385 | 0.81915 | 47.91 | -47.9099 | -47.91 | 1000 | 1000 | 47.91 | 59.24
2016-12-02 21:00:00 | 0.54627 | 0.56615 | 0.69019 | 44.02 | -44.0199 | -44.02 | 1000 | 1000 | 44.02 | 50.61
2016-12-02 22:00:00 | 0.58167 | 0.6 | 0.57811 | 36.03 | -36.0299 | -36.03 | 1000 | 1000 | 36.03 | 51.47
2016-12-02 23:00:00 | 0.59132 | 0.60923 | 0.44327 | 32.9 | -32.8999 | -32.9 | 1000 | 1000 | 32.9 | 49.05
2016-12-03 00:00:00 | 0.57523 | 0.59385 | 0.36334 | 33.11 | -33.1099 | -33.11 | 1000 | 1000 | 33.11 | 53.36
2016-12-03 01:00:00 | 0.59132 | 0.60923 | 0.30185 | 33.71 | -33.7099 | -33.71 | 1000 | 1000 | 33.71 | 47
2016-12-03 02:00:00 | 0.60741 | 0.62462 | 0.247 | 33.49 | -33.4899 | -33.49 | 1000 | 1000 | 33.49 | 43.07
2016-12-03 03:00:00 | 0.62994 | 0.64615 | 0.23565 | 33.63 | -33.6299 | -33.63 | 1000 | 1000 | 33.63 | 35.54
2016-12-03 04:00:00 | 0.64603 | 0.66154 | 0.23258 | 33.21 | -33.2099 | -33.21 | 1000 | 1000 | 33.21 | 32.65
2016-12-03 05:00:00 | 0.63637 | 0.65231 | 0.24426 | 36.69 | -36.6899 | -36.69 | 1000 | 1000 | 36.69 | 35.11
2016-12-03 06:00:00 | 0.62994 | 0.64615 | 0.30966 | 36 | -35.9999 | -36 | 1000 | 1000 | 36 | 36.25
2016-12-03 07:00:00 | 0.65246 | 0.66769 | 0.47243 | 39 | -38.9999 | -39 | 1000 | 1000 | 39 | 43.76
2016-12-03 08:00:00 | 0.64603 | 0.66154 | 0.68704 | 45.96 | -45.9599 | -45.96 | 1000 | 1000 | 45.96 | 43.48
2016-12-03 09:00:00 | 0.60419 | 0.62154 | 0.80606 | 40.13 | -40.1299 | -40.13 | 1000 | 1000 | 40.13 | 45.03
2016-12-03 10:00:00 | 0.56558 | 0.58462 | 0.84283 | 38.22 | -38.2199 | -38.22 | 1000 | 1000 | 38.22 | 47.42
2016-12-03 11:00:00 | 0.53018 | 0.55077 | 0.87704 | 37.32 | -37.3199 | -37.32 | 1000 | 1000 | 37.32 | 49.77
2016-12-03 12:00:00 | 0.51087 | 0.53231 | 0.91636 | 36.18 | -36.1799 | -36.18 | 1000 | 1000 | 36.18 | 47.1
2016-12-03 13:00:00 | 0.51087 | 0.53231 | 0.88755 | 39.69 | -39.6899 | -39.69 | 1000 | 1000 | 39.69 | 42.92
2016-12-03 14:00:00 | 0.53018 | 0.55077 | 0.79022 | 47.94 | -47.9399 | -47.94 | 1000 | 1000 | 47.94 | 40.98
2016-12-03 15:00:00 | 0.54627 | 0.56615 | 0.71445 | 52 | -51.9999 | -52 | 1000 | 1000 | 52 | 44.1
2016-12-03 16:00:00 | 0.5688 | 0.58769 | 0.70607 | 64.6 | -64.5999 | -64.6 | 1000 | 1000 | 64.6 | 45.72
2016-12-03 17:00:00 | 0.58489 | 0.60308 | 0.8672 | 58.94 | -58.9399 | -58.94 | 1000 | 1000 | 58.94 | 57.54
2016-12-03 18:00:00 | 0.58489 | 0.60308 | 0.99703 | 48.9 | -48.8999 | -48.9 | 1000 | 1000 | 48.9 | 61
2016-12-03 19:00:00 | 0.59776 | 0.61538 | 1 | 44.97 | -44.9699 | -44.97 | 1000 | 1000 | 44.97 | 63.04
2016-12-03 20:00:00 | 0.61707 | 0.63385 | 0.83309 | 40.73 | -40.7299 | -40.73 | 1000 | 1000 | 40.73 | 60.71
2016-12-03 21:00:00 | 0.60741 | 0.62462 | 0.66229 | 41.9 | -41.8999 | -41.9 | 1000 | 1000 | 41.9 | 47.28
2016-12-03 22:00:00 | 0.61385 | 0.63077 | 0.60399 | 34.42 | -34.4199 | -34.42 | 1000 | 1000 | 34.42 | 48.07
2016-12-03 23:00:00 | 0.60741 | 0.62462 | 0.51572 | 35.6 | -35.5999 | -35.6 | 1000 | 1000 | 35.6 | 40.75
2016-12-04 00:00:00 | 0.60741 | 0.62462 | 0.39659 | 33.9 | -33.8999 | -33.9 | 1000 | 1000 | 33.9 | 33.23
2016-12-04 01:00:00 | 0.60419 | 0.62154 | 0.29555 | 34.22 | -34.2199 | -34.22 | 1000 | 1000 | 34.22 | 23.77
2016-12-04 02:00:00 | 0.58489 | 0.60308 | 0.24054 | 34.28 | -34.2799 | -34.28 | 1000 | 1000 | 34.28 | 16.9
2016-12-04 03:00:00 | 0.58811 | 0.60615 | 0.21979 | 33.75 | -33.7499 | -33.75 | 1000 | 1000 | 33.75 | 16.08
2016-12-04 04:00:00 | 0.58811 | 0.60615 | 0.20895 | 33.75 | -33.7499 | -33.75 | 1000 | 1000 | 33.75 | 16.02
2016-12-04 05:00:00 | 0.59454 | 0.61231 | 0.2107 | 33.85 | -33.8499 | -33.85 | 1000 | 1000 | 33.85 | 13.18
2016-12-04 06:00:00 | 0.59454 | 0.61231 | 0.22636 | 33.1 | -33.0999 | -33.1 | 1000 | 1000 | 33.1 | 12.31
2016-12-04 07:00:00 | 0.59776 | 0.61538 | 0.26686 | 35.08 | -35.0799 | -35.08 | 1000 | 1000 | 35.08 | 19.32
2016-12-04 08:00:00 | 0.59454 | 0.61231 | 0.42994 | 36.28 | -36.2799 | -36.28 | 1000 | 1000 | 36.28 | 30.94
2016-12-04 09:00:00 | 0.58489 | 0.60308 | 0.65048 | 35.88 | -35.8799 | -35.88 | 1000 | 1000 | 35.88 | 35.54
2016-12-04 10:00:00 | 0.5688 | 0.58769 | 0.81425 | 36.33 | -36.3299 | -36.33 | 1000 | 1000 | 36.33 | 40.38
2016-12-04 11:00:00 | 0.54949 | 0.56923 | 0.94383 | 34.42 | -34.4199 | -34.42 | 1000 | 1000 | 34.42 | 44.96
2016-12-04 12:00:00 | 0.54627 | 0.56615 | 0.96576 | 34.02 | -34.0199 | -34.02 | 1000 | 1000 | 34.02 | 48.71
2016-12-04 13:00:00 | 0.5334 | 0.55385 | 0.82374 | 34.2 | -34.1999 | -34.2 | 1000 | 1000 | 34.2 | 43.23
2016-12-04 14:00:00 | 0.53662 | 0.55692 | 0.65983 | 35.68 | -35.6799 | -35.68 | 1000 | 1000 | 35.68 | 41
2016-12-04 15:00:00 | 0.53984 | 0.56 | 0.56761 | 44 | -43.9999 | -44 | 1000 | 1000 | 44 | 40
2016-12-04 16:00:00 | 0.54305 | 0.56308 | 0.52133 | 47.98 | -47.9799 | -47.98 | 1000 | 1000 | 47.98 | 45
2016-12-04 17:00:00 | 0.54627 | 0.56615 | 0.61979 | 48.96 | -48.9599 | -48.96 | 1000 | 1000 | 48.96 | 52.08
2016-12-04 18:00:00 | 0.54627 | 0.56615 | 0.76472 | 49.9 | -49.8999 | -49.9 | 1000 | 1000 | 49.9 | 60.67
2016-12-04 19:00:00 | 0.54305 | 0.56308 | 0.85205 | 46.95 | -46.9499 | -46.95 | 1000 | 1000 | 46.95 | 60.11
2016-12-04 20:00:00 | 0.54627 | 0.56615 | 0.77783 | 43.91 | -43.9099 | -43.91 | 1000 | 1000 | 43.91 | 53.2
2016-12-04 21:00:00 | 0.54949 | 0.56923 | 0.66127 | 46.34 | -46.3399 | -46.34 | 1000 | 1000 | 46.34 | 46.22
2016-12-04 22:00:00 | 0.54949 | 0.56923 | 0.5638 | 35.75 | -35.7499 | -35.75 | 1000 | 1000 | 35.75 | 46.06
2016-12-04 23:00:00 | 0.55914 | 0.57846 | 0.42608 | 35.77 | -35.7699 | -35.77 | 1000 | 1000 | 35.77 | 43.13
2016-12-05 00:00:00 | 0.56236 | 0.58154 | 0.31267 | 35.03 | -35.0299 | -35.03 | 1000 | 1000 | 35.03 | 38.08
2016-12-05 01:00:00 | 0.56558 | 0.58462 | 0.2388 | 33.56 | -33.5599 | -33.56 | 1000 | 1000 | 33.56 | 34.14
2016-12-05 02:00:00 | 0.57845 | 0.59692 | 0.2191 | 33.27 | -33.2699 | -33.27 | 1000 | 1000 | 33.27 | 27.06
2016-12-05 03:00:00 | 0.62994 | 0.64615 | 0.21612 | 34.93 | -34.9299 | -34.93 | 1000 | 1000 | 34.93 | 20.04
2016-12-05 04:00:00 | 0.63959 | 0.65538 | 0.22876 | 37.44 | -37.4399 | -37.44 | 1000 | 1000 | 37.44 | 22.09
2016-12-05 05:00:00 | 0.65246 | 0.66769 | 0.26928 | 50.38 | -50.3799 | -50.38 | 1000 | 1000 | 50.38 | 31.37
2016-12-05 06:00:00 | 0.65246 | 0.66769 | 0.46874 | 62.55 | -62.5499 | -62.55 | 1000 | 1000 | 62.55 | 42.43
2016-12-05 07:00:00 | 0.64925 | 0.66462 | 0.67301 | 64.79 | -64.7899 | -64.79 | 1000 | 1000 | 64.79 | 54.35
2016-12-05 08:00:00 | 0.64925 | 0.66462 | 0.76549 | 56.45 | -56.4499 | -56.45 | 1000 | 1000 | 56.45 | 58.23
2016-12-05 09:00:00 | 0.66534 | 0.68 | 0.7631 | 47.93 | -47.9299 | -47.93 | 1000 | 1000 | 47.93 | 56.2
2016-12-05 10:00:00 | 0.65568 | 0.67077 | 0.73645 | 46.98 | -46.9799 | -46.98 | 1000 | 1000 | 46.98 | 53.63
2016-12-05 11:00:00 | 0.64925 | 0.66462 | 0.75244 | 39.65 | -39.6499 | -39.65 | 1000 | 1000 | 39.65 | 51.94
2016-12-05 12:00:00 | 0.62994 | 0.64615 | 0.78569 | 54.45 | -54.4499 | -54.45 | 1000 | 1000 | 54.45 | 51.27
2016-12-05 13:00:00 | 0.62994 | 0.64615 | 0.74358 | 62.36 | -62.3599 | -62.36 | 1000 | 1000 | 62.36 | 47.99
2016-12-05 14:00:00 | 0.63316 | 0.64923 | 0.6716 | 62.36 | -62.3599 | -62.36 | 1000 | 1000 | 62.36 | 46.61
2016-12-05 15:00:00 | 0.64925 | 0.66462 | 0.6447 | 63.45 | -63.4499 | -63.45 | 1000 | 1000 | 63.45 | 50.23
2016-12-05 16:00:00 | 0.66212 | 0.67692 | 0.65698 | 78.39 | -78.3899 | -78.39 | 1000 | 1000 | 78.39 | 54
2016-12-05 17:00:00 | 0.65568 | 0.67077 | 0.76076 | 58.42 | -58.4199 | -58.42 | 1000 | 1000 | 58.42 | 63.86
2016-12-05 18:00:00 | 0.63959 | 0.65538 | 0.8848 | 56.96 | -56.9599 | -56.96 | 1000 | 1000 | 56.96 | 64.52
2016-12-05 19:00:00 | 0.62028 | 0.63692 | 0.92169 | 48.9 | -48.8999 | -48.9 | 1000 | 1000 | 48.9 | 56.37
2016-12-05 20:00:00 | 0.60098 | 0.61846 | 0.81915 | 40.99 | -40.9899 | -40.99 | 1000 | 1000 | 40.99 | 49.73
2016-12-05 21:00:00 | 0.58811 | 0.60615 | 0.69019 | 33.94 | -33.9399 | -33.94 | 1000 | 1000 | 33.94 | 45.05
2016-12-05 22:00:00 | 0.57845 | 0.59692 | 0.57811 | 33.51 | -33.5099 | -33.51 | 1000 | 1000 | 33.51 | 45.01
2016-12-05 23:00:00 | 0.57845 | 0.59692 | 0.44327 | 38.02 | -38.0199 | -38.02 | 1000 | 1000 | 38.02 | 40.94
2016-12-06 00:00:00 | 0.57202 | 0.59077 | 0.31267 | 41.58 | -41.5799 | -41.58 | 1000 | 1000 | 41.58 | 39.95
2016-12-06 01:00:00 | 0.55914 | 0.57846 | 0.2388 | 36.53 | -36.5299 | -36.53 | 1000 | 1000 | 36.53 | 36.08
2016-12-06 02:00:00 | 0.54949 | 0.56923 | 0.2191 | 38.15 | -38.1499 | -38.15 | 1000 | 1000 | 38.15 | 36.08
2016-12-06 03:00:00 | 0.54627 | 0.56615 | 0.21612 | 42.93 | -42.9299 | -42.93 | 1000 | 1000 | 42.93 | 34.78
2016-12-06 04:00:00 | 0.53984 | 0.56 | 0.22876 | 46.66 | -46.6599 | -46.66 | 1000 | 1000 | 46.66 | 34.92
2016-12-06 05:00:00 | 0.52696 | 0.54769 | 0.26928 | 49.5 | -49.4999 | -49.5 | 1000 | 1000 | 49.5 | 40.94
2016-12-06 06:00:00 | 0.50766 | 0.52923 | 0.46874 | 74.73 | -74.7299 | -74.73 | 1000 | 1000 | 74.73 | 47.25
2016-12-06 07:00:00 | 0.51087 | 0.53231 | 0.67301 | 80.09 | -80.0899 | -80.09 | 1000 | 1000 | 80.09 | 56.19
2016-12-06 08:00:00 | 0.50444 | 0.52615 | 0.76549 | 76 | -75.9999 | -76 | 1000 | 1000 | 76 | 56.49
2016-12-06 09:00:00 | 0.4787 | 0.50154 | 0.7631 | 66.39 | -66.3899 | -66.39 | 1000 | 1000 | 66.39 | 55.86
2016-12-06 10:00:00 | 0.47226 | 0.49538 | 0.73645 | 58.99 | -58.9899 | -58.99 | 1000 | 1000 | 58.99 | 55.94
2016-12-06 11:00:00 | 0.45617 | 0.48 | 0.75244 | 56.77 | -56.7699 | -56.77 | 1000 | 1000 | 56.77 | 55.01
2016-12-06 12:00:00 | 0.44973 | 0.47385 | 0.78569 | 58.12 | -58.1199 | -58.12 | 1000 | 1000 | 58.12 | 54.23
2016-12-06 13:00:00 | 0.43686 | 0.46154 | 0.74358 | 63.61 | -63.6099 | -63.61 | 1000 | 1000 | 63.61 | 54.12
2016-12-06 14:00:00 | 0.48835 | 0.51077 | 0.6716 | 66.31 | -66.3099 | -66.31 | 1000 | 1000 | 66.31 | 52.98
2016-12-06 15:00:00 | 0.52696 | 0.54769 | 0.6447 | 72.97 | -72.9699 | -72.97 | 1000 | 1000 | 72.97 | 52.52
2016-12-06 16:00:00 | 0.54627 | 0.56615 | 0.65698 | 89.25 | -89.2499 | -89.25 | 1000 | 1000 | 89.25 | 53.2
2016-12-06 17:00:00 | 0.55914 | 0.57846 | 0.76076 | 82.71 | -82.7099 | -82.71 | 1000 | 1000 | 82.71 | 64.93
2016-12-06 18:00:00 | 0.57523 | 0.59385 | 0.8848 | 75.39 | -75.3899 | -75.39 | 1000 | 1000 | 75.39 | 65.8
2016-12-06 19:00:00 | 0.57845 | 0.59692 | 0.92169 | 62.76 | -62.7599 | -62.76 | 1000 | 1000 | 62.76 | 58.24
2016-12-06 20:00:00 | 0.61063 | 0.62769 | 0.81915 | 46.98 | -46.9799 | -46.98 | 1000 | 1000 | 46.98 | 52.41
2016-12-06 21:00:00 | 0.62672 | 0.64308 | 0.69019 | 39.47 | -39.4699 | -39.47 | 1000 | 1000 | 39.47 | 44.93
2016-12-06 22:00:00 | 0.6589 | 0.67385 | 0.57811 | 36.08 | -36.0799 | -36.08 | 1000 | 1000 | 36.08 | 45.46
2016-12-06 23:00:00 | 0.67499 | 0.68923 | 0.44327 | 33.09 | -33.0899 | -33.09 | 1000 | 1000 | 33.09 | 41.94
2016-12-07 00:00:00 | 0.64603 | 0.66154 | 0.31267 | 32.77 | -32.7699 | -32.77 | 1000 | 1000 | 32.77 | 41.31
2016-12-07 01:00:00 | 0.62994 | 0.64615 | 0.2388 | 31.91 | -31.9099 | -31.91 | 1000 | 1000 | 31.91 | 40.04
2016-12-07 02:00:00 | 0.6235 | 0.64 | 0.2191 | 31.41 | -31.4099 | -31.41 | 1000 | 1000 | 31.41 | 38.01
2016-12-07 03:00:00 | 0.6235 | 0.64 | 0.21612 | 31.07 | -31.0699 | -31.07 | 1000 | 1000 | 31.07 | 34.75
2016-12-07 04:00:00 | 0.62028 | 0.63692 | 0.22876 | 32.43 | -32.4299 | -32.43 | 1000 | 1000 | 32.43 | 35
2016-12-07 05:00:00 | 0.61707 | 0.63385 | 0.26928 | 38 | -37.9999 | -38 | 1000 | 1000 | 38 | 37.09
2016-12-07 06:00:00 | 0.61385 | 0.63077 | 0.46874 | 45.28 | -45.2799 | -45.28 | 1000 | 1000 | 45.28 | 46.65
2016-12-07 07:00:00 | 0.60419 | 0.62154 | 0.67301 | 47.96 | -47.9599 | -47.96 | 1000 | 1000 | 47.96 | 61.85
2016-12-07 08:00:00 | 0.59132 | 0.60923 | 0.76549 | 46.95 | -46.9499 | -46.95 | 1000 | 1000 | 46.95 | 56.77
2016-12-07 09:00:00 | 0.58489 | 0.60308 | 0.7631 | 46.98 | -46.9799 | -46.98 | 1000 | 1000 | 46.98 | 54.31
2016-12-07 10:00:00 | 0.58489 | 0.60308 | 0.73645 | 44.89 | -44.8899 | -44.89 | 1000 | 1000 | 44.89 | 55.03
2016-12-07 11:00:00 | 0.58167 | 0.6 | 0.75244 | 40 | -39.9999 | -40 | 1000 | 1000 | 40 | 55.96
2016-12-07 12:00:00 | 0.57523 | 0.59385 | 0.78569 | 39.13 | -39.1299 | -39.13 | 1000 | 1000 | 39.13 | 55.07
2016-12-07 13:00:00 | 0.55914 | 0.57846 | 0.74358 | 39.11 | -39.1099 | -39.11 | 1000 | 1000 | 39.11 | 51.81
2016-12-07 14:00:00 | 0.54305 | 0.56308 | 0.6716 | 41.12 | -41.1199 | -41.12 | 1000 | 1000 | 41.12 | 49.87
2016-12-07 15:00:00 | 0.5334 | 0.55385 | 0.6447 | 44.47 | -44.4699 | -44.47 | 1000 | 1000 | 44.47 | 48.5
2016-12-07 16:00:00 | 0.52696 | 0.54769 | 0.65698 | 45.28 | -45.2799 | -45.28 | 1000 | 1000 | 45.28 | 50.72
2016-12-07 17:00:00 | 0.51731 | 0.53846 | 0.76076 | 38.39 | -38.3899 | -38.39 | 1000 | 1000 | 38.39 | 59.68
2016-12-07 18:00:00 | 0.51409 | 0.53538 | 0.8848 | 36.03 | -36.0299 | -36.03 | 1000 | 1000 | 36.03 | 61.19
2016-12-07 19:00:00 | 0.50122 | 0.52308 | 0.92169 | 34.14 | -34.1399 | -34.14 | 1000 | 1000 | 34.14 | 56.18
2016-12-07 20:00:00 | 0.49157 | 0.51385 | 0.81915 | 32.03 | -32.0299 | -32.03 | 1000 | 1000 | 32.03 | 51.14
2016-12-07 21:00:00 | 0.46904 | 0.49231 | 0.69019 | 30.85 | -30.8499 | -30.85 | 1000 | 1000 | 30.85 | 45.89
2016-12-07 22:00:00 | 0.43686 | 0.46154 | 0.57811 | 27.03 | -27.0299 | -27.03 | 1000 | 1000 | 27.03 | 46.54
2016-12-07 23:00:00 | 0.42721 | 0.45231 | 0.44327 | 22.46 | -22.4599 | -22.46 | 1000 | 1000 | 22.46 | 41.49
2016-12-08 00:00:00 | 0.43043 | 0.45538 | 0.31267 | 13.7 | -13.6999 | -13.7 | 1000 | 1000 | 13.7 | 35.01
2016-12-08 01:00:00 | 0.41755 | 0.44308 | 0.2388 | 11.57 | -11.5699 | -11.57 | 1000 | 1000 | 11.57 | 34.92
2016-12-08 02:00:00 | 0.40147 | 0.42769 | 0.2191 | 11.79 | -11.7899 | -11.79 | 1000 | 1000 | 11.79 | 33.56
2016-12-08 03:00:00 | 0.41755 | 0.44308 | 0.21612 | 13.33 | -13.3299 | -13.33 | 1000 | 1000 | 13.33 | 31.34
2016-12-08 04:00:00 | 0.41434 | 0.44 | 0.22876 | 17.94 | -17.9399 | -17.94 | 1000 | 1000 | 17.94 | 34.19
2016-12-08 05:00:00 | 0.41434 | 0.44 | 0.26928 | 29.36 | -29.3599 | -29.36 | 1000 | 1000 | 29.36 | 36.98
2016-12-08 06:00:00 | 0.41112 | 0.43692 | 0.46874 | 33.56 | -33.5599 | -33.56 | 1000 | 1000 | 33.56 | 45.18
2016-12-08 07:00:00 | 0.41434 | 0.44 | 0.67301 | 36.01 | -36.0099 | -36.01 | 1000 | 1000 | 36.01 | 55.01
2016-12-08 08:00:00 | 0.40147 | 0.42769 | 0.76549 | 36.34 | -36.3399 | -36.34 | 1000 | 1000 | 36.34 | 55.39
2016-12-08 09:00:00 | 0.37894 | 0.40615 | 0.7631 | 32.88 | -32.8799 | -32.88 | 1000 | 1000 | 32.88 | 55
2016-12-08 10:00:00 | 0.34676 | 0.37538 | 0.73645 | 31.97 | -31.9699 | -31.97 | 1000 | 1000 | 31.97 | 55.51
2016-12-08 11:00:00 | 0.29849 | 0.32923 | 0.75244 | 30.83 | -30.8299 | -30.83 | 1000 | 1000 | 30.83 | 53.95
2016-12-08 12:00:00 | 0.30171 | 0.33231 | 0.78569 | 32.46 | -32.4599 | -32.46 | 1000 | 1000 | 32.46 | 54.74
2016-12-08 13:00:00 | 0.29849 | 0.32923 | 0.74358 | 36.33 | -36.3299 | -36.33 | 1000 | 1000 | 36.33 | 53.28
2016-12-08 14:00:00 | 0.30171 | 0.33231 | 0.6716 | 42.33 | -42.3299 | -42.33 | 1000 | 1000 | 42.33 | 48.94
2016-12-08 15:00:00 | 0.30171 | 0.33231 | 0.6447 | 43.97 | -43.9699 | -43.97 | 1000 | 1000 | 43.97 | 47.96
2016-12-08 16:00:00 | 0.30815 | 0.33846 | 0.65698 | 46.99 | -46.9899 | -46.99 | 1000 | 1000 | 46.99 | 52.06
2016-12-08 17:00:00 | 0.31458 | 0.34462 | 0.76076 | 43.41 | -43.4099 | -43.41 | 1000 | 1000 | 43.41 | 55.95
2016-12-08 18:00:00 | 0.34032 | 0.36923 | 0.8848 | 39.96 | -39.9599 | -39.96 | 1000 | 1000 | 39.96 | 55.09
2016-12-08 19:00:00 | 0.34676 | 0.37538 | 0.92169 | 35 | -34.9999 | -35 | 1000 | 1000 | 35 | 51.66
2016-12-08 20:00:00 | 0.34676 | 0.37538 | 0.81915 | 30.7 | -30.6999 | -30.7 | 1000 | 1000 | 30.7 | 47.48
2016-12-08 21:00:00 | 0.34676 | 0.37538 | 0.69019 | 29.9 | -29.8999 | -29.9 | 1000 | 1000 | 29.9 | 43
2016-12-08 22:00:00 | 0.34676 | 0.37538 | 0.57811 | 27.27 | -27.2699 | -27.27 | 1000 | 1000 | 27.27 | 42
2016-12-08 23:00:00 | 0.36607 | 0.39385 | 0.44327 | 27.59 | -27.5899 | -27.59 | 1000 | 1000 | 27.59 | 35.72
2016-12-09 00:00:00 | 0.3532 | 0.38154 | 0.31267 | 25.56 | -25.5599 | -25.56 | 1000 | 1000 | 25.56 | 14.97
2016-12-09 01:00:00 | 0.36607 | 0.39385 | 0.2388 | 25.12 | -25.1199 | -25.12 | 1000 | 1000 | 25.12 | 15.17
2016-12-09 02:00:00 | 0.38538 | 0.41231 | 0.2191 | 25.52 | -25.5199 | -25.52 | 1000 | 1000 | 25.52 | 12.46
2016-12-09 03:00:00 | 0.36929 | 0.39692 | 0.21612 | 27.46 | -27.4599 | -27.46 | 1000 | 1000 | 27.46 | 12.48
2016-12-09 04:00:00 | 0.37572 | 0.40308 | 0.22876 | 27.55 | -27.5499 | -27.55 | 1000 | 1000 | 27.55 | 15.77
2016-12-09 05:00:00 | 0.3725 | 0.4 | 0.26928 | 31.57 | -31.5699 | -31.57 | 1000 | 1000 | 31.57 | 28.7
2016-12-09 06:00:00 | 0.3725 | 0.4 | 0.46874 | 44.47 | -44.4699 | -44.47 | 1000 | 1000 | 44.47 | 43.32
2016-12-09 07:00:00 | 0.36607 | 0.39385 | 0.67301 | 46.99 | -46.9899 | -46.99 | 1000 | 1000 | 46.99 | 52.68
2016-12-09 08:00:00 | 0.35963 | 0.38769 | 0.76549 | 43.68 | -43.6799 | -43.68 | 1000 | 1000 | 43.68 | 53.19
2016-12-09 09:00:00 | 0.34676 | 0.37538 | 0.7631 | 45.93 | -45.9299 | -45.93 | 1000 | 1000 | 45.93 | 52.28
2016-12-09 10:00:00 | 0.33389 | 0.36308 | 0.73645 | 42.51 | -42.5099 | -42.51 | 1000 | 1000 | 42.51 | 50.28
2016-12-09 11:00:00 | 0.31136 | 0.34154 | 0.75244 | 39.02 | -39.0199 | -39.02 | 1000 | 1000 | 39.02 | 50.12
2016-12-09 12:00:00 | 0.28562 | 0.31692 | 0.78569 | 37.5 | -37.4999 | -37.5 | 1000 | 1000 | 37.5 | 47.8
2016-12-09 13:00:00 | 0.27918 | 0.31077 | 0.74358 | 37.44 | -37.4399 | -37.44 | 1000 | 1000 | 37.44 | 47.96
2016-12-09 14:00:00 | 0.2824 | 0.31385 | 0.6716 | 40.82 | -40.8199 | -40.82 | 1000 | 1000 | 40.82 | 49.52
2016-12-09 15:00:00 | 0.28884 | 0.32 | 0.6447 | 41.91 | -41.9099 | -41.91 | 1000 | 1000 | 41.91 | 48.62
2016-12-09 16:00:00 | 0.29206 | 0.32308 | 0.65698 | 41.96 | -41.9599 | -41.96 | 1000 | 1000 | 41.96 | 51.5
2016-12-09 17:00:00 | 0.30171 | 0.33231 | 0.76076 | 39.15 | -39.1499 | -39.15 | 1000 | 1000 | 39.15 | 64.14
2016-12-09 18:00:00 | 0.29849 | 0.32923 | 0.8848 | 40.86 | -40.8599 | -40.86 | 1000 | 1000 | 40.86 | 60.59
2016-12-09 19:00:00 | 0.29849 | 0.32923 | 0.92169 | 35 | -34.9999 | -35 | 1000 | 1000 | 35 | 57.08
2016-12-09 20:00:00 | 0.28562 | 0.31692 | 0.81915 | 32.46 | -32.4599 | -32.46 | 1000 | 1000 | 32.46 | 54.66
2016-12-09 21:00:00 | 0.29849 | 0.32923 | 0.69019 | 31.24 | -31.2399 | -31.24 | 1000 | 1000 | 31.24 | 47.92
2016-12-09 22:00:00 | 0.30171 | 0.33231 | 0.57811 | 29 | -28.9999 | -29 | 1000 | 1000 | 29 | 48.4
2016-12-09 23:00:00 | 0.29849 | 0.32923 | 0.44327 | 25.98 | -25.9799 | -25.98 | 1000 | 1000 | 25.98 | 42.46
2016-12-10 00:00:00 | 0.29527 | 0.32615 | 0.36334 | 24.02 | -24.0199 | -24.02 | 1000 | 1000 | 24.02 | 41.85
2016-12-10 01:00:00 | 0.2824 | 0.31385 | 0.30185 | 23.95 | -23.9499 | -23.95 | 1000 | 1000 | 23.95 | 40.02
2016-12-10 02:00:00 | 0.27275 | 0.30462 | 0.247 | 20.3 | -20.2999 | -20.3 | 1000 | 1000 | 20.3 | 38.29
2016-12-10 03:00:00 | 0.27597 | 0.30769 | 0.23565 | 20.55 | -20.5499 | -20.55 | 1000 | 1000 | 20.55 | 33.56
2016-12-10 04:00:00 | 0.26631 | 0.29846 | 0.23258 | 23.25 | -23.2499 | -23.25 | 1000 | 1000 | 23.25 | 39.04
2016-12-10 05:00:00 | 0.26309 | 0.29538 | 0.24426 | 23.08 | -23.0799 | -23.08 | 1000 | 1000 | 23.08 | 38.57
2016-12-10 06:00:00 | 0.25988 | 0.29231 | 0.30966 | 24.13 | -24.1299 | -24.13 | 1000 | 1000 | 24.13 | 40.55
2016-12-10 07:00:00 | 0.26309 | 0.29538 | 0.47243 | 28.49 | -28.4899 | -28.49 | 1000 | 1000 | 28.49 | 43.51
2016-12-10 08:00:00 | 0.25666 | 0.28923 | 0.68704 | 31.08 | -31.0799 | -31.08 | 1000 | 1000 | 31.08 | 46.11
2016-12-10 09:00:00 | 0.26309 | 0.29538 | 0.80606 | 31.86 | -31.8599 | -31.86 | 1000 | 1000 | 31.86 | 50.92
2016-12-10 10:00:00 | 0.26953 | 0.30154 | 0.84283 | 33.77 | -33.7699 | -33.77 | 1000 | 1000 | 33.77 | 53.18
2016-12-10 11:00:00 | 0.27918 | 0.31077 | 0.87704 | 33 | -32.9999 | -33 | 1000 | 1000 | 33 | 52.79
2016-12-10 12:00:00 | 0.28562 | 0.31692 | 0.91636 | 32.35 | -32.3499 | -32.35 | 1000 | 1000 | 32.35 | 52.96
2016-12-10 13:00:00 | 0.2824 | 0.31385 | 0.88755 | 35.02 | -35.0199 | -35.02 | 1000 | 1000 | 35.02 | 49
2016-12-10 14:00:00 | 0.28562 | 0.31692 | 0.79022 | 41.92 | -41.9199 | -41.92 | 1000 | 1000 | 41.92 | 44.53
2016-12-10 15:00:00 | 0.29527 | 0.32615 | 0.71445 | 43.67 | -43.6699 | -43.67 | 1000 | 1000 | 43.67 | 44.75
2016-12-10 16:00:00 | 0.29527 | 0.32615 | 0.70607 | 50.03 | -50.0299 | -50.03 | 1000 | 1000 | 50.03 | 49.96
2016-12-10 17:00:00 | 0.29849 | 0.32923 | 0.8672 | 45.12 | -45.1199 | -45.12 | 1000 | 1000 | 45.12 | 59.72
2016-12-10 18:00:00 | 0.29527 | 0.32615 | 0.99703 | 40.17 | -40.1699 | -40.17 | 1000 | 1000 | 40.17 | 67.16
2016-12-10 19:00:00 | 0.29527 | 0.32615 | 1 | 39.94 | -39.9399 | -39.94 | 1000 | 1000 | 39.94 | 52.25
2016-12-10 20:00:00 | 0.29527 | 0.32615 | 0.83309 | 34.72 | -34.7199 | -34.72 | 1000 | 1000 | 34.72 | 42.49
2016-12-10 21:00:00 | 0.30171 | 0.33231 | 0.66229 | 34.94 | -34.9399 | -34.94 | 1000 | 1000 | 34.94 | 42.4
2016-12-10 22:00:00 | 0.30815 | 0.33846 | 0.60399 | 31.4 | -31.3999 | -31.4 | 1000 | 1000 | 31.4 | 43.33
2016-12-10 23:00:00 | 0.31458 | 0.34462 | 0.51572 | 30.58 | -30.5799 | -30.58 | 1000 | 1000 | 30.58 | 40.22
2016-12-11 00:00:00 | 0.3178 | 0.34769 | 0.39659 | 28.44 | -28.4399 | -28.44 | 1000 | 1000 | 28.44 | 38.58
2016-12-11 01:00:00 | 0.32424 | 0.35385 | 0.29555 | 28.95 | -28.9499 | -28.95 | 1000 | 1000 | 28.95 | 35.49
2016-12-11 02:00:00 | 0.33389 | 0.36308 | 0.24054 | 28.08 | -28.0799 | -28.08 | 1000 | 1000 | 28.08 | 32.58
2016-12-11 03:00:00 | 0.34032 | 0.36923 | 0.21979 | 27.56 | -27.5599 | -27.56 | 1000 | 1000 | 27.56 | 32.11
2016-12-11 04:00:00 | 0.34354 | 0.37231 | 0.20895 | 27.94 | -27.9399 | -27.94 | 1000 | 1000 | 27.94 | 35.05
2016-12-11 05:00:00 | 0.34998 | 0.37846 | 0.2107 | 26.16 | -26.1599 | -26.16 | 1000 | 1000 | 26.16 | 33.8
2016-12-11 06:00:00 | 0.3532 | 0.38154 | 0.22636 | 26.51 | -26.5099 | -26.51 | 1000 | 1000 | 26.51 | 34.81
2016-12-11 07:00:00 | 0.3532 | 0.38154 | 0.26686 | 26.84 | -26.8399 | -26.84 | 1000 | 1000 | 26.84 | 37.52
2016-12-11 08:00:00 | 0.3725 | 0.4 | 0.42994 | 29.51 | -29.5099 | -29.51 | 1000 | 1000 | 29.51 | 43.88
2016-12-11 09:00:00 | 0.36929 | 0.39692 | 0.65048 | 29.75 | -29.7499 | -29.75 | 1000 | 1000 | 29.75 | 46.3
2016-12-11 10:00:00 | 0.38538 | 0.41231 | 0.81425 | 30.42 | -30.4199 | -30.42 | 1000 | 1000 | 30.42 | 48.98
2016-12-11 11:00:00 | 0.37894 | 0.40615 | 0.94383 | 29.03 | -29.0299 | -29.03 | 1000 | 1000 | 29.03 | 51.95
2016-12-11 12:00:00 | 0.36929 | 0.39692 | 0.96576 | 25.1 | -25.0999 | -25.1 | 1000 | 1000 | 25.1 | 53.87
2016-12-11 13:00:00 | 0.36285 | 0.39077 | 0.82374 | 24.01 | -24.0099 | -24.01 | 1000 | 1000 | 24.01 | 51.94
2016-12-11 14:00:00 | 0.35641 | 0.38462 | 0.65983 | 24.7 | -24.6999 | -24.7 | 1000 | 1000 | 24.7 | 43.29
2016-12-11 15:00:00 | 0.3532 | 0.38154 | 0.56761 | 34.57 | -34.5699 | -34.57 | 1000 | 1000 | 34.57 | 43.59
2016-12-11 16:00:00 | 0.3532 | 0.38154 | 0.52133 | 32.83 | -32.8299 | -32.83 | 1000 | 1000 | 32.83 | 48.28
2016-12-11 17:00:00 | 0.35641 | 0.38462 | 0.61979 | 34.07 | -34.0699 | -34.07 | 1000 | 1000 | 34.07 | 57.08
2016-12-11 18:00:00 | 0.39181 | 0.41846 | 0.76472 | 32.9 | -32.8999 | -32.9 | 1000 | 1000 | 32.9 | 60.89
2016-12-11 19:00:00 | 0.38538 | 0.41231 | 0.85205 | 32.01 | -32.0099 | -32.01 | 1000 | 1000 | 32.01 | 57.04
2016-12-11 20:00:00 | 0.36607 | 0.39385 | 0.77783 | 29.09 | -29.0899 | -29.09 | 1000 | 1000 | 29.09 | 55.02
2016-12-11 21:00:00 | 0.37894 | 0.40615 | 0.66127 | 30.44 | -30.4399 | -30.44 | 1000 | 1000 | 30.44 | 49.07
2016-12-11 22:00:00 | 0.3725 | 0.4 | 0.5638 | 25.92 | -25.9199 | -25.92 | 1000 | 1000 | 25.92 | 53.2
2016-12-11 23:00:00 | 0.36607 | 0.39385 | 0.42608 | 23.98 | -23.9799 | -23.98 | 1000 | 1000 | 23.98 | 45
2016-12-12 00:00:00 | 0.36929 | 0.39692 | 0.31267 | 28.82 | -28.8199 | -28.82 | 1000 | 1000 | 28.82 | 38.99
2016-12-12 01:00:00 | 0.36929 | 0.39692 | 0.2388 | 28.24 | -28.2399 | -28.24 | 1000 | 1000 | 28.24 | 36.93
2016-12-12 02:00:00 | 0.3725 | 0.4 | 0.2191 | 27.49 | -27.4899 | -27.49 | 1000 | 1000 | 27.49 | 33.94
2016-12-12 03:00:00 | 0.36607 | 0.39385 | 0.21612 | 26.6 | -26.5999 | -26.6 | 1000 | 1000 | 26.6 | 31.03
2016-12-12 04:00:00 | 0.37894 | 0.40615 | 0.22876 | 28.78 | -28.7799 | -28.78 | 1000 | 1000 | 28.78 | 32.11
2016-12-12 05:00:00 | 0.39503 | 0.42154 | 0.26928 | 43.7 | -43.6999 | -43.7 | 1000 | 1000 | 43.7 | 35.59
2016-12-12 06:00:00 | 0.44973 | 0.47385 | 0.46874 | 57.36 | -57.3599 | -57.36 | 1000 | 1000 | 57.36 | 45
2016-12-12 07:00:00 | 0.46261 | 0.48615 | 0.67301 | 47.93 | -47.9299 | -47.93 | 1000 | 1000 | 47.93 | 58.66
2016-12-12 08:00:00 | 0.498 | 0.52 | 0.76549 | 50.09 | -50.0899 | -50.09 | 1000 | 1000 | 50.09 | 57.02
2016-12-12 09:00:00 | 0.48835 | 0.51077 | 0.7631 | 52.32 | -52.3199 | -52.32 | 1000 | 1000 | 52.32 | 54.66
2016-12-12 10:00:00 | 0.47548 | 0.49846 | 0.73645 | 59.54 | -59.5399 | -59.54 | 1000 | 1000 | 59.54 | 55.48
2016-12-12 11:00:00 | 0.46904 | 0.49231 | 0.75244 | 53.91 | -53.9099 | -53.91 | 1000 | 1000 | 53.91 | 57.9
2016-12-12 12:00:00 | 0.46261 | 0.48615 | 0.78569 | 63.67 | -63.6699 | -63.67 | 1000 | 1000 | 63.67 | 58.96
2016-12-12 13:00:00 | 0.46582 | 0.48923 | 0.74358 | 63.81 | -63.8099 | -63.81 | 1000 | 1000 | 63.81 | 55.39
2016-12-12 14:00:00 | 0.4787 | 0.50154 | 0.6716 | 56.29 | -56.2899 | -56.29 | 1000 | 1000 | 56.29 | 54.63
2016-12-12 15:00:00 | 0.52696 | 0.54769 | 0.6447 | 70.25 | -70.2499 | -70.25 | 1000 | 1000 | 70.25 | 50.95
2016-12-12 16:00:00 | 0.56558 | 0.58462 | 0.65698 | 80.62 | -80.6199 | -80.62 | 1000 | 1000 | 80.62 | 55.62
2016-12-12 17:00:00 | 0.57202 | 0.59077 | 0.76076 | 65.2 | -65.1999 | -65.2 | 1000 | 1000 | 65.2 | 63.01
2016-12-12 18:00:00 | 0.59776 | 0.61538 | 0.8848 | 57.18 | -57.1799 | -57.18 | 1000 | 1000 | 57.18 | 66.55
2016-12-12 19:00:00 | 0.61707 | 0.63385 | 0.92169 | 46.96 | -46.9599 | -46.96 | 1000 | 1000 | 46.96 | 61.51
2016-12-12 20:00:00 | 0.62994 | 0.64615 | 0.81915 | 37.73 | -37.7299 | -37.73 | 1000 | 1000 | 37.73 | 53.19
2016-12-12 21:00:00 | 0.6235 | 0.64 | 0.69019 | 35.07 | -35.0699 | -35.07 | 1000 | 1000 | 35.07 | 46.89
2016-12-12 22:00:00 | 0.63959 | 0.65538 | 0.57811 | 33.33 | -33.3299 | -33.33 | 1000 | 1000 | 33.33 | 48
2016-12-12 23:00:00 | 0.63959 | 0.65538 | 0.44327 | 35.88 | -35.8799 | -35.88 | 1000 | 1000 | 35.88 | 44.12
2016-12-13 00:00:00 | 0.65246 | 0.66769 | 0.31267 | 33.04 | -33.0399 | -33.04 | 1000 | 1000 | 33.04 | 39.3
2016-12-13 01:00:00 | 0.64925 | 0.66462 | 0.2388 | 33.04 | -33.0399 | -33.04 | 1000 | 1000 | 33.04 | 36.19
2016-12-13 02:00:00 | 0.65568 | 0.67077 | 0.2191 | 33.02 | -33.0199 | -33.02 | 1000 | 1000 | 33.02 | 32.47
2016-12-13 03:00:00 | 0.63959 | 0.65538 | 0.21612 | 34.97 | -34.9699 | -34.97 | 1000 | 1000 | 34.97 | 28.81
2016-12-13 04:00:00 | 0.62994 | 0.64615 | 0.22876 | 32.84 | -32.8399 | -32.84 | 1000 | 1000 | 32.84 | 27.15
2016-12-13 05:00:00 | 0.61385 | 0.63077 | 0.26928 | 47.41 | -47.4099 | -47.41 | 1000 | 1000 | 47.41 | 33.69
2016-12-13 06:00:00 | 0.61063 | 0.62769 | 0.46874 | 49.9 | -49.8999 | -49.9 | 1000 | 1000 | 49.9 | 39.94
2016-12-13 07:00:00 | 0.60098 | 0.61846 | 0.67301 | 54.39 | -54.3899 | -54.39 | 1000 | 1000 | 54.39 | 52.24
2016-12-13 08:00:00 | 0.59776 | 0.61538 | 0.76549 | 58.12 | -58.1199 | -58.12 | 1000 | 1000 | 58.12 | 51.39
2016-12-13 09:00:00 | 0.58489 | 0.60308 | 0.7631 | 62.76 | -62.7599 | -62.76 | 1000 | 1000 | 62.76 | 46.3
2016-12-13 10:00:00 | 0.57202 | 0.59077 | 0.73645 | 60.09 | -60.0899 | -60.09 | 1000 | 1000 | 60.09 | 45
2016-12-13 11:00:00 | 0.55914 | 0.57846 | 0.75244 | 58 | -57.9999 | -58 | 1000 | 1000 | 58 | 48.56
2016-12-13 12:00:00 | 0.54627 | 0.56615 | 0.78569 | 59.39 | -59.3899 | -59.39 | 1000 | 1000 | 59.39 | 49.67
2016-12-13 13:00:00 | 0.5334 | 0.55385 | 0.74358 | 59.6 | -59.5999 | -59.6 | 1000 | 1000 | 59.6 | 49.61
2016-12-13 14:00:00 | 0.52696 | 0.54769 | 0.6716 | 61.6 | -61.5999 | -61.6 | 1000 | 1000 | 61.6 | 47.99
2016-12-13 15:00:00 | 0.52696 | 0.54769 | 0.6447 | 63.02 | -63.0199 | -63.02 | 1000 | 1000 | 63.02 | 48
2016-12-13 16:00:00 | 0.52696 | 0.54769 | 0.65698 | 70.42 | -70.4199 | -70.42 | 1000 | 1000 | 70.42 | 51.1
2016-12-13 17:00:00 | 0.52696 | 0.54769 | 0.76076 | 60.09 | -60.0899 | -60.09 | 1000 | 1000 | 60.09 | 62.95
2016-12-13 18:00:00 | 0.52053 | 0.54154 | 0.8848 | 57.76 | -57.7599 | -57.76 | 1000 | 1000 | 57.76 | 63
2016-12-13 19:00:00 | 0.54305 | 0.56308 | 0.92169 | 45.66 | -45.6599 | -45.66 | 1000 | 1000 | 45.66 | 57.98
2016-12-13 20:00:00 | 0.54305 | 0.56308 | 0.81915 | 40.19 | -40.1899 | -40.19 | 1000 | 1000 | 40.19 | 53.2
2016-12-13 21:00:00 | 0.53662 | 0.55692 | 0.69019 | 37.02 | -37.0199 | -37.02 | 1000 | 1000 | 37.02 | 47.35
2016-12-13 22:00:00 | 0.52053 | 0.54154 | 0.57811 | 32.53 | -32.5299 | -32.53 | 1000 | 1000 | 32.53 | 44.37
2016-12-13 23:00:00 | 0.51409 | 0.53538 | 0.44327 | 33.09 | -33.0899 | -33.09 | 1000 | 1000 | 33.09 | 39.07
2016-12-14 00:00:00 | 0.51087 | 0.53231 | 0.31267 | 33.28 | -33.2799 | -33.28 | 1000 | 1000 | 33.28 | 34.97
2016-12-14 01:00:00 | 0.50122 | 0.52308 | 0.2388 | 33 | -32.9999 | -33 | 1000 | 1000 | 33 | 26.52
2016-12-14 02:00:00 | 0.49157 | 0.51385 | 0.2191 | 32.64 | -32.6399 | -32.64 | 1000 | 1000 | 32.64 | 27.25
2016-12-14 03:00:00 | 0.4787 | 0.50154 | 0.21612 | 32.66 | -32.6599 | -32.66 | 1000 | 1000 | 32.66 | 23.64
2016-12-14 04:00:00 | 0.46904 | 0.49231 | 0.22876 | 36.9 | -36.8999 | -36.9 | 1000 | 1000 | 36.9 | 28.15
2016-12-14 05:00:00 | 0.47226 | 0.49538 | 0.26928 | 49.91 | -49.9099 | -49.91 | 1000 | 1000 | 49.91 | 35.8
2016-12-14 06:00:00 | 0.46904 | 0.49231 | 0.46874 | 75.06 | -75.0599 | -75.06 | 1000 | 1000 | 75.06 | 43.28
2016-12-14 07:00:00 | 0.46261 | 0.48615 | 0.67301 | 82.26 | -82.2599 | -82.26 | 1000 | 1000 | 82.26 | 52.15
2016-12-14 08:00:00 | 0.45939 | 0.48308 | 0.76549 | 78.58 | -78.5799 | -78.58 | 1000 | 1000 | 78.58 | 56.84
2016-12-14 09:00:00 | 0.44652 | 0.47077 | 0.7631 | 77.17 | -77.1699 | -77.17 | 1000 | 1000 | 77.17 | 58.68
2016-12-14 10:00:00 | 0.43686 | 0.46154 | 0.73645 | 75.94 | -75.9399 | -75.94 | 1000 | 1000 | 75.94 | 59.28
2016-12-14 11:00:00 | 0.42077 | 0.44615 | 0.75244 | 70.55 | -70.5499 | -70.55 | 1000 | 1000 | 70.55 | 59.25
2016-12-14 12:00:00 | 0.40468 | 0.43077 | 0.78569 | 69.91 | -69.9099 | -69.91 | 1000 | 1000 | 69.91 | 56.81
2016-12-14 13:00:00 | 0.42077 | 0.44615 | 0.74358 | 69.69 | -69.6899 | -69.69 | 1000 | 1000 | 69.69 | 52.13
2016-12-14 14:00:00 | 0.43364 | 0.45846 | 0.6716 | 72.52 | -72.5199 | -72.52 | 1000 | 1000 | 72.52 | 48.5
2016-12-14 15:00:00 | 0.48191 | 0.50462 | 0.6447 | 75.15 | -75.1499 | -75.15 | 1000 | 1000 | 75.15 | 48.85
2016-12-14 16:00:00 | 0.498 | 0.52 | 0.65698 | 91.81 | -91.8099 | -91.81 | 1000 | 1000 | 91.81 | 50.08
2016-12-14 17:00:00 | 0.52375 | 0.54462 | 0.76076 | 79.9 | -79.8999 | -79.9 | 1000 | 1000 | 79.9 | 61.27
2016-12-14 18:00:00 | 0.54305 | 0.56308 | 0.8848 | 78.62 | -78.6199 | -78.62 | 1000 | 1000 | 78.62 | 56.91
2016-12-14 19:00:00 | 0.56558 | 0.58462 | 0.92169 | 67.54 | -67.5399 | -67.54 | 1000 | 1000 | 67.54 | 50.41
2016-12-14 20:00:00 | 0.54627 | 0.56615 | 0.81915 | 47.94 | -47.9399 | -47.94 | 1000 | 1000 | 47.94 | 44.2
2016-12-14 21:00:00 | 0.54305 | 0.56308 | 0.69019 | 41.71 | -41.7099 | -41.71 | 1000 | 1000 | 41.71 | 46.8
2016-12-14 22:00:00 | 0.52375 | 0.54462 | 0.57811 | 35.57 | -35.5699 | -35.57 | 1000 | 1000 | 35.57 | 43.17
2016-12-14 23:00:00 | 0.50766 | 0.52923 | 0.44327 | 35.05 | -35.0499 | -35.05 | 1000 | 1000 | 35.05 | 38.6
2016-12-15 00:00:00 | 0.49479 | 0.51692 | 0.31267 | 33.31 | -33.3099 | -33.31 | 1000 | 1000 | 33.31 | 35.24
2016-12-15 01:00:00 | 0.49157 | 0.51385 | 0.2388 | 34.2 | -34.1999 | -34.2 | 1000 | 1000 | 34.2 | 27.85
2016-12-15 02:00:00 | 0.48513 | 0.50769 | 0.2191 | 33.51 | -33.5099 | -33.51 | 1000 | 1000 | 33.51 | 27.35
2016-12-15 03:00:00 | 0.47548 | 0.49846 | 0.21612 | 34.53 | -34.5299 | -34.53 | 1000 | 1000 | 34.53 | 24.39
2016-12-15 04:00:00 | 0.4787 | 0.50154 | 0.22876 | 35.61 | -35.6099 | -35.61 | 1000 | 1000 | 35.61 | 26.79
2016-12-15 05:00:00 | 0.47548 | 0.49846 | 0.26928 | 49.55 | -49.5499 | -49.55 | 1000 | 1000 | 49.55 | 33.99
2016-12-15 06:00:00 | 0.48835 | 0.51077 | 0.46874 | 67.91 | -67.9099 | -67.91 | 1000 | 1000 | 67.91 | 42.46
2016-12-15 07:00:00 | 0.48513 | 0.50769 | 0.67301 | 67.07 | -67.0699 | -67.07 | 1000 | 1000 | 67.07 | 49.37
2016-12-15 08:00:00 | 0.48513 | 0.50769 | 0.76549 | 62.27 | -62.2699 | -62.27 | 1000 | 1000 | 62.27 | 51.93
2016-12-15 09:00:00 | 0.47226 | 0.49538 | 0.7631 | 59.13 | -59.1299 | -59.13 | 1000 | 1000 | 59.13 | 51.23
2016-12-15 10:00:00 | 0.46261 | 0.48615 | 0.73645 | 57.69 | -57.6899 | -57.69 | 1000 | 1000 | 57.69 | 50.4
2016-12-15 11:00:00 | 0.45939 | 0.48308 | 0.75244 | 53.72 | -53.7199 | -53.72 | 1000 | 1000 | 53.72 | 50.13
2016-12-15 12:00:00 | 0.45939 | 0.48308 | 0.78569 | 54.95 | -54.9499 | -54.95 | 1000 | 1000 | 54.95 | 50.98
2016-12-15 13:00:00 | 0.46261 | 0.48615 | 0.74358 | 55 | -54.9999 | -55 | 1000 | 1000 | 55 | 50.86
2016-12-15 14:00:00 | 0.47226 | 0.49538 | 0.6716 | 60.24 | -60.2399 | -60.24 | 1000 | 1000 | 60.24 | 48.79
2016-12-15 15:00:00 | 0.48191 | 0.50462 | 0.6447 | 62.05 | -62.0499 | -62.05 | 1000 | 1000 | 62.05 | 49.47
2016-12-15 16:00:00 | 0.49157 | 0.51385 | 0.65698 | 70.03 | -70.0299 | -70.03 | 1000 | 1000 | 70.03 | 53.13
2016-12-15 17:00:00 | 0.49157 | 0.51385 | 0.76076 | 58.95 | -58.9499 | -58.95 | 1000 | 1000 | 58.95 | 64.48
2016-12-15 18:00:00 | 0.49157 | 0.51385 | 0.8848 | 54.65 | -54.6499 | -54.65 | 1000 | 1000 | 54.65 | 64.94
2016-12-15 19:00:00 | 0.498 | 0.52 | 0.92169 | 45.37 | -45.3699 | -45.37 | 1000 | 1000 | 45.37 | 59.67
2016-12-15 20:00:00 | 0.50444 | 0.52615 | 0.81915 | 40 | -39.9999 | -40 | 1000 | 1000 | 40 | 51.25
2016-12-15 21:00:00 | 0.51087 | 0.53231 | 0.69019 | 37.53 | -37.5299 | -37.53 | 1000 | 1000 | 37.53 | 48.41
2016-12-15 22:00:00 | 0.51731 | 0.53846 | 0.57811 | 33.98 | -33.9799 | -33.98 | 1000 | 1000 | 33.98 | 47.44
2016-12-15 23:00:00 | 0.52696 | 0.54769 | 0.44327 | 34.25 | -34.2499 | -34.25 | 1000 | 1000 | 34.25 | 43.31
2016-12-16 00:00:00 | 0.52053 | 0.54154 | 0.31267 | 33.29 | -33.2899 | -33.29 | 1000 | 1000 | 33.29 | 40.16
2016-12-16 01:00:00 | 0.52375 | 0.54462 | 0.2388 | 32 | -31.9999 | -32 | 1000 | 1000 | 32 | 37.37
2016-12-16 02:00:00 | 0.52696 | 0.54769 | 0.2191 | 31.92 | -31.9199 | -31.92 | 1000 | 1000 | 31.92 | 37.48
2016-12-16 03:00:00 | 0.53018 | 0.55077 | 0.21612 | 33.15 | -33.1499 | -33.15 | 1000 | 1000 | 33.15 | 35.02
2016-12-16 04:00:00 | 0.53662 | 0.55692 | 0.22876 | 35.51 | -35.5099 | -35.51 | 1000 | 1000 | 35.51 | 35.05
2016-12-16 05:00:00 | 0.5334 | 0.55385 | 0.26928 | 46.76 | -46.7599 | -46.76 | 1000 | 1000 | 46.76 | 41.21
2016-12-16 06:00:00 | 0.53662 | 0.55692 | 0.46874 | 58.99 | -58.9899 | -58.99 | 1000 | 1000 | 58.99 | 47.76
2016-12-16 07:00:00 | 0.54305 | 0.56308 | 0.67301 | 62.65 | -62.6499 | -62.65 | 1000 | 1000 | 62.65 | 56.35
2016-12-16 08:00:00 | 0.53984 | 0.56 | 0.76549 | 59.99 | -59.9899 | -59.99 | 1000 | 1000 | 59.99 | 61.12
2016-12-16 09:00:00 | 0.53662 | 0.55692 | 0.7631 | 59.04 | -59.0399 | -59.04 | 1000 | 1000 | 59.04 | 61.14
2016-12-16 10:00:00 | 0.52696 | 0.54769 | 0.73645 | 59.56 | -59.5599 | -59.56 | 1000 | 1000 | 59.56 | 61.63
2016-12-16 11:00:00 | 0.51731 | 0.53846 | 0.75244 | 56.96 | -56.9599 | -56.96 | 1000 | 1000 | 56.96 | 59.89
2016-12-16 12:00:00 | 0.51409 | 0.53538 | 0.78569 | 57.98 | -57.9799 | -57.98 | 1000 | 1000 | 57.98 | 57.9
2016-12-16 13:00:00 | 0.51409 | 0.53538 | 0.74358 | 64.88 | -64.8799 | -64.88 | 1000 | 1000 | 64.88 | 51.37
2016-12-16 14:00:00 | 0.52696 | 0.54769 | 0.6716 | 65.1 | -65.0999 | -65.1 | 1000 | 1000 | 65.1 | 46.69
2016-12-16 15:00:00 | 0.55271 | 0.57231 | 0.6447 | 69.46 | -69.4599 | -69.46 | 1000 | 1000 | 69.46 | 44.75
2016-12-16 16:00:00 | 0.57523 | 0.59385 | 0.65698 | 80.99 | -80.9899 | -80.99 | 1000 | 1000 | 80.99 | 48.48
2016-12-16 17:00:00 | 0.57845 | 0.59692 | 0.76076 | 68 | -67.9999 | -68 | 1000 | 1000 | 68 | 56.74
2016-12-16 18:00:00 | 0.61385 | 0.63077 | 0.8848 | 71.71 | -71.7099 | -71.71 | 1000 | 1000 | 71.71 | 54.71
2016-12-16 19:00:00 | 0.60419 | 0.62154 | 0.92169 | 63.6 | -63.5999 | -63.6 | 1000 | 1000 | 63.6 | 48.5
2016-12-16 20:00:00 | 0.62672 | 0.64308 | 0.81915 | 48.09 | -48.0899 | -48.09 | 1000 | 1000 | 48.09 | 47.92
2016-12-16 21:00:00 | 0.62028 | 0.63692 | 0.69019 | 42.49 | -42.4899 | -42.49 | 1000 | 1000 | 42.49 | 44.58
2016-12-16 22:00:00 | 0.6235 | 0.64 | 0.57811 | 37.06 | -37.0599 | -37.06 | 1000 | 1000 | 37.06 | 42.02
2016-12-16 23:00:00 | 0.63637 | 0.65231 | 0.44327 | 42.1 | -42.0999 | -42.1 | 1000 | 1000 | 42.1 | 37.2
2016-12-17 00:00:00 | 0.65246 | 0.66769 | 0.36334 | 39.44 | -39.4399 | -39.44 | 1000 | 1000 | 39.44 | 26.87
2016-12-17 01:00:00 | 0.66212 | 0.67692 | 0.30185 | 38.36 | -38.3599 | -38.36 | 1000 | 1000 | 38.36 | 26
2016-12-17 02:00:00 | 0.69108 | 0.70462 | 0.247 | 38.28 | -38.2799 | -38.28 | 1000 | 1000 | 38.28 | 18.41
2016-12-17 03:00:00 | 0.71039 | 0.72308 | 0.23565 | 39.07 | -39.0699 | -39.07 | 1000 | 1000 | 39.07 | 15.65
2016-12-17 04:00:00 | 0.6943 | 0.70769 | 0.23258 | 39.01 | -39.0099 | -39.01 | 1000 | 1000 | 39.01 | 17
2016-12-17 05:00:00 | 0.66534 | 0.68 | 0.24426 | 36 | -35.9999 | -36 | 1000 | 1000 | 36 | 15.64
2016-12-17 06:00:00 | 0.65246 | 0.66769 | 0.30966 | 39.01 | -39.0099 | -39.01 | 1000 | 1000 | 39.01 | 15.91
2016-12-17 07:00:00 | 0.63316 | 0.64923 | 0.47243 | 47.84 | -47.8399 | -47.84 | 1000 | 1000 | 47.84 | 30.86
2016-12-17 08:00:00 | 0.63959 | 0.65538 | 0.68704 | 54.97 | -54.9699 | -54.97 | 1000 | 1000 | 54.97 | 35.07
2016-12-17 09:00:00 | 0.64281 | 0.65846 | 0.80606 | 54.91 | -54.9099 | -54.91 | 1000 | 1000 | 54.91 | 39.06
2016-12-17 10:00:00 | 0.63959 | 0.65538 | 0.84283 | 54.35 | -54.3499 | -54.35 | 1000 | 1000 | 54.35 | 40.6
2016-12-17 11:00:00 | 0.63637 | 0.65231 | 0.87704 | 50.1 | -50.0999 | -50.1 | 1000 | 1000 | 50.1 | 41.15
2016-12-17 12:00:00 | 0.62672 | 0.64308 | 0.91636 | 47.65 | -47.6499 | -47.65 | 1000 | 1000 | 47.65 | 37.81
2016-12-17 13:00:00 | 0.6235 | 0.64 | 0.88755 | 49.68 | -49.6799 | -49.68 | 1000 | 1000 | 49.68 | 36.83
2016-12-17 14:00:00 | 0.61707 | 0.63385 | 0.79022 | 50.68 | -50.6799 | -50.68 | 1000 | 1000 | 50.68 | 37.76
2016-12-17 15:00:00 | 0.61063 | 0.62769 | 0.71445 | 54.8 | -54.7999 | -54.8 | 1000 | 1000 | 54.8 | 39.99
2016-12-17 16:00:00 | 0.60098 | 0.61846 | 0.70607 | 61.01 | -61.0099 | -61.01 | 1000 | 1000 | 61.01 | 42.63
2016-12-17 17:00:00 | 0.60098 | 0.61846 | 0.8672 | 63.53 | -63.5299 | -63.53 | 1000 | 1000 | 63.53 | 48.08
2016-12-17 18:00:00 | 0.60419 | 0.62154 | 0.99703 | 54.98 | -54.9799 | -54.98 | 1000 | 1000 | 54.98 | 45.85
2016-12-17 19:00:00 | 0.59454 | 0.61231 | 1 | 46.22 | -46.2199 | -46.22 | 1000 | 1000 | 46.22 | 43.97
2016-12-17 20:00:00 | 0.58811 | 0.60615 | 0.83309 | 40.93 | -40.9299 | -40.93 | 1000 | 1000 | 40.93 | 38.52
2016-12-17 21:00:00 | 0.58167 | 0.6 | 0.66229 | 40.98 | -40.9799 | -40.98 | 1000 | 1000 | 40.98 | 34.25
2016-12-17 22:00:00 | 0.57202 | 0.59077 | 0.60399 | 39.1 | -39.0999 | -39.1 | 1000 | 1000 | 39.1 | 37.35
2016-12-17 23:00:00 | 0.56236 | 0.58154 | 0.51572 | 35.78 | -35.7799 | -35.78 | 1000 | 1000 | 35.78 | 31.63
2016-12-18 00:00:00 | 0.57523 | 0.59385 | 0.39659 | 35.23 | -35.2299 | -35.23 | 1000 | 1000 | 35.23 | 30.51
2016-12-18 01:00:00 | 0.56558 | 0.58462 | 0.29555 | 33.96 | -33.9599 | -33.96 | 1000 | 1000 | 33.96 | 24.7
2016-12-18 02:00:00 | 0.56558 | 0.58462 | 0.24054 | 34.32 | -34.3199 | -34.32 | 1000 | 1000 | 34.32 | 21.18
2016-12-18 03:00:00 | 0.55914 | 0.57846 | 0.21979 | 33.96 | -33.9599 | -33.96 | 1000 | 1000 | 33.96 | 18.32
2016-12-18 04:00:00 | 0.5334 | 0.55385 | 0.20895 | 33.93 | -33.9299 | -33.93 | 1000 | 1000 | 33.93 | 15.14
2016-12-18 05:00:00 | 0.52375 | 0.54462 | 0.2107 | 34.36 | -34.3599 | -34.36 | 1000 | 1000 | 34.36 | 18.32
2016-12-18 06:00:00 | 0.51087 | 0.53231 | 0.22636 | 38.37 | -38.3699 | -38.37 | 1000 | 1000 | 38.37 | 11.98
2016-12-18 07:00:00 | 0.50444 | 0.52615 | 0.26686 | 36.88 | -36.8799 | -36.88 | 1000 | 1000 | 36.88 | 18.47
2016-12-18 08:00:00 | 0.48835 | 0.51077 | 0.42994 | 44.72 | -44.7199 | -44.72 | 1000 | 1000 | 44.72 | 28.03
2016-12-18 09:00:00 | 0.48191 | 0.50462 | 0.65048 | 45.94 | -45.9399 | -45.94 | 1000 | 1000 | 45.94 | 36.61
2016-12-18 10:00:00 | 0.47226 | 0.49538 | 0.81425 | 52.29 | -52.2899 | -52.29 | 1000 | 1000 | 52.29 | 41.04
2016-12-18 11:00:00 | 0.43364 | 0.45846 | 0.94383 | 52 | -51.9999 | -52 | 1000 | 1000 | 52 | 46.62
2016-12-18 12:00:00 | 0.42077 | 0.44615 | 0.96576 | 49.78 | -49.7799 | -49.78 | 1000 | 1000 | 49.78 | 42.12
2016-12-18 13:00:00 | 0.42077 | 0.44615 | 0.82374 | 45.82 | -45.8199 | -45.82 | 1000 | 1000 | 45.82 | 35.22
2016-12-18 14:00:00 | 0.41755 | 0.44308 | 0.65983 | 47.43 | -47.4299 | -47.43 | 1000 | 1000 | 47.43 | 37.04
2016-12-18 15:00:00 | 0.43364 | 0.45846 | 0.56761 | 49.98 | -49.9799 | -49.98 | 1000 | 1000 | 49.98 | 39.05
2016-12-18 16:00:00 | 0.4433 | 0.46769 | 0.52133 | 54.92 | -54.9199 | -54.92 | 1000 | 1000 | 54.92 | 41.84
2016-12-18 17:00:00 | 0.45295 | 0.47692 | 0.61979 | 53.98 | -53.9799 | -53.98 | 1000 | 1000 | 53.98 | 48.02
2016-12-18 18:00:00 | 0.45617 | 0.48 | 0.76472 | 50.13 | -50.1299 | -50.13 | 1000 | 1000 | 50.13 | 52.47
2016-12-18 19:00:00 | 0.47548 | 0.49846 | 0.85205 | 49.92 | -49.9199 | -49.92 | 1000 | 1000 | 49.92 | 52.05
2016-12-18 20:00:00 | 0.50122 | 0.52308 | 0.77783 | 45.73 | -45.7299 | -45.73 | 1000 | 1000 | 45.73 | 42.75
2016-12-18 21:00:00 | 0.50122 | 0.52308 | 0.66127 | 47.14 | -47.1399 | -47.14 | 1000 | 1000 | 47.14 | 37.74
2016-12-18 22:00:00 | 0.52053 | 0.54154 | 0.5638 | 42.06 | -42.0599 | -42.06 | 1000 | 1000 | 42.06 | 41.4
2016-12-18 23:00:00 | 0.58489 | 0.60308 | 0.42608 | 39.9 | -39.8999 | -39.9 | 1000 | 1000 | 39.9 | 39.04
2016-12-19 00:00:00 | 0.58489 | 0.60308 | 0.31267 | 39.08 | -39.0799 | -39.08 | 1000 | 1000 | 39.08 | 39.99
2016-12-19 01:00:00 | 0.57202 | 0.59077 | 0.2388 | 39.02 | -39.0199 | -39.02 | 1000 | 1000 | 39.02 | 37.45
2016-12-19 02:00:00 | 0.55914 | 0.57846 | 0.2191 | 38.56 | -38.5599 | -38.56 | 1000 | 1000 | 38.56 | 37.13
2016-12-19 03:00:00 | 0.53984 | 0.56 | 0.21612 | 39.01 | -39.0099 | -39.01 | 1000 | 1000 | 39.01 | 36.62
2016-12-19 04:00:00 | 0.52053 | 0.54154 | 0.22876 | 39.05 | -39.0499 | -39.05 | 1000 | 1000 | 39.05 | 35.07
2016-12-19 05:00:00 | 0.50766 | 0.52923 | 0.26928 | 54.11 | -54.1099 | -54.11 | 1000 | 1000 | 54.11 | 35.22
2016-12-19 06:00:00 | 0.50444 | 0.52615 | 0.46874 | 66.7 | -66.6999 | -66.7 | 1000 | 1000 | 66.7 | 42.07
2016-12-19 07:00:00 | 0.50122 | 0.52308 | 0.67301 | 65.38 | -65.3799 | -65.38 | 1000 | 1000 | 65.38 | 54.36
2016-12-19 08:00:00 | 0.498 | 0.52 | 0.76549 | 75.1 | -75.0999 | -75.1 | 1000 | 1000 | 75.1 | 56.93
2016-12-19 09:00:00 | 0.49157 | 0.51385 | 0.7631 | 74.99 | -74.9899 | -74.99 | 1000 | 1000 | 74.99 | 56.31
2016-12-19 10:00:00 | 0.47548 | 0.49846 | 0.73645 | 72.19 | -72.1899 | -72.19 | 1000 | 1000 | 72.19 | 58.63
2016-12-19 11:00:00 | 0.46582 | 0.48923 | 0.75244 | 70.8 | -70.7999 | -70.8 | 1000 | 1000 | 70.8 | 55.92
2016-12-19 12:00:00 | 0.45939 | 0.48308 | 0.78569 | 71.48 | -71.4799 | -71.48 | 1000 | 1000 | 71.48 | 54.9
2016-12-19 13:00:00 | 0.44652 | 0.47077 | 0.74358 | 70.82 | -70.8199 | -70.82 | 1000 | 1000 | 70.82 | 55.99
2016-12-19 14:00:00 | 0.44652 | 0.47077 | 0.6716 | 72.99 | -72.9899 | -72.99 | 1000 | 1000 | 72.99 | 55.6
2016-12-19 15:00:00 | 0.44652 | 0.47077 | 0.6447 | 69.24 | -69.2399 | -69.24 | 1000 | 1000 | 69.24 | 55.75
2016-12-19 16:00:00 | 0.45939 | 0.48308 | 0.65698 | 79.46 | -79.4599 | -79.46 | 1000 | 1000 | 79.46 | 58.07
2016-12-19 17:00:00 | 0.4433 | 0.46769 | 0.76076 | 66 | -65.9999 | -66 | 1000 | 1000 | 66 | 64.89
2016-12-19 18:00:00 | 0.45617 | 0.48 | 0.8848 | 67 | -66.9999 | -67 | 1000 | 1000 | 67 | 59.91
2016-12-19 19:00:00 | 0.45939 | 0.48308 | 0.92169 | 50.94 | -50.9399 | -50.94 | 1000 | 1000 | 50.94 | 53.84
2016-12-19 20:00:00 | 0.45939 | 0.48308 | 0.81915 | 40.16 | -40.1599 | -40.16 | 1000 | 1000 | 40.16 | 48.75
2016-12-19 21:00:00 | 0.47226 | 0.49538 | 0.69019 | 40.05 | -40.0499 | -40.05 | 1000 | 1000 | 40.05 | 41.68
2016-12-19 22:00:00 | 0.47226 | 0.49538 | 0.57811 | 35.74 | -35.7399 | -35.74 | 1000 | 1000 | 35.74 | 39.68
2016-12-19 23:00:00 | 0.47548 | 0.49846 | 0.44327 | 37.49 | -37.4899 | -37.49 | 1000 | 1000 | 37.49 | 38.67
2016-12-20 00:00:00 | 0.47548 | 0.49846 | 0.31267 | 37.06 | -37.0599 | -37.06 | 1000 | 1000 | 37.06 | 38.53
2016-12-20 01:00:00 | 0.48191 | 0.50462 | 0.2388 | 37.06 | -37.0599 | -37.06 | 1000 | 1000 | 37.06 | 36.59
2016-12-20 02:00:00 | 0.51087 | 0.53231 | 0.2191 | 34.96 | -34.9599 | -34.96 | 1000 | 1000 | 34.96 | 35.21
2016-12-20 03:00:00 | 0.57202 | 0.59077 | 0.21612 | 37 | -36.9999 | -37 | 1000 | 1000 | 37 | 32.91
2016-12-20 04:00:00 | 0.61063 | 0.62769 | 0.22876 | 38.14 | -38.1399 | -38.14 | 1000 | 1000 | 38.14 | 33.39
2016-12-20 05:00:00 | 0.60098 | 0.61846 | 0.26928 | 43.27 | -43.2699 | -43.27 | 1000 | 1000 | 43.27 | 37.56
2016-12-20 06:00:00 | 0.60419 | 0.62154 | 0.46874 | 55.94 | -55.9399 | -55.94 | 1000 | 1000 | 55.94 | 41.09
2016-12-20 07:00:00 | 0.60098 | 0.61846 | 0.67301 | 55.95 | -55.9499 | -55.95 | 1000 | 1000 | 55.95 | 49.13
2016-12-20 08:00:00 | 0.59776 | 0.61538 | 0.76549 | 58.13 | -58.1299 | -58.13 | 1000 | 1000 | 58.13 | 48.63
2016-12-20 09:00:00 | 0.57845 | 0.59692 | 0.7631 | 54.97 | -54.9699 | -54.97 | 1000 | 1000 | 54.97 | 51.45
2016-12-20 10:00:00 | 0.57523 | 0.59385 | 0.73645 | 58.92 | -58.9199 | -58.92 | 1000 | 1000 | 58.92 | 53.19
2016-12-20 11:00:00 | 0.57523 | 0.59385 | 0.75244 | 54.91 | -54.9099 | -54.91 | 1000 | 1000 | 54.91 | 54.52
2016-12-20 12:00:00 | 0.5688 | 0.58769 | 0.78569 | 58.53 | -58.5299 | -58.53 | 1000 | 1000 | 58.53 | 52.43
2016-12-20 13:00:00 | 0.57523 | 0.59385 | 0.74358 | 58.17 | -58.1699 | -58.17 | 1000 | 1000 | 58.17 | 53.19
2016-12-20 14:00:00 | 0.57523 | 0.59385 | 0.6716 | 54.97 | -54.9699 | -54.97 | 1000 | 1000 | 54.97 | 51.19
2016-12-20 15:00:00 | 0.57845 | 0.59692 | 0.6447 | 57.82 | -57.8199 | -57.82 | 1000 | 1000 | 57.82 | 49.49
2016-12-20 16:00:00 | 0.57845 | 0.59692 | 0.65698 | 66.33 | -66.3299 | -66.33 | 1000 | 1000 | 66.33 | 51.19
2016-12-20 17:00:00 | 0.58167 | 0.6 | 0.76076 | 58.91 | -58.9099 | -58.91 | 1000 | 1000 | 58.91 | 61.19
2016-12-20 18:00:00 | 0.57845 | 0.59692 | 0.8848 | 55.09 | -55.0899 | -55.09 | 1000 | 1000 | 55.09 | 59.81
2016-12-20 19:00:00 | 0.57202 | 0.59077 | 0.92169 | 43.53 | -43.5299 | -43.53 | 1000 | 1000 | 43.53 | 59.24
2016-12-20 20:00:00 | 0.57523 | 0.59385 | 0.81915 | 39.27 | -39.2699 | -39.27 | 1000 | 1000 | 39.27 | 53.02
2016-12-20 21:00:00 | 0.57523 | 0.59385 | 0.69019 | 39.04 | -39.0399 | -39.04 | 1000 | 1000 | 39.04 | 47.75
2016-12-20 22:00:00 | 0.57523 | 0.59385 | 0.57811 | 36.34 | -36.3399 | -36.34 | 1000 | 1000 | 36.34 | 47.11
2016-12-20 23:00:00 | 0.58167 | 0.6 | 0.44327 | 31.88 | -31.8799 | -31.88 | 1000 | 1000 | 31.88 | 43.14
2016-12-21 00:00:00 | 0.58167 | 0.6 | 0.31267 | 31.35 | -31.3499 | -31.35 | 1000 | 1000 | 31.35 | 42.05
2016-12-21 01:00:00 | 0.58167 | 0.6 | 0.2388 | 31.74 | -31.7399 | -31.74 | 1000 | 1000 | 31.74 | 39.05
2016-12-21 02:00:00 | 0.58167 | 0.6 | 0.2191 | 31.35 | -31.3499 | -31.35 | 1000 | 1000 | 31.35 | 38.23
2016-12-21 03:00:00 | 0.57523 | 0.59385 | 0.21612 | 31.34 | -31.3399 | -31.34 | 1000 | 1000 | 31.34 | 35.03
2016-12-21 04:00:00 | 0.57202 | 0.59077 | 0.22876 | 31.34 | -31.3399 | -31.34 | 1000 | 1000 | 31.34 | 36.11
2016-12-21 05:00:00 | 0.57523 | 0.59385 | 0.26928 | 36.09 | -36.0899 | -36.09 | 1000 | 1000 | 36.09 | 38.17
2016-12-21 06:00:00 | 0.59454 | 0.61231 | 0.46874 | 46.97 | -46.9699 | -46.97 | 1000 | 1000 | 46.97 | 42.85
2016-12-21 07:00:00 | 0.60741 | 0.62462 | 0.67301 | 49.97 | -49.9699 | -49.97 | 1000 | 1000 | 49.97 | 49.08
2016-12-21 08:00:00 | 0.60741 | 0.62462 | 0.76549 | 46.27 | -46.2699 | -46.27 | 1000 | 1000 | 46.27 | 53.22
2016-12-21 09:00:00 | 0.60741 | 0.62462 | 0.7631 | 46.9 | -46.8999 | -46.9 | 1000 | 1000 | 46.9 | 54.42
2016-12-21 10:00:00 | 0.60419 | 0.62154 | 0.73645 | 43.96 | -43.9599 | -43.96 | 1000 | 1000 | 43.96 | 53.27
2016-12-21 11:00:00 | 0.60098 | 0.61846 | 0.75244 | 39.53 | -39.5299 | -39.53 | 1000 | 1000 | 39.53 | 55.5
2016-12-21 12:00:00 | 0.59776 | 0.61538 | 0.78569 | 39.38 | -39.3799 | -39.38 | 1000 | 1000 | 39.38 | 56.4
2016-12-21 13:00:00 | 0.59776 | 0.61538 | 0.74358 | 41.97 | -41.9699 | -41.97 | 1000 | 1000 | 41.97 | 54.91
2016-12-21 14:00:00 | 0.58811 | 0.60615 | 0.6716 | 47.95 | -47.9499 | -47.95 | 1000 | 1000 | 47.95 | 54.49
2016-12-21 15:00:00 | 0.57523 | 0.59385 | 0.6447 | 47.95 | -47.9499 | -47.95 | 1000 | 1000 | 47.95 | 54.45
2016-12-21 16:00:00 | 0.56236 | 0.58154 | 0.65698 | 48.95 | -48.9499 | -48.95 | 1000 | 1000 | 48.95 | 55.46
2016-12-21 17:00:00 | 0.57845 | 0.59692 | 0.76076 | 47 | -46.9999 | -47 | 1000 | 1000 | 47 | 62.4
2016-12-21 18:00:00 | 0.58167 | 0.6 | 0.8848 | 44.62 | -44.6199 | -44.62 | 1000 | 1000 | 44.62 | 62.96
2016-12-21 19:00:00 | 0.57845 | 0.59692 | 0.92169 | 39.05 | -39.0499 | -39.05 | 1000 | 1000 | 39.05 | 58.96
2016-12-21 20:00:00 | 0.58167 | 0.6 | 0.81915 | 37.22 | -37.2199 | -37.22 | 1000 | 1000 | 37.22 | 54.91
2016-12-21 21:00:00 | 0.58489 | 0.60308 | 0.69019 | 34.57 | -34.5699 | -34.57 | 1000 | 1000 | 34.57 | 49.59
2016-12-21 22:00:00 | 0.60098 | 0.61846 | 0.57811 | 33.94 | -33.9399 | -33.94 | 1000 | 1000 | 33.94 | 48
2016-12-21 23:00:00 | 0.61385 | 0.63077 | 0.44327 | 34.34 | -34.3399 | -34.34 | 1000 | 1000 | 34.34 | 46.36
2016-12-22 00:00:00 | 0.60741 | 0.62462 | 0.31267 | 32.72 | -32.7199 | -32.72 | 1000 | 1000 | 32.72 | 42.87
2016-12-22 01:00:00 | 0.61707 | 0.63385 | 0.2388 | 33.34 | -33.3399 | -33.34 | 1000 | 1000 | 33.34 | 39.94
2016-12-22 02:00:00 | 0.61385 | 0.63077 | 0.2191 | 34.42 | -34.4199 | -34.42 | 1000 | 1000 | 34.42 | 36.98
2016-12-22 03:00:00 | 0.61707 | 0.63385 | 0.21612 | 34.9 | -34.8999 | -34.9 | 1000 | 1000 | 34.9 | 33.22
2016-12-22 04:00:00 | 0.62672 | 0.64308 | 0.22876 | 36.03 | -36.0299 | -36.03 | 1000 | 1000 | 36.03 | 33.53
2016-12-22 05:00:00 | 0.62672 | 0.64308 | 0.26928 | 41.88 | -41.8799 | -41.88 | 1000 | 1000 | 41.88 | 37.62
2016-12-22 06:00:00 | 0.63316 | 0.64923 | 0.46874 | 51.84 | -51.8399 | -51.84 | 1000 | 1000 | 51.84 | 44.4
2016-12-22 07:00:00 | 0.61707 | 0.63385 | 0.67301 | 51.78 | -51.7799 | -51.78 | 1000 | 1000 | 51.78 | 54.41
2016-12-22 08:00:00 | 0.60419 | 0.62154 | 0.76549 | 50.99 | -50.9899 | -50.99 | 1000 | 1000 | 50.99 | 55.81
2016-12-22 09:00:00 | 0.58811 | 0.60615 | 0.7631 | 55.62 | -55.6199 | -55.62 | 1000 | 1000 | 55.62 | 56.08
2016-12-22 10:00:00 | 0.57202 | 0.59077 | 0.73645 | 54.26 | -54.2599 | -54.26 | 1000 | 1000 | 54.26 | 57.44
2016-12-22 11:00:00 | 0.55593 | 0.57538 | 0.75244 | 51.4 | -51.3999 | -51.4 | 1000 | 1000 | 51.4 | 56.35
2016-12-22 12:00:00 | 0.53662 | 0.55692 | 0.78569 | 50.94 | -50.9399 | -50.94 | 1000 | 1000 | 50.94 | 54.48
2016-12-22 13:00:00 | 0.53018 | 0.55077 | 0.74358 | 50.93 | -50.9299 | -50.93 | 1000 | 1000 | 50.93 | 55.14
2016-12-22 14:00:00 | 0.53018 | 0.55077 | 0.6716 | 51.97 | -51.9699 | -51.97 | 1000 | 1000 | 51.97 | 53.91
2016-12-22 15:00:00 | 0.53662 | 0.55692 | 0.6447 | 56.7 | -56.6999 | -56.7 | 1000 | 1000 | 56.7 | 51.39
2016-12-22 16:00:00 | 0.53984 | 0.56 | 0.65698 | 54.46 | -54.4599 | -54.46 | 1000 | 1000 | 54.46 | 54.95
2016-12-22 17:00:00 | 0.53662 | 0.55692 | 0.76076 | 54.92 | -54.9199 | -54.92 | 1000 | 1000 | 54.92 | 59.6
2016-12-22 18:00:00 | 0.5334 | 0.55385 | 0.8848 | 51 | -50.9999 | -51 | 1000 | 1000 | 51 | 61.19
2016-12-22 19:00:00 | 0.52053 | 0.54154 | 0.92169 | 39.94 | -39.9399 | -39.94 | 1000 | 1000 | 39.94 | 59.06
2016-12-22 20:00:00 | 0.52375 | 0.54462 | 0.81915 | 37.66 | -37.6599 | -37.66 | 1000 | 1000 | 37.66 | 53.2
2016-12-22 21:00:00 | 0.51087 | 0.53231 | 0.69019 | 38.62 | -38.6199 | -38.62 | 1000 | 1000 | 38.62 | 49.5
2016-12-22 22:00:00 | 0.50766 | 0.52923 | 0.57811 | 34.95 | -34.9499 | -34.95 | 1000 | 1000 | 34.95 | 47.5
2016-12-22 23:00:00 | 0.51087 | 0.53231 | 0.44327 | 29.02 | -29.0199 | -29.02 | 1000 | 1000 | 29.02 | 43.07
2016-12-23 00:00:00 | 0.50444 | 0.52615 | 0.31267 | 29.58 | -29.5799 | -29.58 | 1000 | 1000 | 29.58 | 41.85
2016-12-23 01:00:00 | 0.50444 | 0.52615 | 0.2388 | 27.58 | -27.5799 | -27.58 | 1000 | 1000 | 27.58 | 40.46
2016-12-23 02:00:00 | 0.50122 | 0.52308 | 0.2191 | 26.78 | -26.7799 | -26.78 | 1000 | 1000 | 26.78 | 37.75
2016-12-23 03:00:00 | 0.49479 | 0.51692 | 0.21612 | 29.02 | -29.0199 | -29.02 | 1000 | 1000 | 29.02 | 35.13
2016-12-23 04:00:00 | 0.4787 | 0.50154 | 0.22876 | 30 | -29.9999 | -30 | 1000 | 1000 | 30 | 34.03
2016-12-23 05:00:00 | 0.46904 | 0.49231 | 0.26928 | 36.3 | -36.2999 | -36.3 | 1000 | 1000 | 36.3 | 37.44
2016-12-23 06:00:00 | 0.46261 | 0.48615 | 0.46874 | 45.91 | -45.9099 | -45.91 | 1000 | 1000 | 45.91 | 42.74
2016-12-23 07:00:00 | 0.45939 | 0.48308 | 0.67301 | 50.91 | -50.9099 | -50.91 | 1000 | 1000 | 50.91 | 49.63
2016-12-23 08:00:00 | 0.45939 | 0.48308 | 0.76549 | 51.15 | -51.1499 | -51.15 | 1000 | 1000 | 51.15 | 53.34
2016-12-23 09:00:00 | 0.45939 | 0.48308 | 0.7631 | 50.98 | -50.9799 | -50.98 | 1000 | 1000 | 50.98 | 54.31
2016-12-23 10:00:00 | 0.4433 | 0.46769 | 0.73645 | 48.89 | -48.8899 | -48.89 | 1000 | 1000 | 48.89 | 53.31
2016-12-23 11:00:00 | 0.43686 | 0.46154 | 0.75244 | 45.91 | -45.9099 | -45.91 | 1000 | 1000 | 45.91 | 54.45
2016-12-23 12:00:00 | 0.43364 | 0.45846 | 0.78569 | 45.12 | -45.1199 | -45.12 | 1000 | 1000 | 45.12 | 54.26
2016-12-23 13:00:00 | 0.43364 | 0.45846 | 0.74358 | 44.95 | -44.9499 | -44.95 | 1000 | 1000 | 44.95 | 50.46
2016-12-23 14:00:00 | 0.44008 | 0.46462 | 0.6716 | 44.96 | -44.9599 | -44.96 | 1000 | 1000 | 44.96 | 45.35
2016-12-23 15:00:00 | 0.44652 | 0.47077 | 0.6447 | 46.96 | -46.9599 | -46.96 | 1000 | 1000 | 46.96 | 42.67
2016-12-23 16:00:00 | 0.4433 | 0.46769 | 0.65698 | 48.39 | -48.3899 | -48.39 | 1000 | 1000 | 48.39 | 46.67
2016-12-23 17:00:00 | 0.44973 | 0.47385 | 0.76076 | 40.84 | -40.8399 | -40.84 | 1000 | 1000 | 40.84 | 53.95
2016-12-23 18:00:00 | 0.44973 | 0.47385 | 0.8848 | 38.15 | -38.1499 | -38.15 | 1000 | 1000 | 38.15 | 54.18
2016-12-23 19:00:00 | 0.4433 | 0.46769 | 0.92169 | 36.28 | -36.2799 | -36.28 | 1000 | 1000 | 36.28 | 53.19
2016-12-23 20:00:00 | 0.4433 | 0.46769 | 0.81915 | 33 | -32.9999 | -33 | 1000 | 1000 | 33 | 49.83
2016-12-23 21:00:00 | 0.44973 | 0.47385 | 0.69019 | 27.57 | -27.5699 | -27.57 | 1000 | 1000 | 27.57 | 44
2016-12-23 22:00:00 | 0.4787 | 0.50154 | 0.57811 | 7.82 | -7.8199 | -7.82 | 1000 | 1000 | 7.82 | 45.1
2016-12-23 23:00:00 | 0.49157 | 0.51385 | 0.44327 | 10.38 | -10.3799 | -10.38 | 1000 | 1000 | 10.38 | 41.6
2016-12-24 00:00:00 | 0.498 | 0.52 | 0.36334 | 3.71 | -3.7099 | -3.71 | 1000 | 1000 | 3.71 | 24.3
2016-12-24 01:00:00 | 0.49157 | 0.51385 | 0.30185 | -7.62 | 7.6201 | 7.62 | -7.62 | -7.62 | -7.62 | 19.14
2016-12-24 02:00:00 | 0.50766 | 0.52923 | 0.247 | -2.57 | 2.5701 | 2.57 | -2.57 | -2.57 | -2.57 | 17.16
2016-12-24 03:00:00 | 0.50766 | 0.52923 | 0.23565 | 8.47 | -8.4699 | -8.47 | 1000 | 1000 | 8.47 | 12.96
2016-12-24 04:00:00 | 0.50444 | 0.52615 | 0.23258 | 8.59 | -8.5899 | -8.59 | 1000 | 1000 | 8.59 | 12.96
2016-12-24 05:00:00 | 0.50122 | 0.52308 | 0.24426 | 3.97 | -3.9699 | -3.97 | 1000 | 1000 | 3.97 | 12.23
2016-12-24 06:00:00 | 0.49157 | 0.51385 | 0.30966 | 8.69 | -8.6899 | -8.69 | 1000 | 1000 | 8.69 | 12.91
2016-12-24 07:00:00 | 0.4787 | 0.50154 | 0.47243 | 15.99 | -15.9899 | -15.99 | 1000 | 1000 | 15.99 | 18.37
2016-12-24 08:00:00 | 0.45617 | 0.48 | 0.68704 | 20.36 | -20.3599 | -20.36 | 1000 | 1000 | 20.36 | 26.73
2016-12-24 09:00:00 | 0.43686 | 0.46154 | 0.80606 | 21 | -20.9999 | -21 | 1000 | 1000 | 21 | 32.11
2016-12-24 10:00:00 | 0.41434 | 0.44 | 0.84283 | 20.02 | -20.0199 | -20.02 | 1000 | 1000 | 20.02 | 33.9
2016-12-24 11:00:00 | 0.39825 | 0.42462 | 0.87704 | 18.04 | -18.0399 | -18.04 | 1000 | 1000 | 18.04 | 35.88
2016-12-24 12:00:00 | 0.39181 | 0.41846 | 0.91636 | 15.3 | -15.2999 | -15.3 | 1000 | 1000 | 15.3 | 35.44
2016-12-24 13:00:00 | 0.38538 | 0.41231 | 0.88755 | 10.41 | -10.4099 | -10.41 | 1000 | 1000 | 10.41 | 33.08
2016-12-24 14:00:00 | 0.38216 | 0.40923 | 0.79022 | 10.51 | -10.5099 | -10.51 | 1000 | 1000 | 10.51 | 31.65
2016-12-24 15:00:00 | 0.37894 | 0.40615 | 0.71445 | 13.79 | -13.7899 | -13.79 | 1000 | 1000 | 13.79 | 31.59
2016-12-24 16:00:00 | 0.38538 | 0.41231 | 0.70607 | 13.69 | -13.6899 | -13.69 | 1000 | 1000 | 13.69 | 32.92
2016-12-24 17:00:00 | 0.39503 | 0.42154 | 0.8672 | 8.67 | -8.6699 | -8.67 | 1000 | 1000 | 8.67 | 42.31
2016-12-24 18:00:00 | 0.43043 | 0.45538 | 0.99703 | 2.16 | -2.1599 | -2.16 | 1000 | 1000 | 2.16 | 44.08
2016-12-24 19:00:00 | 0.4433 | 0.46769 | 1 | 2.93 | -2.9299 | -2.93 | 1000 | 1000 | 2.93 | 35.31
2016-12-24 20:00:00 | 0.42721 | 0.45231 | 0.83309 | 0.11 | -0.1099 | -0.11 | 1000 | 1000 | 0.11 | 32.95
2016-12-24 21:00:00 | 0.41434 | 0.44 | 0.66229 | 8.31 | -8.3099 | -8.31 | 1000 | 1000 | 8.31 | 30.75
2016-12-24 22:00:00 | 0.40147 | 0.42769 | 0.60399 | -12.05 | 12.0501 | 12.05 | -12.05 | -12.05 | -12.05 | 35.88
2016-12-24 23:00:00 | 0.39825 | 0.42462 | 0.51572 | -18.07 | 18.0701 | 18.07 | -18.07 | -18.07 | -18.07 | 31.11
2016-12-25 00:00:00 | 0.4079 | 0.43385 | 0.39659 | -36.1 | 36.1001 | 36.1 | -36.1 | -36.1 | -36.1 | 19.66
2016-12-25 01:00:00 | 0.44008 | 0.46462 | 0.29555 | -38.78 | 38.7801 | 38.78 | -38.78 | -38.78 | -38.78 | 13.15
2016-12-25 02:00:00 | 0.43043 | 0.45538 | 0.24054 | -26.87 | 26.8701 | 26.87 | -26.87 | -26.87 | -26.87 | 7.81
2016-12-25 03:00:00 | 0.42721 | 0.45231 | 0.21979 | -15.06 | 15.0601 | 15.06 | -15.06 | -15.06 | -15.06 | -0.1
2016-12-25 04:00:00 | 0.42721 | 0.45231 | 0.20895 | -12.1 | 12.1001 | 12.1 | -12.1 | -12.1 | -12.1 | 0.06
2016-12-25 05:00:00 | 0.44652 | 0.47077 | 0.2107 | -30.07 | 30.0701 | 30.07 | -30.07 | -30.07 | -30.07 | -0.04
2016-12-25 06:00:00 | 0.45295 | 0.47692 | 0.22636 | -4.02 | 4.0201 | 4.02 | -4.02 | -4.02 | -4.02 | -10.1
2016-12-25 07:00:00 | 0.44008 | 0.46462 | 0.26686 | 0.1 | -0.0999 | -0.1 | 1000 | 1000 | 0.1 | 0.93
2016-12-25 08:00:00 | 0.43686 | 0.46154 | 0.42994 | 10.6 | -10.5999 | -10.6 | 1000 | 1000 | 10.6 | 13.61
2016-12-25 09:00:00 | 0.42399 | 0.44923 | 0.65048 | 13.49 | -13.4899 | -13.49 | 1000 | 1000 | 13.49 | 16.94
2016-12-25 10:00:00 | 0.39181 | 0.41846 | 0.81425 | 13.67 | -13.6699 | -13.67 | 1000 | 1000 | 13.67 | 22.81
2016-12-25 11:00:00 | 0.35963 | 0.38769 | 0.94383 | 8.76 | -8.7599 | -8.76 | 1000 | 1000 | 8.76 | 26.22
2016-12-25 12:00:00 | 0.33389 | 0.36308 | 0.96576 | 0.13 | -0.1299 | -0.13 | 1000 | 1000 | 0.13 | 24.87
2016-12-25 13:00:00 | 0.33067 | 0.36 | 0.82374 | -0.1 | 0.1001 | 0.1 | -0.1 | -0.1 | -0.1 | 22.33
2016-12-25 14:00:00 | 0.33067 | 0.36 | 0.65983 | 0.08 | -0.0799 | -0.08 | 1000 | 1000 | 0.08 | 19.62
2016-12-25 15:00:00 | 0.32424 | 0.35385 | 0.56761 | 8.67 | -8.6699 | -8.67 | 1000 | 1000 | 8.67 | 18.89
2016-12-25 16:00:00 | 0.29849 | 0.32923 | 0.52133 | 13.63 | -13.6299 | -13.63 | 1000 | 1000 | 13.63 | 22.49
2016-12-25 17:00:00 | 0.28562 | 0.31692 | 0.61979 | 10.7 | -10.6999 | -10.7 | 1000 | 1000 | 10.7 | 30.09
2016-12-25 18:00:00 | 0.27275 | 0.30462 | 0.76472 | 8.98 | -8.9799 | -8.98 | 1000 | 1000 | 8.98 | 33.97
2016-12-25 19:00:00 | 0.26953 | 0.30154 | 0.85205 | 10.67 | -10.6699 | -10.67 | 1000 | 1000 | 10.67 | 26
2016-12-25 20:00:00 | 0.27275 | 0.30462 | 0.77783 | 9.94 | -9.9399 | -9.94 | 1000 | 1000 | 9.94 | 22.43
2016-12-25 21:00:00 | 0.27597 | 0.30769 | 0.66127 | 10.02 | -10.0199 | -10.02 | 1000 | 1000 | 10.02 | 21.48
2016-12-25 22:00:00 | 0.27275 | 0.30462 | 0.5638 | -2.95 | 2.9501 | 2.95 | -2.95 | -2.95 | -2.95 | 16.99
2016-12-25 23:00:00 | 0.26953 | 0.30154 | 0.42608 | 0.04 | -0.0399 | -0.04 | 1000 | 1000 | 0.04 | 6.37
2016-12-26 00:00:00 | 0.25344 | 0.28615 | 0.39659 | -9.92 | 9.9201 | 9.92 | -9.92 | -9.92 | -9.92 | 3.03
2016-12-26 01:00:00 | 0.26309 | 0.29538 | 0.29555 | -14.9 | 14.9001 | 14.9 | -14.9 | -14.9 | -14.9 | -10.02
2016-12-26 02:00:00 | 0.26309 | 0.29538 | 0.24054 | -16.09 | 16.0901 | 16.09 | -16.09 | -16.09 | -16.09 | -10.04
2016-12-26 03:00:00 | 0.25666 | 0.28923 | 0.21979 | -15.05 | 15.0501 | 15.05 | -15.05 | -15.05 | -15.05 | 1.2
2016-12-26 04:00:00 | 0.25988 | 0.29231 | 0.20895 | -51.49 | 51.4901 | 51.49 | -51.49 | -51.49 | -51.49 | 3.77
2016-12-26 05:00:00 | 0.27275 | 0.30462 | 0.2107 | -67.07 | 67.0701 | 67.07 | -67.07 | -67.07 | -67.07 | 6.99
2016-12-26 06:00:00 | 0.26631 | 0.29846 | 0.22636 | -67.09 | 67.0901 | 67.09 | -67.09 | -67.09 | -67.09 | 3.83
2016-12-26 07:00:00 | 0.26309 | 0.29538 | 0.26686 | -54.2 | 54.2001 | 54.2 | -54.2 | -54.2 | -54.2 | 12.03
2016-12-26 08:00:00 | 0.25988 | 0.29231 | 0.42994 | -3.08 | 3.0801 | 3.08 | -3.08 | -3.08 | -3.08 | 12.5
2016-12-26 09:00:00 | 0.25344 | 0.28615 | 0.65048 | 0.11 | -0.1099 | -0.11 | 1000 | 1000 | 0.11 | 19.53
2016-12-26 10:00:00 | 0.25344 | 0.28615 | 0.81425 | 5.87 | -5.8699 | -5.87 | 1000 | 1000 | 5.87 | 41.84
2016-12-26 11:00:00 | 0.25344 | 0.28615 | 0.94383 | 1.05 | -1.0499 | -1.05 | 1000 | 1000 | 1.05 | 46
2016-12-26 12:00:00 | 0.32102 | 0.35077 | 0.96576 | -6.71 | 6.7101 | 6.71 | -6.71 | -6.71 | -6.71 | 44.44
2016-12-26 13:00:00 | 0.33067 | 0.36 | 0.82374 | -13.31 | 13.3101 | 13.31 | -13.31 | -13.31 | -13.31 | 38.2
2016-12-26 14:00:00 | 0.34676 | 0.37538 | 0.65983 | -6.74 | 6.7401 | 6.74 | -6.74 | -6.74 | -6.74 | 31.95
2016-12-26 15:00:00 | 0.38538 | 0.41231 | 0.56761 | -2.98 | 2.9801 | 2.98 | -2.98 | -2.98 | -2.98 | 35.25
2016-12-26 16:00:00 | 0.42077 | 0.44615 | 0.52133 | 8.78 | -8.7799 | -8.78 | 1000 | 1000 | 8.78 | 38
2016-12-26 17:00:00 | 0.42077 | 0.44615 | 0.61979 | 9.68 | -9.6799 | -9.68 | 1000 | 1000 | 9.68 | 53.57
2016-12-26 18:00:00 | 0.4433 | 0.46769 | 0.76472 | 10.69 | -10.6899 | -10.69 | 1000 | 1000 | 10.69 | 53.95
2016-12-26 19:00:00 | 0.48191 | 0.50462 | 0.85205 | 8.32 | -8.3199 | -8.32 | 1000 | 1000 | 8.32 | 54.94
2016-12-26 20:00:00 | 0.46261 | 0.48615 | 0.77783 | -0.91 | 0.9101 | 0.91 | -0.91 | -0.91 | -0.91 | 50.76
2016-12-26 21:00:00 | 0.46582 | 0.48923 | 0.66127 | 4.39 | -4.3899 | -4.39 | 1000 | 1000 | 4.39 | 44.74
2016-12-26 22:00:00 | 0.49157 | 0.51385 | 0.5638 | -13.34 | 13.3401 | 13.34 | -13.34 | -13.34 | -13.34 | 46.92
2016-12-26 23:00:00 | 0.44652 | 0.47077 | 0.42608 | -13 | 13.0001 | 13 | -13 | -13 | -13 | 40.64
2016-12-27 00:00:00 | 0.43686 | 0.46154 | 0.31267 | -24.92 | 24.9201 | 24.92 | -24.92 | -24.92 | -24.92 | 19.56
2016-12-27 01:00:00 | 0.41755 | 0.44308 | 0.2388 | -49.98 | 49.9801 | 49.98 | -49.98 | -49.98 | -49.98 | 15.65
2016-12-27 02:00:00 | 0.39181 | 0.41846 | 0.2191 | -53.62 | 53.6201 | 53.62 | -53.62 | -53.62 | -53.62 | 12.47
2016-12-27 03:00:00 | 0.4079 | 0.43385 | 0.21612 | -50.19 | 50.1901 | 50.19 | -50.19 | -50.19 | -50.19 | 13.19
2016-12-27 04:00:00 | 0.39503 | 0.42154 | 0.22876 | -23.36 | 23.3601 | 23.36 | -23.36 | -23.36 | -23.36 | 15.63
2016-12-27 05:00:00 | 0.40468 | 0.43077 | 0.26928 | -12.15 | 12.1501 | 12.15 | -12.15 | -12.15 | -12.15 | 21.82
2016-12-27 06:00:00 | 0.3725 | 0.4 | 0.46874 | 8.77 | -8.7699 | -8.77 | 1000 | 1000 | 8.77 | 33.69
2016-12-27 07:00:00 | 0.3532 | 0.38154 | 0.67301 | 13.7 | -13.6999 | -13.7 | 1000 | 1000 | 13.7 | 39.91
2016-12-27 08:00:00 | 0.35641 | 0.38462 | 0.76549 | 12.17 | -12.1699 | -12.17 | 1000 | 1000 | 12.17 | 44.9
2016-12-27 09:00:00 | 0.35963 | 0.38769 | 0.7631 | 10.63 | -10.6299 | -10.63 | 1000 | 1000 | 10.63 | 51.8
2016-12-27 10:00:00 | 0.3532 | 0.38154 | 0.73645 | 10.64 | -10.6399 | -10.64 | 1000 | 1000 | 10.64 | 51.65
2016-12-27 11:00:00 | 0.35641 | 0.38462 | 0.75244 | 10.68 | -10.6799 | -10.68 | 1000 | 1000 | 10.68 | 52.08
2016-12-27 12:00:00 | 0.36285 | 0.39077 | 0.78569 | 13.75 | -13.7499 | -13.75 | 1000 | 1000 | 13.75 | 53.18
2016-12-27 13:00:00 | 0.36929 | 0.39692 | 0.74358 | 13.76 | -13.7599 | -13.76 | 1000 | 1000 | 13.76 | 52.04
2016-12-27 14:00:00 | 0.38538 | 0.41231 | 0.6716 | 21.04 | -21.0399 | -21.04 | 1000 | 1000 | 21.04 | 50.18
2016-12-27 15:00:00 | 0.41112 | 0.43692 | 0.6447 | 29.58 | -29.5799 | -29.58 | 1000 | 1000 | 29.58 | 49.96
2016-12-27 16:00:00 | 0.43686 | 0.46154 | 0.65698 | 29.76 | -29.7599 | -29.76 | 1000 | 1000 | 29.76 | 52.39
2016-12-27 17:00:00 | 0.44652 | 0.47077 | 0.76076 | 29.69 | -29.6899 | -29.69 | 1000 | 1000 | 29.69 | 63.57
2016-12-27 18:00:00 | 0.48191 | 0.50462 | 0.8848 | 29.45 | -29.4499 | -29.45 | 1000 | 1000 | 29.45 | 68.61
2016-12-27 19:00:00 | 0.47226 | 0.49538 | 0.92169 | 31.91 | -31.9099 | -31.91 | 1000 | 1000 | 31.91 | 64.2
2016-12-27 20:00:00 | 0.45939 | 0.48308 | 0.81915 | 28.5 | -28.4999 | -28.5 | 1000 | 1000 | 28.5 | 53.91
2016-12-27 21:00:00 | 0.48835 | 0.51077 | 0.69019 | 27.01 | -27.0099 | -27.01 | 1000 | 1000 | 27.01 | 46.25
2016-12-27 22:00:00 | 0.48191 | 0.50462 | 0.57811 | 13.71 | -13.7099 | -13.71 | 1000 | 1000 | 13.71 | 49.35
2016-12-27 23:00:00 | 0.48835 | 0.51077 | 0.44327 | 21.8 | -21.7999 | -21.8 | 1000 | 1000 | 21.8 | 48.02
2016-12-28 00:00:00 | 0.48835 | 0.51077 | 0.31267 | 21.28 | -21.2799 | -21.28 | 1000 | 1000 | 21.28 | 44.25
2016-12-28 01:00:00 | 0.49479 | 0.51692 | 0.2388 | 22.1 | -22.0999 | -22.1 | 1000 | 1000 | 22.1 | 39.99
2016-12-28 02:00:00 | 0.48191 | 0.50462 | 0.2191 | 20.28 | -20.2799 | -20.28 | 1000 | 1000 | 20.28 | 37.6
2016-12-28 03:00:00 | 0.50444 | 0.52615 | 0.21612 | 23.01 | -23.0099 | -23.01 | 1000 | 1000 | 23.01 | 34.21
2016-12-28 04:00:00 | 0.51409 | 0.53538 | 0.22876 | 28.09 | -28.0899 | -28.09 | 1000 | 1000 | 28.09 | 30.42
2016-12-28 05:00:00 | 0.53018 | 0.55077 | 0.26928 | 30 | -29.9999 | -30 | 1000 | 1000 | 30 | 37
2016-12-28 06:00:00 | 0.53018 | 0.55077 | 0.46874 | 32.07 | -32.0699 | -32.07 | 1000 | 1000 | 32.07 | 40.56
2016-12-28 07:00:00 | 0.53018 | 0.55077 | 0.67301 | 40.06 | -40.0599 | -40.06 | 1000 | 1000 | 40.06 | 46.13
2016-12-28 08:00:00 | 0.53984 | 0.56 | 0.76549 | 45.57 | -45.5699 | -45.57 | 1000 | 1000 | 45.57 | 47.86
2016-12-28 09:00:00 | 0.51731 | 0.53846 | 0.7631 | 45.46 | -45.4599 | -45.46 | 1000 | 1000 | 45.46 | 47.63
2016-12-28 10:00:00 | 0.44008 | 0.46462 | 0.73645 | 43.93 | -43.9299 | -43.93 | 1000 | 1000 | 43.93 | 49.29
2016-12-28 11:00:00 | 0.41434 | 0.44 | 0.75244 | 44.4 | -44.3999 | -44.4 | 1000 | 1000 | 44.4 | 48.85
2016-12-28 12:00:00 | 0.41434 | 0.44 | 0.78569 | 45.82 | -45.8199 | -45.82 | 1000 | 1000 | 45.82 | 50.27
2016-12-28 13:00:00 | 0.41112 | 0.43692 | 0.74358 | 50.77 | -50.7699 | -50.77 | 1000 | 1000 | 50.77 | 46.89
2016-12-28 14:00:00 | 0.43364 | 0.45846 | 0.6716 | 51.6 | -51.5999 | -51.6 | 1000 | 1000 | 51.6 | 43.98
2016-12-28 15:00:00 | 0.49479 | 0.51692 | 0.6447 | 55.2 | -55.1999 | -55.2 | 1000 | 1000 | 55.2 | 43.2
2016-12-28 16:00:00 | 0.50444 | 0.52615 | 0.65698 | 62.8 | -62.7999 | -62.8 | 1000 | 1000 | 62.8 | 48.97
2016-12-28 17:00:00 | 0.50444 | 0.52615 | 0.76076 | 63.7 | -63.6999 | -63.7 | 1000 | 1000 | 63.7 | 53.96
2016-12-28 18:00:00 | 0.55593 | 0.57538 | 0.8848 | 59.82 | -59.8199 | -59.82 | 1000 | 1000 | 59.82 | 56.2
2016-12-28 19:00:00 | 0.55914 | 0.57846 | 0.92169 | 49.95 | -49.9499 | -49.95 | 1000 | 1000 | 49.95 | 52.12
2016-12-28 20:00:00 | 0.52375 | 0.54462 | 0.81915 | 50 | -49.9999 | -50 | 1000 | 1000 | 50 | 49
2016-12-28 21:00:00 | 0.52375 | 0.54462 | 0.69019 | 45.64 | -45.6399 | -45.64 | 1000 | 1000 | 45.64 | 41.81
2016-12-28 22:00:00 | 0.51731 | 0.53846 | 0.57811 | 37.92 | -37.9199 | -37.92 | 1000 | 1000 | 37.92 | 39.79
2016-12-28 23:00:00 | 0.49157 | 0.51385 | 0.44327 | 42.28 | -42.2799 | -42.28 | 1000 | 1000 | 42.28 | 33.87
2016-12-29 00:00:00 | 0.46904 | 0.49231 | 0.31267 | 39.3 | -39.2999 | -39.3 | 1000 | 1000 | 39.3 | 19.49
2016-12-29 01:00:00 | 0.4787 | 0.50154 | 0.2388 | 36.83 | -36.8299 | -36.83 | 1000 | 1000 | 36.83 | 15.69
2016-12-29 02:00:00 | 0.46904 | 0.49231 | 0.2191 | 34.11 | -34.1099 | -34.11 | 1000 | 1000 | 34.11 | 13.12
2016-12-29 03:00:00 | 0.46261 | 0.48615 | 0.21612 | 34.99 | -34.9899 | -34.99 | 1000 | 1000 | 34.99 | 12.18
2016-12-29 04:00:00 | 0.46261 | 0.48615 | 0.22876 | 37.64 | -37.6399 | -37.64 | 1000 | 1000 | 37.64 | 12.47
2016-12-29 05:00:00 | 0.45939 | 0.48308 | 0.26928 | 41.05 | -41.0499 | -41.05 | 1000 | 1000 | 41.05 | 13.11
2016-12-29 06:00:00 | 0.45939 | 0.48308 | 0.46874 | 49.3 | -49.2999 | -49.3 | 1000 | 1000 | 49.3 | 19.1
2016-12-29 07:00:00 | 0.45617 | 0.48 | 0.67301 | 53.38 | -53.3799 | -53.38 | 1000 | 1000 | 53.38 | 31.52
2016-12-29 08:00:00 | 0.45295 | 0.47692 | 0.76549 | 54.01 | -54.0099 | -54.01 | 1000 | 1000 | 54.01 | 39.2
2016-12-29 09:00:00 | 0.45617 | 0.48 | 0.7631 | 51.14 | -51.1399 | -51.14 | 1000 | 1000 | 51.14 | 44.94
2016-12-29 10:00:00 | 0.44652 | 0.47077 | 0.73645 | 50.96 | -50.9599 | -50.96 | 1000 | 1000 | 50.96 | 46.09
2016-12-29 11:00:00 | 0.43686 | 0.46154 | 0.75244 | 47.09 | -47.0899 | -47.09 | 1000 | 1000 | 47.09 | 43.43
2016-12-29 12:00:00 | 0.43364 | 0.45846 | 0.78569 | 46.62 | -46.6199 | -46.62 | 1000 | 1000 | 46.62 | 41.96
2016-12-29 13:00:00 | 0.44652 | 0.47077 | 0.74358 | 49.6 | -49.5999 | -49.6 | 1000 | 1000 | 49.6 | 42.69
2016-12-29 14:00:00 | 0.45617 | 0.48 | 0.6716 | 51.63 | -51.6299 | -51.63 | 1000 | 1000 | 51.63 | 42.76
2016-12-29 15:00:00 | 0.46904 | 0.49231 | 0.6447 | 54.43 | -54.4299 | -54.43 | 1000 | 1000 | 54.43 | 42.42
2016-12-29 16:00:00 | 0.48513 | 0.50769 | 0.65698 | 63.95 | -63.9499 | -63.95 | 1000 | 1000 | 63.95 | 45
2016-12-29 17:00:00 | 0.52696 | 0.54769 | 0.76076 | 57.2 | -57.1999 | -57.2 | 1000 | 1000 | 57.2 | 53.1
2016-12-29 18:00:00 | 0.54627 | 0.56615 | 0.8848 | 54.02 | -54.0199 | -54.02 | 1000 | 1000 | 54.02 | 54.93
2016-12-29 19:00:00 | 0.55914 | 0.57846 | 0.92169 | 47.98 | -47.9799 | -47.98 | 1000 | 1000 | 47.98 | 49.88
2016-12-29 20:00:00 | 0.57202 | 0.59077 | 0.81915 | 42.93 | -42.9299 | -42.93 | 1000 | 1000 | 42.93 | 39.89
2016-12-29 21:00:00 | 0.56558 | 0.58462 | 0.69019 | 38.04 | -38.0399 | -38.04 | 1000 | 1000 | 38.04 | 35.39
2016-12-29 22:00:00 | 0.57845 | 0.59692 | 0.57811 | 36.03 | -36.0299 | -36.03 | 1000 | 1000 | 36.03 | 28.51
2016-12-29 23:00:00 | 0.57845 | 0.59692 | 0.44327 | 36.01 | -36.0099 | -36.01 | 1000 | 1000 | 36.01 | 24.88
2016-12-30 00:00:00 | 0.59132 | 0.60923 | 0.31267 | 35.96 | -35.9599 | -35.96 | 1000 | 1000 | 35.96 | 20.32
2016-12-30 01:00:00 | 0.58811 | 0.60615 | 0.2388 | 32.06 | -32.0599 | -32.06 | 1000 | 1000 | 32.06 | 12.65
2016-12-30 02:00:00 | 0.59454 | 0.61231 | 0.2191 | 32.54 | -32.5399 | -32.54 | 1000 | 1000 | 32.54 | 14.27
2016-12-30 03:00:00 | 0.60419 | 0.62154 | 0.21612 | 33.09 | -33.0899 | -33.09 | 1000 | 1000 | 33.09 | 17.7
2016-12-30 04:00:00 | 0.61063 | 0.62769 | 0.22876 | 33.09 | -33.0899 | -33.09 | 1000 | 1000 | 33.09 | 18.75
2016-12-30 05:00:00 | 0.61707 | 0.63385 | 0.26928 | 33.94 | -33.9399 | -33.94 | 1000 | 1000 | 33.94 | 25.18
2016-12-30 06:00:00 | 0.62994 | 0.64615 | 0.46874 | 46 | -45.9999 | -46 | 1000 | 1000 | 46 | 31
2016-12-30 07:00:00 | 0.63316 | 0.64923 | 0.67301 | 49.96 | -49.9599 | -49.96 | 1000 | 1000 | 49.96 | 38.5
2016-12-30 08:00:00 | 0.61063 | 0.62769 | 0.76549 | 47.19 | -47.1899 | -47.19 | 1000 | 1000 | 47.19 | 40.63
2016-12-30 09:00:00 | 0.57845 | 0.59692 | 0.7631 | 43 | -42.9999 | -43 | 1000 | 1000 | 43 | 42.9
2016-12-30 10:00:00 | 0.55914 | 0.57846 | 0.73645 | 37.27 | -37.2699 | -37.27 | 1000 | 1000 | 37.27 | 43.8
2016-12-30 11:00:00 | 0.52696 | 0.54769 | 0.75244 | 36.3 | -36.2999 | -36.3 | 1000 | 1000 | 36.3 | 46.5
2016-12-30 12:00:00 | 0.49479 | 0.51692 | 0.78569 | 36.72 | -36.7199 | -36.72 | 1000 | 1000 | 36.72 | 48.76
2016-12-30 13:00:00 | 0.48191 | 0.50462 | 0.74358 | 47.19 | -47.1899 | -47.19 | 1000 | 1000 | 47.19 | 44.5
2016-12-30 14:00:00 | 0.48513 | 0.50769 | 0.6716 | 52.78 | -52.7799 | -52.78 | 1000 | 1000 | 52.78 | 42.77
2016-12-30 15:00:00 | 0.52375 | 0.54462 | 0.6447 | 54.99 | -54.9899 | -54.99 | 1000 | 1000 | 54.99 | 42.78
2016-12-30 16:00:00 | 0.54305 | 0.56308 | 0.65698 | 56.04 | -56.0399 | -56.04 | 1000 | 1000 | 56.04 | 46
2016-12-30 17:00:00 | 0.55914 | 0.57846 | 0.76076 | 52.92 | -52.9199 | -52.92 | 1000 | 1000 | 52.92 | 57.93
2016-12-30 18:00:00 | 0.57202 | 0.59077 | 0.8848 | 52.82 | -52.8199 | -52.82 | 1000 | 1000 | 52.82 | 63.22
2016-12-30 19:00:00 | 0.58167 | 0.6 | 0.92169 | 43.32 | -43.3199 | -43.32 | 1000 | 1000 | 43.32 | 55.76
2016-12-30 20:00:00 | 0.58489 | 0.60308 | 0.81915 | 41.03 | -41.0299 | -41.03 | 1000 | 1000 | 41.03 | 51.39
2016-12-30 21:00:00 | 0.59776 | 0.61538 | 0.69019 | 40.55 | -40.5499 | -40.55 | 1000 | 1000 | 40.55 | 43.13
2016-12-30 22:00:00 | 0.59132 | 0.60923 | 0.57811 | 33.06 | -33.0599 | -33.06 | 1000 | 1000 | 33.06 | 46.62
2016-12-30 23:00:00 | 0.59776 | 0.61538 | 0.44327 | 36.1 | -36.0999 | -36.1 | 1000 | 1000 | 36.1 | 41.15
2016-12-31 00:00:00 | 0.61385 | 0.63077 | 0.36334 | 33.04 | -33.0399 | -33.04 | 1000 | 1000 | 33.04 | 33.23
2016-12-31 01:00:00 | 0.60419 | 0.62154 | 0.30185 | 29.9 | -29.8999 | -29.9 | 1000 | 1000 | 29.9 | 30.78
2016-12-31 02:00:00 | 0.59776 | 0.61538 | 0.247 | 27.63 | -27.6299 | -27.63 | 1000 | 1000 | 27.63 | 28.28
2016-12-31 03:00:00 | 0.60419 | 0.62154 | 0.23565 | 27.52 | -27.5199 | -27.52 | 1000 | 1000 | 27.52 | 24.52
2016-12-31 04:00:00 | 0.61063 | 0.62769 | 0.23258 | 27.28 | -27.2799 | -27.28 | 1000 | 1000 | 27.28 | 25.79
2016-12-31 05:00:00 | 0.59132 | 0.60923 | 0.24426 | 21.43 | -21.4299 | -21.43 | 1000 | 1000 | 21.43 | 27.98
2016-12-31 06:00:00 | 0.59454 | 0.61231 | 0.30966 | 31.68 | -31.6799 | -31.68 | 1000 | 1000 | 31.68 | 24.96
2016-12-31 07:00:00 | 0.60098 | 0.61846 | 0.47243 | 35.02 | -35.0199 | -35.02 | 1000 | 1000 | 35.02 | 33.14
2016-12-31 08:00:00 | 0.60419 | 0.62154 | 0.68704 | 41.88 | -41.8799 | -41.88 | 1000 | 1000 | 41.88 | 30.94
2016-12-31 09:00:00 | 0.58167 | 0.6 | 0.80606 | 39.94 | -39.9399 | -39.94 | 1000 | 1000 | 39.94 | 44.96
2016-12-31 10:00:00 | 0.56558 | 0.58462 | 0.84283 | 39.96 | -39.9599 | -39.96 | 1000 | 1000 | 39.96 | 51.83
2016-12-31 11:00:00 | 0.54627 | 0.56615 | 0.87704 | 38.86 | -38.8599 | -38.86 | 1000 | 1000 | 38.86 | 53.97
2016-12-31 12:00:00 | 0.5334 | 0.55385 | 0.91636 | 35.04 | -35.0399 | -35.04 | 1000 | 1000 | 35.04 | 51.94
2016-12-31 13:00:00 | 0.53018 | 0.55077 | 0.88755 | 37.5 | -37.4999 | -37.5 | 1000 | 1000 | 37.5 | 47.2
2016-12-31 14:00:00 | 0.55593 | 0.57538 | 0.79022 | 43.81 | -43.8099 | -43.81 | 1000 | 1000 | 43.81 | 42.44
2016-12-31 15:00:00 | 0.56236 | 0.58154 | 0.71445 | 49.76 | -49.7599 | -49.76 | 1000 | 1000 | 49.76 | 40.56
2016-12-31 16:00:00 | 0.56236 | 0.58154 | 0.70607 | 53.98 | -53.9799 | -53.98 | 1000 | 1000 | 53.98 | 49.55
2016-12-31 17:00:00 | 0.5688 | 0.58769 | 0.8672 | 49.76 | -49.7599 | -49.76 | 1000 | 1000 | 49.76 | 56.91
2016-12-31 18:00:00 | 0.55914 | 0.57846 | 0.99703 | 40.84 | -40.8399 | -40.84 | 1000 | 1000 | 40.84 | 53.81
2016-12-31 19:00:00 | 0.54627 | 0.56615 | 1 | 35.05 | -35.0499 | -35.05 | 1000 | 1000 | 35.05 | 40.24
2016-12-31 20:00:00 | 0.5334 | 0.55385 | 0.83309 | 33.02 | -33.0199 | -33.02 | 1000 | 1000 | 33.02 | 39.5
2016-12-31 21:00:00 | 0.51731 | 0.53846 | 0.66229 | 33.71 | -33.7099 | -33.71 | 1000 | 1000 | 33.71 | 37.06
2016-12-31 22:00:00 | 0.50766 | 0.52923 | 0.60399 | 20.9 | -20.8999 | -20.9 | 1000 | 1000 | 20.9 | 39.47
2016-12-31 23:00:00 | 0.50765 | 0.52923 | 0.51572 | 20.9 | -20.8999 | -20.9 | 1000 | 1000 | 20.9 | 31.46