## INFO
Scenario Description | Basic scenario
This Excel file defines an oemof energy system.
The components can be defined in the several sheets.
Sheet | Notes
Scenario Selectio | Select the economic/legal scenario you want to work. Status quo, with SINTEG-V regulation or withourt any surcharges
buses | Defines the buses used in the energy system
-If excess or shortage flag is set (=1), an additional sink resp. source is added AUTOMATICALLY
chp | Defines CHP plants
-many parameters are currently defined manually, see "create_nodes()" -> move to sheet
commodity_sources | Defines the commodity sources such as oil, gas etc.
demand | Defines demand components such as heat demand
powerlines | Defines power lines between 2 buses
-Creates 2 oemof transformers (A->B, B->A)
renewables | Defines the renewable sources (fixed generation)
storages | Defines storages
transformers | Defines the transformers like power2gas plants etc.
-variable costs refer to input values!
- capacity is the nominal value of the output; "max nom in" is the maximum input which is multiplied with the timeseries transformer.max
-Power lines are defined in the sheet "powerlines"
time_series | Time series
-Format of column must follow the format NODE.PARAMETER (e.g. wind.actual_value)
time series are implemented for renewables, demands and transformer inputs
Notes
-For details on how this data is used (and to alter) during creation of the energy system refer to function "create_nodes()".
-Unit of values is MW / MWh and €
-If column "active" is set to 0, the component will not be created in the energy system

## Scenario Selection
SCENARIO DESCRIPTION |  |  | SCENARIO SELECTION
Selection | Values (P2H transformers) | EUR/MWh | 3
1 | Status quo | 118.2
2 | With SITENG-V | 59.3
3 | Without surcharges | 0.2
Notes
Select the desired scenario (Status quo=1; With SINTEG-V=2; Withouth surcharges=3)
On the yellow cell, insert the number of the scenenario: 1,2 or 3

## buses
label | active | excess | shortage | shortage costs | excess costs
bus_el | 1 | 0 | 0 | 1000 | 100000
bus_surplus | 1 | 1 | 0 | 0 | 0
bus_th_pr | 1 | 0 | 0 | 1000 | 0
bus_th_sch | 1 | 0 | 0 | 1000 | 0
bus_gas | 1 | 0 | 0 | 1000 | 0
bus_cs_el | 1 | 0 | 0 | 1000 | 0
Note on C1: Elisa Gaudchau: soll excess für diesen Bus angelegt werden?
Note on D1: Elisa Gaudchau: soll shortage für diesen bus angelegt werden?
Note on F3: In current scenario, curtailed energy receives a compensation or Entschädigung. Vergütungssatz= 4.97 cent/kWh) 49.7 EUR/MWh For modeling purposes, it is set as 0
Note on E4: Very high price because can not really be imported.
Note on E5: Very high price because can not really be imported.
Note on E6: Grenzübergangspreis 2017 17 EUR/MWh Source: https://de.statista.com/statistik/daten/studie/162224/umfrage/entwicklung-der-bafa-grenzuebergangspreise-fuer-erdgas-in-deutschland-seit-200

## chp
label | active | from | to_el | to_th | back_pressure | fixed costs | el efficiency min | el efficiency max | power min | power max
chp_pr | 1 | bus_gas | bus_el | bus_th_pr | 0 | 10000 | 0.25 | 0.49 | 0.9 | 2.7
chp_sch | 1 | bus_gas | bus_el | bus_th_sch | 0 | 20000 | 0.25 | 0.49 | 8 | 19
Note on J1: MW At a 25% electric efficiency, the input power rated is 50% of the maximum capacity. Source: Page 5 Sizing Combined Heat and Power Units and Domestic Building Energy Cost Optimisation https://doi.org/10.3390/en10060771
Note on K1: Electric maximum power MW
Note on G2: 10,000 EUR/MW/y Fixe Betriebskosten 10 EUR/kW/y (2013) DT1 5,000kW leistung Source: Page 33 Potenzial- und Kosten-Nutzen-Analyse zu den Einsatzmöglichkeiten von Kraft-Wärme-Kopplung (Umsetzung der EU-Energieeffizienzrichtlinie) sowie Evaluierung des KWKG im Jahr 2014. https://ec.europa.eu/energy/sites/ener/files/documents/151221%20Mitteilung%20an%20KOM%20EED%20KWK%20Anlage%20Analyse.pdf
Note on H2: Electric Efficiency of natural gas BHKW Min: 25% Max: 49% Source: Pag.9 BHKW-Kenndaten 2011 https://asue.de/sites/default/files/asue/themen/blockheizkraftwerke/2011/broschueren/05_07_11_asue-bhkw-kenndaten-0311.pdf
Note on A3: PCK refinery in Schwedt. It is not well defined how much heat do they supply to the district heating system; however an estimation has been done. Source: https://www.pck.de/en/company/divisions/
Note on G3: 20,000 EUR/MW/y Fixe Betriebskosten 20 EUR/kW/y (2013) GuD 1 20,000kW leistung Source: Page 33 Potenzial- und Kosten-Nutzen-Analyse zu den Einsatzmöglichkeiten von Kraft-Wärme-Kopplung (Umsetzung der EU-Energieeffizienzrichtlinie) sowie Evaluierung des KWKG im Jahr 2014. https://ec.europa.eu/energy/sites/ener/files/documents/151221%20Mitteilung%20an%20KOM%20EED%20KWK%20Anlage%20Analyse.pdf
Note on K3: MW PCK refinery in Schwedt. It is not well defined how much heat do they supply to the district heating system; however an estimation has been done. Source: https://www.pck.de/en/company/divisions/

## commodity_sources
label | active | to | variable costs | capacity
cs_gas | 1 | bus_gas | 37.13 | 366
cs_electric | 1 | bus_cs_el |  | 390
Note on D1: Variable costs (EUR/MWh) For variable costs, the user can provide either: 1) variable cost "fixed" 2) time series (hourly) of the variable cost If a time series for variable cost exists, this time series should be place on the tab time_series. If a time series for variable costs exists, then the value in this cell will be overwritten. If there is any time series for variable cost, the value in this cell will be taken into account
Note on D2: 37.13 EUR/MWh Variable cost for gas=gas cost Gas cost=gas price + gas taxes. Average GAS PRICE for industrial customers 2016 2.77 cent/KWh Gas taxes: 0.943 cent/kWh Varible cost for gas= 2.77 + 0.943=3.713 cent/kWh = 37.13 EUR/MWh Gas taxes are included here because either CHP als gas boiler uses this gas commodity. Source gas taxes: (Network charges + CO2 emissions taxes) 2017 monitor bericht Page 278. https://www.bundesnetzagentur.de/SharedDocs/Downloads/EN/BNetzA/PressSection/ReportsPublications/2016/MonitoringReport_2016.pdf?__blob=publicationFile&v=3 Source average gas price: Gaspreise* für Gewerbe- und Industriekunden in Deutschland in den Jahren 2008 bis 2017 (in Euro-Cent pro Kilowattstunde) https://de.statista.com/statistik/daten/studie/168528/umfrage/gaspreise-fuer-gewerbe--und-industriekunden-seit-2006/
Note on E2: 366 MW Total gas capacity for Schwedt + Prenzlau cities (CHP + gas boilers)
Note on D3: cs_electric.variable_costs Time series (EUR/MWh) See time series iof electricity prices for the year 2016. Tab: time_series
Note on E3: 390 MW Wind farm capacity

## demand
label | active | from | nominal value | fixed | variable costs
spot_market | 1 | bus_el | 390 | 0
dist_heat_sch | 1 | bus_th_sch | 1 | 1 | -78.51
dist_heat_pr | 1 | bus_th_pr | 1 | 1 | -80.67
Note on E1: Fixed demand? 0=open demand 1=time series required
Note on D2: Elisa Gaudchau: eigentlich maximale Einspeiseleistung, wird mit max-Zeitreihe multipliziert
Note on F2: spot_market.variable_costs Time series See time series of electricity prices for the year 2016. Tab: time_series
Note on D3: ABSOLUTE VALUE!! See absolute values on the time-series. Tab: time_series
Note on E3: dist_heat_sch.actual_value Time series Tab: time_series
Note on F3: 78.51 EUR/MWh MIXED PRICE Source: Slide 13 Ökologische und bezahlbare Fernwärme für eine mittelgroße Stadt https://mil.brandenburg.de/media_fast/4055/Harald%20Jahnke%202017-10-19%20Br%C3%BCssel.pdf
Note on D4: ABSOLUTE VALUE!! See absolute values on the time-series. Tab: time_series
Note on E4: dist_heat_pr.actual_value Time series Tab: time_series
Note on F4: 80.67 EUR/MWh MIXED PRICE Source: Slide 13 Ökologische und bezahlbare Fernwärme für eine mittelgroße Stadt https://mil.brandenburg.de/media_fast/4055/Harald%20Jahnke%202017-10-19%20Br%C3%BCssel.pdf

## powerlines
label | active | bus_1 | bus_2 | efficiency | capacity

## renewables
label | active | to | capacity
wind_synth | 1 | bus_el | 390
Note on D2: Nominal capacity of the windfarm

## storages
label | active | bus | nominal capacity | capacity loss | efficiency inflow | efficiency outflow | initial capacity | capacity min | capacity max | input costs | output costs
storage_th_pr | 0 | bus_th_pr | 66 | 0.01 | 0.98 | 0.98 | 0.1 | 0 | 1 | 0.005 | 0
storage_th_sch | 0 | bus_th_sch | 339 | 0.01 | 0.98 | 0.98 | 0.1 | 0 | 1 | 0.005 | 0
Note on K1: Elisa Gaudchau: variable costs
Note on L1: Elisa Gaudchau: variable costs
Note on A2: PRENZLAU AQUIFER WÄRMESPEICHER source: Page 11 https://www.prenzlau.eu/sixcms/media.php/569/Fernw%C3%A4rmekonzept_Innenstadt.pdf
Note on K2: EUR/MWh Source: Page. 32 http://publications.jrc.ec.europa.eu/repository/bitstream/JRC109006/kjna28859enn.pdf

## transformers
label | active | from_bus1 | from_bus2 | to | efficiency | capacity | variable input costs | fixed
P2H_sch | 1 | bus_surplus | bus_cs_el | bus_th_sch | 0.99 | 33.92 | 0.2 | 0
P2H_pr | 1 | bus_surplus | bus_cs_el | bus_th_pr | 0.99 | 6.6 | 0.2 | 0
boiler_pr | 1 | bus_gas |  | bus_th_pr | 0.9 | 26 | 0.07 | 0
boiler_sch | 1 | bus_gas |  | bus_th_sch | 0.9 | 37 | 0.07 | 0
curtailment | 1 | bus_el |  | bus_surplus | 1 | 390 | 0 | 1
negative_spot | 1 | bus_el |  | bus_surplus | 1 | 390 |  | 0
Note on G1: MW
Note on F2: 99% Source: Page 32. European Commission Long term (2050) projections of techno-economic performance of large- scale heating and cooling in the EU http://publications.jrc.ec.europa.eu/repository/bitstream/JRC109006/kjna28859enn.pdf
Note on H2: DO NOT CHANGE MANUALLY! GO TO Scenario Selection tab
Note on F4: 90% Source: Page 24 Potential for Power-to-Heat in the Netherlands https://www.ce.nl/publicaties/1741/potential-for-power-to-heat-in-the-netherlands
Note on H4: 0.07 EUR/MWh Source: Page 3. Electric Boilers in District Heating Systems: A Comparative Study of the Scandinavian market conditions https://www.ltu.se/cms_fs/1.156688!/file/Emilie%20Rosenlund%20Soysal%20-%20Full%20text.pdf
Note on H5: 0.07 EUR/MWh Source: Page 3. Electric Boilers in District Heating Systems: A Comparative Study of the Scandinavian market conditions https://www.ltu.se/cms_fs/1.156688!/file/Emilie%20Rosenlund%20Soysal%20-%20Full%20text.pdf
Note on I6: curtailment.actual_value Time series Tab: time_series
Note on H7: negative_spot.variable_costs Time series Tab: time_series

## time_series
timestamp | dist_heat_pr.actual_value | dist_heat_sch.actual_value | spot_market.variable_costs | cs_electric.variable_costs | negative_spot.variable_costs
2016-01-01 00:00:00 | 7.6839 | 31.2 | -22.39 | 22.39 | 10000000
2016-01-01 01:00:00 | 7.5563 | 30.72 | -20.59 | 20.59 | 10000000
2016-01-01 02:00:00 | 7.3863 | 30.08 | -16.81 | 16.81 | 10000000
2016-01-01 03:00:00 | 7.1737 | 29.28 | -17.41 | 17.41 | 10000000
2016-01-01 04:00:00 | 7.4713 | 30.4 | -17.02 | 17.02 | 10000000
2016-01-01 05:00:00 | 7.2163 | 29.44 | -15.86 | 15.86 | 10000000
2016-01-01 06:00:00 | 7.2163 | 29.44 | -18.16 | 18.16 | 10000000
2016-01-01 07:00:00 | 7.3013 | 29.76 | -17.73 | 17.73 | 10000000
2016-01-01 08:00:00 | 7.4713 | 30.4 | -19.77 | 19.77 | 10000000
2016-01-01 09:00:00 | 7.4288 | 30.24 | -23.75 | 23.75 | 10000000
2016-01-01 10:00:00 | 7.5138 | 30.56 | -26.03 | 26.03 | 10000000
2016-01-01 11:00:00 | 7.4288 | 30.24 | -27.06 | 27.06 | 10000000
2016-01-01 12:00:00 | 7.2588 | 29.6 | -26.59 | 26.59 | 10000000
2016-01-01 13:00:00 | 7.1737 | 29.28 | -25 | 25 | 10000000
2016-01-01 14:00:00 | 7.0462 | 28.8 | -24.43 | 24.43 | 10000000
2016-01-01 15:00:00 | 7.1312 | 29.12 | -28.87 | 28.87 | 10000000
2016-01-01 16:00:00 | 7.2163 | 29.44 | -37.44 | 37.44 | 10000000
2016-01-01 17:00:00 | 7.3013 | 29.76 | -37.41 | 37.41 | 10000000
2016-01-01 18:00:00 | 7.3863 | 30.08 | -35.34 | 35.34 | 10000000
2016-01-01 19:00:00 | 7.5138 | 30.56 | -33.07 | 33.07 | 10000000
2016-01-01 20:00:00 | 7.5988 | 30.88 | -29.52 | 29.52 | 10000000
2016-01-01 21:00:00 | 7.6413 | 31.04 | -30.1 | 30.1 | 10000000
2016-01-01 22:00:00 | 7.5138 | 30.56 | -24.57 | 24.57 | 10000000
2016-01-01 23:00:00 | 7.6839 | 31.2 | -22.2 | 22.2 | 10000000
2016-01-02 00:00:00 | 7.8114 | 31.68 | -16.57 | 16.57 | 10000000
2016-01-02 01:00:00 | 8.0239 | 32.48 | -15.35 | 15.35 | 10000000
2016-01-02 02:00:00 | 8.1514 | 32.96 | -12.77 | 12.77 | 10000000
2016-01-02 03:00:00 | 8.5765 | 34.56 | -11.27 | 11.27 | 10000000
2016-01-02 04:00:00 | 8.8741 | 35.68 | -11.91 | 11.91 | 10000000
2016-01-02 05:00:00 | 9.4692 | 37.92 | -12.62 | 12.62 | 10000000
2016-01-02 06:00:00 | 9.6393 | 38.56 | -13.83 | 13.83 | 10000000
2016-01-02 07:00:00 | 10.1494 | 40.48 | -16.12 | 16.12 | 10000000
2016-01-02 08:00:00 | 10.6595 | 42.4 | -18.12 | 18.12 | 10000000
2016-01-02 09:00:00 | 10.787 | 42.88 | -19.59 | 19.59 | 10000000
2016-01-02 10:00:00 | 10.787 | 42.88 | -21.07 | 21.07 | 10000000
2016-01-02 11:00:00 | 10.8295 | 43.04 | -22.54 | 22.54 | 10000000
2016-01-02 12:00:00 | 10.6595 | 42.4 | -19.79 | 19.79 | 10000000
2016-01-02 13:00:00 | 10.7445 | 42.72 | -16.9 | 16.9 | 10000000
2016-01-02 14:00:00 | 10.8295 | 43.04 | -16.97 | 16.97 | 10000000
2016-01-02 15:00:00 | 10.872 | 43.2 | -19.25 | 19.25 | 10000000
2016-01-02 16:00:00 | 10.9145 | 43.36 | -28.01 | 28.01 | 10000000
2016-01-02 17:00:00 | 10.9995 | 43.68 | -28.36 | 28.36 | 10000000
2016-01-02 18:00:00 | 11.1271 | 44.16 | -26.56 | 26.56 | 10000000
2016-01-02 19:00:00 | 11.2971 | 44.8 | -17.38 | 17.38 | 10000000
2016-01-02 20:00:00 | 11.4246 | 45.28 | -15.83 | 15.83 | 10000000
2016-01-02 21:00:00 | 11.5947 | 45.92 | -16.97 | 16.97 | 10000000
2016-01-02 22:00:00 | 11.7222 | 46.4 | -15.31 | 15.31 | 10000000
2016-01-02 23:00:00 | 11.8072 | 46.72 | -6.99 | 6.99 | 10000000
2016-01-03 00:00:00 | 11.9347 | 47.2 | 0.01 |  | 0
2016-01-03 01:00:00 | 12.0623 | 47.68 | -0.23 | 0.23 | 10000000
2016-01-03 02:00:00 | 12.1898 | 48.16 | -4.51 | 4.51 | 10000000
2016-01-03 03:00:00 | 12.2748 | 48.48 | -4.12 | 4.12 | 10000000
2016-01-03 04:00:00 | 12.3598 | 48.8 | -6.76 | 6.76 | 10000000
2016-01-03 05:00:00 | 12.4873 | 49.28 | -0.75 | 0.75 | 10000000
2016-01-03 06:00:00 | 12.5299 | 49.44 | -4.27 | 4.27 | 10000000
2016-01-03 07:00:00 | 12.5724 | 49.6 | -9.11 | 9.11 | 10000000
2016-01-03 08:00:00 | 12.6999 | 50.08 | -15.92 | 15.92 | 10000000
2016-01-03 09:00:00 | 12.6574 | 49.92 | -17.06 | 17.06 | 10000000
2016-01-03 10:00:00 | 12.4873 | 49.28 | -19.28 | 19.28 | 10000000
2016-01-03 11:00:00 | 12.1473 | 48 | -20.25 | 20.25 | 10000000
2016-01-03 12:00:00 | 12.0198 | 47.52 | -17.66 | 17.66 | 10000000
2016-01-03 13:00:00 | 11.8072 | 46.72 | -18.49 | 18.49 | 10000000
2016-01-03 14:00:00 | 11.7222 | 46.4 | -16.51 | 16.51 | 10000000
2016-01-03 15:00:00 | 11.8072 | 46.72 | -18.76 | 18.76 | 10000000
2016-01-03 16:00:00 | 12.0198 | 47.52 | -22.21 | 22.21 | 10000000
2016-01-03 17:00:00 | 12.1048 | 47.84 | -26.76 | 26.76 | 10000000
2016-01-03 18:00:00 | 12.1048 | 47.84 | -27.08 | 27.08 | 10000000
2016-01-03 19:00:00 | 12.1048 | 47.84 | -25.33 | 25.33 | 10000000
2016-01-03 20:00:00 | 12.1898 | 48.16 | -22.11 | 22.11 | 10000000
2016-01-03 21:00:00 | 12.2323 | 48.32 | -20.91 | 20.91 | 10000000
2016-01-03 22:00:00 | 12.3598 | 48.8 | -14.43 | 14.43 | 10000000
2016-01-03 23:00:00 | 12.4448 | 49.12 | -13.78 | 13.78 | 10000000
2016-01-04 00:00:00 | 12.5299 | 49.44 | -12.77 | 12.77 | 10000000
2016-01-04 01:00:00 | 12.6149 | 49.76 | -10.56 | 10.56 | 10000000
2016-01-04 02:00:00 | 12.7424 | 50.24 | -3.87 | 3.87 | 10000000
2016-01-04 03:00:00 | 12.8274 | 50.56 | -3.2 | 3.2 | 10000000
2016-01-04 04:00:00 | 12.9549 | 51.04 | -8.67 | 8.67 | 10000000
2016-01-04 05:00:00 | 13.04 | 51.36 | -18.01 | 18.01 | 10000000
2016-01-04 06:00:00 | 13.125 | 51.68 | -28.52 | 28.52 | 10000000
2016-01-04 07:00:00 | 13.0825 | 51.52 | -34.74 | 34.74 | 10000000
2016-01-04 08:00:00 | 13.04 | 51.36 | -33.46 | 33.46 | 10000000
2016-01-04 09:00:00 | 12.8699 | 50.72 | -33.24 | 33.24 | 10000000
2016-01-04 10:00:00 | 12.4448 | 49.12 | -35.09 | 35.09 | 10000000
2016-01-04 11:00:00 | 12.1048 | 47.84 | -35 | 35 | 10000000
2016-01-04 12:00:00 | 11.8497 | 46.88 | -35 | 35 | 10000000
2016-01-04 13:00:00 | 11.5947 | 45.92 | -34.94 | 34.94 | 10000000
2016-01-04 14:00:00 | 11.4671 | 45.44 | -34.92 | 34.92 | 10000000
2016-01-04 15:00:00 | 11.6372 | 46.08 | -38 | 38 | 10000000
2016-01-04 16:00:00 | 11.3821 | 45.12 | -41.21 | 41.21 | 10000000
2016-01-04 17:00:00 | 11.3821 | 45.12 | -42.95 | 42.95 | 10000000
2016-01-04 18:00:00 | 11.5522 | 45.76 | -41.96 | 41.96 | 10000000
2016-01-04 19:00:00 | 11.6372 | 46.08 | -34.94 | 34.94 | 10000000
2016-01-04 20:00:00 | 11.9347 | 47.2 | -30.66 | 30.66 | 10000000
2016-01-04 21:00:00 | 12.1048 | 47.84 | -30 | 30 | 10000000
2016-01-04 22:00:00 | 12.1898 | 48.16 | -23.9 | 23.9 | 10000000
2016-01-04 23:00:00 | 12.3173 | 48.64 | -25.03 | 25.03 | 10000000
2016-01-05 00:00:00 | 12.2748 | 48.48 | -24.42 | 24.42 | 10000000
2016-01-05 01:00:00 | 12.4023 | 48.96 | -22.34 | 22.34 | 10000000
2016-01-05 02:00:00 | 12.4873 | 49.28 | -21.5 | 21.5 | 10000000
2016-01-05 03:00:00 | 12.5724 | 49.6 | -20 | 20 | 10000000
2016-01-05 04:00:00 | 12.8274 | 50.56 | -23.53 | 23.53 | 10000000
2016-01-05 05:00:00 | 12.9549 | 51.04 | -28.96 | 28.96 | 10000000
2016-01-05 06:00:00 | 13.04 | 51.36 | -38.32 | 38.32 | 10000000
2016-01-05 07:00:00 | 13.1675 | 51.84 | -41.45 | 41.45 | 10000000
2016-01-05 08:00:00 | 13.04 | 51.36 | -40.72 | 40.72 | 10000000
2016-01-05 09:00:00 | 12.4873 | 49.28 | -40.66 | 40.66 | 10000000
2016-01-05 10:00:00 | 11.9347 | 47.2 | -40.33 | 40.33 | 10000000
2016-01-05 11:00:00 | 11.8072 | 46.72 | -38.25 | 38.25 | 10000000
2016-01-05 12:00:00 | 11.7222 | 46.4 | -36.98 | 36.98 | 10000000
2016-01-05 13:00:00 | 11.7647 | 46.56 | -34.91 | 34.91 | 10000000
2016-01-05 14:00:00 | 11.8497 | 46.88 | -33.5 | 33.5 | 10000000
2016-01-05 15:00:00 | 12.1898 | 48.16 | -35.1 | 35.1 | 10000000
2016-01-05 16:00:00 | 12.1473 | 48 | -42.44 | 42.44 | 10000000
2016-01-05 17:00:00 | 12.1048 | 47.84 | -42.94 | 42.94 | 10000000
2016-01-05 18:00:00 | 12.0198 | 47.52 | -41.74 | 41.74 | 10000000
2016-01-05 19:00:00 | 12.0623 | 47.68 | -36.47 | 36.47 | 10000000
2016-01-05 20:00:00 | 12.1473 | 48 | -33.01 | 33.01 | 10000000
2016-01-05 21:00:00 | 12.1048 | 47.84 | -31.75 | 31.75 | 10000000
2016-01-05 22:00:00 | 12.3598 | 48.8 | -26.99 | 26.99 | 10000000
2016-01-05 23:00:00 | 12.4023 | 48.96 | -26.62 | 26.62 | 10000000
2016-01-06 00:00:00 | 12.4448 | 49.12 | -25.58 | 25.58 | 10000000
2016-01-06 01:00:00 | 12.5724 | 49.6 | -24.59 | 24.59 | 10000000
2016-01-06 02:00:00 | 12.7424 | 50.24 | -22.5 | 22.5 | 10000000
2016-01-06 03:00:00 | 12.8699 | 50.72 | -23.16 | 23.16 | 10000000
2016-01-06 04:00:00 | 12.9124 | 50.88 | -24.99 | 24.99 | 10000000
2016-01-06 05:00:00 | 12.9124 | 50.88 | -26.62 | 26.62 | 10000000
2016-01-06 06:00:00 | 13.125 | 51.68 | -28.03 | 28.03 | 10000000
2016-01-06 07:00:00 | 13.21 | 52 | -29.34 | 29.34 | 10000000
2016-01-06 08:00:00 | 13.0825 | 51.52 | -32.94 | 32.94 | 10000000
2016-01-06 09:00:00 | 12.8274 | 50.56 | -37.71 | 37.71 | 10000000
2016-01-06 10:00:00 | 11.8497 | 46.88 | -40.08 | 40.08 | 10000000
2016-01-06 11:00:00 | 11.4246 | 45.28 | -40.73 | 40.73 | 10000000
2016-01-06 12:00:00 | 10.957 | 43.52 | -38.26 | 38.26 | 10000000
2016-01-06 13:00:00 | 10.617 | 42.24 | -35.44 | 35.44 | 10000000
2016-01-06 14:00:00 | 10.617 | 42.24 | -36.92 | 36.92 | 10000000
2016-01-06 15:00:00 | 11.1271 | 44.16 | -41.28 | 41.28 | 10000000
2016-01-06 16:00:00 | 11.4671 | 45.44 | -44.95 | 44.95 | 10000000
2016-01-06 17:00:00 | 11.6797 | 46.24 | -46.9 | 46.9 | 10000000
2016-01-06 18:00:00 | 11.8497 | 46.88 | -43.95 | 43.95 | 10000000
2016-01-06 19:00:00 | 11.9347 | 47.2 | -39.94 | 39.94 | 10000000
2016-01-06 20:00:00 | 12.1898 | 48.16 | -32.4 | 32.4 | 10000000
2016-01-06 21:00:00 | 12.3598 | 48.8 | -33.51 | 33.51 | 10000000
2016-01-06 22:00:00 | 12.4448 | 49.12 | -30.11 | 30.11 | 10000000
2016-01-06 23:00:00 | 12.5724 | 49.6 | -26.41 | 26.41 | 10000000
2016-01-07 00:00:00 | 12.6149 | 49.76 | -26.05 | 26.05 | 10000000
2016-01-07 01:00:00 | 12.6999 | 50.08 | -24.93 | 24.93 | 10000000
2016-01-07 02:00:00 | 12.1898 | 48.16 | -22.39 | 22.39 | 10000000
2016-01-07 03:00:00 | 11.6797 | 46.24 | -22.32 | 22.32 | 10000000
2016-01-07 04:00:00 | 11.6797 | 46.24 | -24.2 | 24.2 | 10000000
2016-01-07 05:00:00 | 11.5947 | 45.92 | -31 | 31 | 10000000
2016-01-07 06:00:00 | 11.4246 | 45.28 | -42.47 | 42.47 | 10000000
2016-01-07 07:00:00 | 11.2971 | 44.8 | -42.97 | 42.97 | 10000000
2016-01-07 08:00:00 | 11.7647 | 46.56 | -41.93 | 41.93 | 10000000
2016-01-07 09:00:00 | 11.3396 | 44.96 | -41.62 | 41.62 | 10000000
2016-01-07 10:00:00 | 10.787 | 42.88 | -41.5 | 41.5 | 10000000
2016-01-07 11:00:00 | 10.2344 | 40.8 | -40.66 | 40.66 | 10000000
2016-01-07 12:00:00 | 10.1069 | 40.32 | -40.33 | 40.33 | 10000000
2016-01-07 13:00:00 | 9.9793 | 39.84 | -36.51 | 36.51 | 10000000
2016-01-07 14:00:00 | 9.8943 | 39.52 | -33.49 | 33.49 | 10000000
2016-01-07 15:00:00 | 9.8518 | 39.36 | -34.19 | 34.19 | 10000000
2016-01-07 16:00:00 | 9.7243 | 38.88 | -40.66 | 40.66 | 10000000
2016-01-07 17:00:00 | 9.7668 | 39.04 | -40.8 | 40.8 | 10000000
2016-01-07 18:00:00 | 9.7668 | 39.04 | -37.19 | 37.19 | 10000000
2016-01-07 19:00:00 | 9.8093 | 39.2 | -31.94 | 31.94 | 10000000
2016-01-07 20:00:00 | 9.6818 | 38.72 | -27.01 | 27.01 | 10000000
2016-01-07 21:00:00 | 9.4692 | 37.92 | -27.52 | 27.52 | 10000000
2016-01-07 22:00:00 | 9.3417 | 37.44 | -23.4 | 23.4 | 10000000
2016-01-07 23:00:00 | 9.1717 | 36.8 | -12.12 | 12.12 | 10000000
2016-01-08 00:00:00 | 9.0866 | 36.48 | -17.23 | 17.23 | 10000000
2016-01-08 01:00:00 | 9.0016 | 36.16 | -13.9 | 13.9 | 10000000
2016-01-08 02:00:00 | 8.8741 | 35.68 | -12.11 | 12.11 | 10000000
2016-01-08 03:00:00 | 8.9166 | 35.84 | -12.99 | 12.99 | 10000000
2016-01-08 04:00:00 | 8.7466 | 35.2 | -16.98 | 16.98 | 10000000
2016-01-08 05:00:00 | 8.534 | 34.4 | -22.02 | 22.02 | 10000000
2016-01-08 06:00:00 | 8.364 | 33.76 | -28.4 | 28.4 | 10000000
2016-01-08 07:00:00 | 7.6839 | 31.2 | -29.31 | 29.31 | 10000000
2016-01-08 08:00:00 | 6.9187 | 28.32 | -26.6 | 26.6 | 10000000
2016-01-08 09:00:00 | 6.7061 | 27.52 | -25.55 | 25.55 | 10000000
2016-01-08 10:00:00 | 6.5786 | 27.04 | -25.76 | 25.76 | 10000000
2016-01-08 11:00:00 | 6.4936 | 26.72 | -25.13 | 25.13 | 10000000
2016-01-08 12:00:00 | 6.7487 | 27.68 | -25.58 | 25.58 | 10000000
2016-01-08 13:00:00 | 6.5786 | 27.04 | -27.6 | 27.6 | 10000000
2016-01-08 14:00:00 | 6.196 | 25.6 | -32.08 | 32.08 | 10000000
2016-01-08 15:00:00 | 6.2386 | 25.76 | -37.16 | 37.16 | 10000000
2016-01-08 16:00:00 | 6.4511 | 26.56 | -45 | 45 | 10000000
2016-01-08 17:00:00 | 6.3236 | 26.08 | -46.97 | 46.97 | 10000000
2016-01-08 18:00:00 | 6.5361 | 26.88 | -40.09 | 40.09 | 10000000
2016-01-08 19:00:00 | 6.6636 | 27.36 | -34.61 | 34.61 | 10000000
2016-01-08 20:00:00 | 6.8762 | 28.16 | -31.52 | 31.52 | 10000000
2016-01-08 21:00:00 | 7.1312 | 29.12 | -32.5 | 32.5 | 10000000
2016-01-08 22:00:00 | 7.0887 | 28.96 | -26.01 | 26.01 | 10000000
2016-01-08 23:00:00 | 7.3013 | 29.76 | -26.1 | 26.1 | 10000000
2016-01-09 00:00:00 | 7.1312 | 29.12 | -25.1 | 25.1 | 10000000
2016-01-09 01:00:00 | 7.7264 | 31.36 | -24.3 | 24.3 | 10000000
2016-01-09 02:00:00 | 7.8539 | 31.84 | -23.23 | 23.23 | 10000000
2016-01-09 03:00:00 | 8.3215 | 33.6 | -21.96 | 21.96 | 10000000
2016-01-09 04:00:00 | 7.7264 | 31.36 | -22.45 | 22.45 | 10000000
2016-01-09 05:00:00 | 7.8539 | 31.84 | -23.07 | 23.07 | 10000000
2016-01-09 06:00:00 | 7.9814 | 32.32 | -25 | 25 | 10000000
2016-01-09 07:00:00 | 8.0664 | 32.64 | -32.11 | 32.11 | 10000000
2016-01-09 08:00:00 | 8.1089 | 32.8 | -37.12 | 37.12 | 10000000
2016-01-09 09:00:00 | 7.5988 | 30.88 | -36.13 | 36.13 | 10000000
2016-01-09 10:00:00 | 6.9187 | 28.32 | -35.76 | 35.76 | 10000000
2016-01-09 11:00:00 | 6.3661 | 26.24 | -34.06 | 34.06 | 10000000
2016-01-09 12:00:00 | 6.0685 | 25.12 | -31.54 | 31.54 | 10000000
2016-01-09 13:00:00 | 6.111 | 25.28 | -27.92 | 27.92 | 10000000
2016-01-09 14:00:00 | 6.2386 | 25.76 | -27 | 27 | 10000000
2016-01-09 15:00:00 | 6.7912 | 27.84 | -30.5 | 30.5 | 10000000
2016-01-09 16:00:00 | 6.8337 | 28 | -36.99 | 36.99 | 10000000
2016-01-09 17:00:00 | 7.0887 | 28.96 | -36.8 | 36.8 | 10000000
2016-01-09 18:00:00 | 7.0887 | 28.96 | -35 | 35 | 10000000
2016-01-09 19:00:00 | 7.3013 | 29.76 | -29 | 29 | 10000000
2016-01-09 20:00:00 | 7.5138 | 30.56 | -25.01 | 25.01 | 10000000
2016-01-09 21:00:00 | 7.5988 | 30.88 | -25.1 | 25.1 | 10000000
2016-01-09 22:00:00 | 7.8539 | 31.84 | -22.28 | 22.28 | 10000000
2016-01-09 23:00:00 | 7.8964 | 32 | -15.58 | 15.58 | 10000000
2016-01-10 00:00:00 | 8.194 | 33.12 | -19.05 | 19.05 | 10000000
2016-01-10 01:00:00 | 8.4065 | 33.92 | -16.87 | 16.87 | 10000000
2016-01-10 02:00:00 | 8.4915 | 34.24 | -12.75 | 12.75 | 10000000
2016-01-10 03:00:00 | 8.534 | 34.4 | -10.81 | 10.81 | 10000000
2016-01-10 04:00:00 | 8.449 | 34.08 | -10.85 | 10.85 | 10000000
2016-01-10 05:00:00 | 8.534 | 34.4 | -9.85 | 9.85 | 10000000
2016-01-10 06:00:00 | 8.4065 | 33.92 | -11.92 | 11.92 | 10000000
2016-01-10 07:00:00 | 8.194 | 33.12 | -15.44 | 15.44 | 10000000
2016-01-10 08:00:00 | 7.9814 | 32.32 | -18.99 | 18.99 | 10000000
2016-01-10 09:00:00 | 7.6839 | 31.2 | -19.66 | 19.66 | 10000000
2016-01-10 10:00:00 | 7.3438 | 29.92 | -21.59 | 21.59 | 10000000
2016-01-10 11:00:00 | 7.2163 | 29.44 | -21.83 | 21.83 | 10000000
2016-01-10 12:00:00 | 7.1312 | 29.12 | -20.82 | 20.82 | 10000000
2016-01-10 13:00:00 | 7.0462 | 28.8 | -20.06 | 20.06 | 10000000
2016-01-10 14:00:00 | 7.2163 | 29.44 | -21.45 | 21.45 | 10000000
2016-01-10 15:00:00 | 7.0887 | 28.96 | -23.92 | 23.92 | 10000000
2016-01-10 16:00:00 | 7.1737 | 29.28 | -27.93 | 27.93 | 10000000
2016-01-10 17:00:00 | 7.0037 | 28.64 | -35 | 35 | 10000000
2016-01-10 18:00:00 | 6.9187 | 28.32 | -33 | 33 | 10000000
2016-01-10 19:00:00 | 7.2163 | 29.44 | -30.03 | 30.03 | 10000000
2016-01-10 20:00:00 | 7.4713 | 30.4 | -26.06 | 26.06 | 10000000
2016-01-10 21:00:00 | 7.6839 | 31.2 | -26.93 | 26.93 | 10000000
2016-01-10 22:00:00 | 7.8114 | 31.68 | -23.12 | 23.12 | 10000000
2016-01-10 23:00:00 | 7.8114 | 31.68 | -21.95 | 21.95 | 10000000
2016-01-11 00:00:00 | 7.7264 | 31.36 | -20.04 | 20.04 | 10000000
2016-01-11 01:00:00 | 7.5563 | 30.72 | -19.78 | 19.78 | 10000000
2016-01-11 02:00:00 | 7.5563 | 30.72 | -19.36 | 19.36 | 10000000
2016-01-11 03:00:00 | 7.6839 | 31.2 | -19.56 | 19.56 | 10000000
2016-01-11 04:00:00 | 7.8964 | 32 | -21.67 | 21.67 | 10000000
2016-01-11 05:00:00 | 7.6413 | 31.04 | -28.5 | 28.5 | 10000000
2016-01-11 06:00:00 | 7.5988 | 30.88 | -41.61 | 41.61 | 10000000
2016-01-11 07:00:00 | 7.5988 | 30.88 | -45.93 | 45.93 | 10000000
2016-01-11 08:00:00 | 7.7264 | 31.36 | -44 | 44 | 10000000
2016-01-11 09:00:00 | 7.7264 | 31.36 | -41.94 | 41.94 | 10000000
2016-01-11 10:00:00 | 7.3438 | 29.92 | -41.96 | 41.96 | 10000000
2016-01-11 11:00:00 | 7.1737 | 29.28 | -42.33 | 42.33 | 10000000
2016-01-11 12:00:00 | 6.9612 | 28.48 | -42.1 | 42.1 | 10000000
2016-01-11 13:00:00 | 7.0037 | 28.64 | -39.88 | 39.88 | 10000000
2016-01-11 14:00:00 | 6.8762 | 28.16 | -37.5 | 37.5 | 10000000
2016-01-11 15:00:00 | 7.0037 | 28.64 | -37.95 | 37.95 | 10000000
2016-01-11 16:00:00 | 7.1312 | 29.12 | -44.69 | 44.69 | 10000000
2016-01-11 17:00:00 | 7.2163 | 29.44 | -42.88 | 42.88 | 10000000
2016-01-11 18:00:00 | 7.3013 | 29.76 | -40 | 40 | 10000000
2016-01-11 19:00:00 | 7.4713 | 30.4 | -33.09 | 33.09 | 10000000
2016-01-11 20:00:00 | 7.5988 | 30.88 | -27.93 | 27.93 | 10000000
2016-01-11 21:00:00 | 7.8114 | 31.68 | -28 | 28 | 10000000
2016-01-11 22:00:00 | 7.7264 | 31.36 | -24.14 | 24.14 | 10000000
2016-01-11 23:00:00 | 7.7264 | 31.36 | -21.51 | 21.51 | 10000000
2016-01-12 00:00:00 | 7.7264 | 31.36 | -19.81 | 19.81 | 10000000
2016-01-12 01:00:00 | 7.6839 | 31.2 | -19.1 | 19.1 | 10000000
2016-01-12 02:00:00 | 7.6413 | 31.04 | -15.74 | 15.74 | 10000000
2016-01-12 03:00:00 | 7.5988 | 30.88 | -15.54 | 15.54 | 10000000
2016-01-12 04:00:00 | 7.5138 | 30.56 | -20.19 | 20.19 | 10000000
2016-01-12 05:00:00 | 7.4713 | 30.4 | -24.38 | 24.38 | 10000000
2016-01-12 06:00:00 | 7.4288 | 30.24 | -35.92 | 35.92 | 10000000
2016-01-12 07:00:00 | 7.4288 | 30.24 | -40.5 | 40.5 | 10000000
2016-01-12 08:00:00 | 7.3863 | 30.08 | -41 | 41 | 10000000
2016-01-12 09:00:00 | 7.3013 | 29.76 | -38.66 | 38.66 | 10000000
2016-01-12 10:00:00 | 7.1737 | 29.28 | -36.46 | 36.46 | 10000000
2016-01-12 11:00:00 | 7.1312 | 29.12 | -35 | 35 | 10000000
2016-01-12 12:00:00 | 7.0462 | 28.8 | -33.3 | 33.3 | 10000000
2016-01-12 13:00:00 | 7.0462 | 28.8 | -32.21 | 32.21 | 10000000
2016-01-12 14:00:00 | 7.3013 | 29.76 | -33 | 33 | 10000000
2016-01-12 15:00:00 | 7.3863 | 30.08 | -36.08 | 36.08 | 10000000
2016-01-12 16:00:00 | 7.3013 | 29.76 | -41.94 | 41.94 | 10000000
2016-01-12 17:00:00 | 7.2163 | 29.44 | -40.33 | 40.33 | 10000000
2016-01-12 18:00:00 | 7.1312 | 29.12 | -29.69 | 29.69 | 10000000
2016-01-12 19:00:00 | 6.7487 | 27.68 | -26.05 | 26.05 | 10000000
2016-01-12 20:00:00 | 6.3661 | 26.24 | -24.76 | 24.76 | 10000000
2016-01-12 21:00:00 | 6.7061 | 27.52 | -24.03 | 24.03 | 10000000
2016-01-12 22:00:00 | 6.5786 | 27.04 | -21.51 | 21.51 | 10000000
2016-01-12 23:00:00 | 6.6636 | 27.36 | -21 | 21 | 10000000
2016-01-13 00:00:00 | 6.6211 | 27.2 | -19.66 | 19.66 | 10000000
2016-01-13 01:00:00 | 6.5786 | 27.04 | -18.13 | 18.13 | 10000000
2016-01-13 02:00:00 | 6.7061 | 27.52 | -15.3 | 15.3 | 10000000
2016-01-13 03:00:00 | 6.9612 | 28.48 | -18.05 | 18.05 | 10000000
2016-01-13 04:00:00 | 6.8762 | 28.16 | -20.83 | 20.83 | 10000000
2016-01-13 05:00:00 | 6.8762 | 28.16 | -24.1 | 24.1 | 10000000
2016-01-13 06:00:00 | 6.9612 | 28.48 | -27.87 | 27.87 | 10000000
2016-01-13 07:00:00 | 6.9612 | 28.48 | -29.98 | 29.98 | 10000000
2016-01-13 08:00:00 | 6.8337 | 28 | -30.73 | 30.73 | 10000000
2016-01-13 09:00:00 | 6.7061 | 27.52 | -31.45 | 31.45 | 10000000
2016-01-13 10:00:00 | 6.5786 | 27.04 | -33.56 | 33.56 | 10000000
2016-01-13 11:00:00 | 6.5786 | 27.04 | -33.99 | 33.99 | 10000000
2016-01-13 12:00:00 | 6.9187 | 28.32 | -34.09 | 34.09 | 10000000
2016-01-13 13:00:00 | 7.3438 | 29.92 | -34.02 | 34.02 | 10000000
2016-01-13 14:00:00 | 7.3863 | 30.08 | -37.44 | 37.44 | 10000000
2016-01-13 15:00:00 | 7.4713 | 30.4 | -39.58 | 39.58 | 10000000
2016-01-13 16:00:00 | 7.6413 | 31.04 | -43 | 43 | 10000000
2016-01-13 17:00:00 | 7.8114 | 31.68 | -42.22 | 42.22 | 10000000
2016-01-13 18:00:00 | 7.8964 | 32 | -38.86 | 38.86 | 10000000
2016-01-13 19:00:00 | 8.0664 | 32.64 | -29.62 | 29.62 | 10000000
2016-01-13 20:00:00 | 7.9389 | 32.16 | -26.97 | 26.97 | 10000000
2016-01-13 21:00:00 | 8.0239 | 32.48 | -25.88 | 25.88 | 10000000
2016-01-13 22:00:00 | 8.0239 | 32.48 | -23.52 | 23.52 | 10000000
2016-01-13 23:00:00 | 7.9389 | 32.16 | -24.29 | 24.29 | 10000000
2016-01-14 00:00:00 | 7.6839 | 31.2 | -23.06 | 23.06 | 10000000
2016-01-14 01:00:00 | 7.5138 | 30.56 | -22.22 | 22.22 | 10000000
2016-01-14 02:00:00 | 7.5138 | 30.56 | -22.03 | 22.03 | 10000000
2016-01-14 03:00:00 | 7.5138 | 30.56 | -22.53 | 22.53 | 10000000
2016-01-14 04:00:00 | 7.4288 | 30.24 | -23.9 | 23.9 | 10000000
2016-01-14 05:00:00 | 7.4713 | 30.4 | -29.99 | 29.99 | 10000000
2016-01-14 06:00:00 | 7.4713 | 30.4 | -44.07 | 44.07 | 10000000
2016-01-14 07:00:00 | 7.4288 | 30.24 | -44.99 | 44.99 | 10000000
2016-01-14 08:00:00 | 7.3863 | 30.08 | -41.39 | 41.39 | 10000000
2016-01-14 09:00:00 | 7.1737 | 29.28 | -34.95 | 34.95 | 10000000
2016-01-14 10:00:00 | 7.0462 | 28.8 | -33.18 | 33.18 | 10000000
2016-01-14 11:00:00 | 6.9612 | 28.48 | -31.17 | 31.17 | 10000000
2016-01-14 12:00:00 | 6.9187 | 28.32 | -33.52 | 33.52 | 10000000
2016-01-14 13:00:00 | 7.0462 | 28.8 | -39.97 | 39.97 | 10000000
2016-01-14 14:00:00 | 7.1312 | 29.12 | -42.99 | 42.99 | 10000000
2016-01-14 15:00:00 | 7.6413 | 31.04 | -42.34 | 42.34 | 10000000
2016-01-14 16:00:00 | 7.5138 | 30.56 | -45.5 | 45.5 | 10000000
2016-01-14 17:00:00 | 7.3863 | 30.08 | -41.06 | 41.06 | 10000000
2016-01-14 18:00:00 | 7.3013 | 29.76 | -40.02 | 40.02 | 10000000
2016-01-14 19:00:00 | 7.4713 | 30.4 | -38.34 | 38.34 | 10000000
2016-01-14 20:00:00 | 7.7689 | 31.52 | -30.86 | 30.86 | 10000000
2016-01-14 21:00:00 | 8.0239 | 32.48 | -28.16 | 28.16 | 10000000
2016-01-14 22:00:00 | 8.1089 | 32.8 | -25.73 | 25.73 | 10000000
2016-01-14 23:00:00 | 8.0664 | 32.64 | -24.58 | 24.58 | 10000000
2016-01-15 00:00:00 | 8.1089 | 32.8 | -25.03 | 25.03 | 10000000
2016-01-15 01:00:00 | 8.364 | 33.76 | -24.36 | 24.36 | 10000000
2016-01-15 02:00:00 | 8.3215 | 33.6 | -23.5 | 23.5 | 10000000
2016-01-15 03:00:00 | 8.1514 | 32.96 | -22.94 | 22.94 | 10000000
2016-01-15 04:00:00 | 8.2365 | 33.28 | -23.17 | 23.17 | 10000000
2016-01-15 05:00:00 | 8.4915 | 34.24 | -26.35 | 26.35 | 10000000
2016-01-15 06:00:00 | 8.4065 | 33.92 | -40.9 | 40.9 | 10000000
2016-01-15 07:00:00 | 8.279 | 33.44 | -45.21 | 45.21 | 10000000
2016-01-15 08:00:00 | 8.2365 | 33.28 | -45.46 | 45.46 | 10000000
2016-01-15 09:00:00 | 8.2365 | 33.28 | -45.99 | 45.99 | 10000000
2016-01-15 10:00:00 | 8.194 | 33.12 | -46.95 | 46.95 | 10000000
2016-01-15 11:00:00 | 8.1514 | 32.96 | -44 | 44 | 10000000
2016-01-15 12:00:00 | 8.0664 | 32.64 | -42.05 | 42.05 | 10000000
2016-01-15 13:00:00 | 7.9389 | 32.16 | -39.99 | 39.99 | 10000000
2016-01-15 14:00:00 | 7.9389 | 32.16 | -37.65 | 37.65 | 10000000
2016-01-15 15:00:00 | 8.0664 | 32.64 | -38 | 38 | 10000000
2016-01-15 16:00:00 | 8.1514 | 32.96 | -45.26 | 45.26 | 10000000
2016-01-15 17:00:00 | 8.364 | 33.76 | -48.04 | 48.04 | 10000000
2016-01-15 18:00:00 | 8.4065 | 33.92 | -44.36 | 44.36 | 10000000
2016-01-15 19:00:00 | 8.279 | 33.44 | -34.38 | 34.38 | 10000000
2016-01-15 20:00:00 | 8.1089 | 32.8 | -29.34 | 29.34 | 10000000
2016-01-15 21:00:00 | 7.8964 | 32 | -27.17 | 27.17 | 10000000
2016-01-15 22:00:00 | 7.5988 | 30.88 | -25.02 | 25.02 | 10000000
2016-01-15 23:00:00 | 7.6839 | 31.2 | -27.13 | 27.13 | 10000000
2016-01-16 00:00:00 | 7.8539 | 31.84 | -26.37 | 26.37 | 10000000
2016-01-16 01:00:00 | 8.1089 | 32.8 | -25.58 | 25.58 | 10000000
2016-01-16 02:00:00 | 8.1514 | 32.96 | -24.73 | 24.73 | 10000000
2016-01-16 03:00:00 | 8.4065 | 33.92 | -24.08 | 24.08 | 10000000
2016-01-16 04:00:00 | 8.8741 | 35.68 | -25.32 | 25.32 | 10000000
2016-01-16 05:00:00 | 9.0016 | 36.16 | -24.77 | 24.77 | 10000000
2016-01-16 06:00:00 | 9.0441 | 36.32 | -25.03 | 25.03 | 10000000
2016-01-16 07:00:00 | 9.0441 | 36.32 | -27.55 | 27.55 | 10000000
2016-01-16 08:00:00 | 9.1717 | 36.8 | -32.4 | 32.4 | 10000000
2016-01-16 09:00:00 | 8.9591 | 36 | -34.21 | 34.21 | 10000000
2016-01-16 10:00:00 | 8.8741 | 35.68 | -33.23 | 33.23 | 10000000
2016-01-16 11:00:00 | 8.7466 | 35.2 | -29.16 | 29.16 | 10000000
2016-01-16 12:00:00 | 8.5765 | 34.56 | -26.31 | 26.31 | 10000000
2016-01-16 13:00:00 | 8.279 | 33.44 | -25.47 | 25.47 | 10000000
2016-01-16 14:00:00 | 8.1514 | 32.96 | -25.6 | 25.6 | 10000000
2016-01-16 15:00:00 | 8.1514 | 32.96 | -30.15 | 30.15 | 10000000
2016-01-16 16:00:00 | 8.279 | 33.44 | -39.77 | 39.77 | 10000000
2016-01-16 17:00:00 | 8.279 | 33.44 | -40.03 | 40.03 | 10000000
2016-01-16 18:00:00 | 8.2365 | 33.28 | -30.99 | 30.99 | 10000000
2016-01-16 19:00:00 | 8.279 | 33.44 | -26.19 | 26.19 | 10000000
2016-01-16 20:00:00 | 8.279 | 33.44 | -25.9 | 25.9 | 10000000
2016-01-16 21:00:00 | 8.279 | 33.44 | -25.53 | 25.53 | 10000000
2016-01-16 22:00:00 | 8.279 | 33.44 | -24.12 | 24.12 | 10000000
2016-01-16 23:00:00 | 8.279 | 33.44 | -20.86 | 20.86 | 10000000
2016-01-17 00:00:00 | 8.3215 | 33.6 | -20.25 | 20.25 | 10000000
2016-01-17 01:00:00 | 8.4915 | 34.24 | -20.76 | 20.76 | 10000000
2016-01-17 02:00:00 | 8.619 | 34.72 | -20.97 | 20.97 | 10000000
2016-01-17 03:00:00 | 8.7466 | 35.2 | -20.89 | 20.89 | 10000000
2016-01-17 04:00:00 | 8.7466 | 35.2 | -20.94 | 20.94 | 10000000
2016-01-17 05:00:00 | 8.7041 | 35.04 | -19.64 | 19.64 | 10000000
2016-01-17 06:00:00 | 8.7041 | 35.04 | -22.35 | 22.35 | 10000000
2016-01-17 07:00:00 | 8.8316 | 35.52 | -23.52 | 23.52 | 10000000
2016-01-17 08:00:00 | 8.6616 | 34.88 | -26.54 | 26.54 | 10000000
2016-01-17 09:00:00 | 8.534 | 34.4 | -30.11 | 30.11 | 10000000
2016-01-17 10:00:00 | 8.3215 | 33.6 | -36.29 | 36.29 | 10000000
2016-01-17 11:00:00 | 8.1514 | 32.96 | -32.44 | 32.44 | 10000000
2016-01-17 12:00:00 | 8.0664 | 32.64 | -26.93 | 26.93 | 10000000
2016-01-17 13:00:00 | 8.1089 | 32.8 | -26.19 | 26.19 | 10000000
2016-01-17 14:00:00 | 8.0239 | 32.48 | -27.07 | 27.07 | 10000000
2016-01-17 15:00:00 | 7.9814 | 32.32 | -31.94 | 31.94 | 10000000
2016-01-17 16:00:00 | 8.0239 | 32.48 | -39.49 | 39.49 | 10000000
2016-01-17 17:00:00 | 8.1089 | 32.8 | -42.8 | 42.8 | 10000000
2016-01-17 18:00:00 | 8.1089 | 32.8 | -39.23 | 39.23 | 10000000
2016-01-17 19:00:00 | 8.3215 | 33.6 | -33.3 | 33.3 | 10000000
2016-01-17 20:00:00 | 8.279 | 33.44 | -27.04 | 27.04 | 10000000
2016-01-17 21:00:00 | 8.449 | 34.08 | -27.05 | 27.05 | 10000000
2016-01-17 22:00:00 | 8.8741 | 35.68 | -24.99 | 24.99 | 10000000
2016-01-17 23:00:00 | 9.1717 | 36.8 | -23.96 | 23.96 | 10000000
2016-01-18 00:00:00 | 9.6818 | 38.72 | -23.47 | 23.47 | 10000000
2016-01-18 01:00:00 | 10.4469 | 41.6 | -23.56 | 23.56 | 10000000
2016-01-18 02:00:00 | 11.2121 | 44.48 | -23.48 | 23.48 | 10000000
2016-01-18 03:00:00 | 10.0643 | 40.16 | -23.51 | 23.51 | 10000000
2016-01-18 04:00:00 | 9.8518 | 39.36 | -24.25 | 24.25 | 10000000
2016-01-18 05:00:00 | 9.6818 | 38.72 | -27.61 | 27.61 | 10000000
2016-01-18 06:00:00 | 9.7243 | 38.88 | -46.01 | 46.01 | 10000000
2016-01-18 07:00:00 | 9.8943 | 39.52 | -49.98 | 49.98 | 10000000
2016-01-18 08:00:00 | 10.872 | 43.2 | -50.54 | 50.54 | 10000000
2016-01-18 09:00:00 | 10.9145 | 43.36 | -49.91 | 49.91 | 10000000
2016-01-18 10:00:00 | 10.1494 | 40.48 | -48.44 | 48.44 | 10000000
2016-01-18 11:00:00 | 9.4692 | 37.92 | -46.93 | 46.93 | 10000000
2016-01-18 12:00:00 | 9.2142 | 36.96 | -46.32 | 46.32 | 10000000
2016-01-18 13:00:00 | 9.1292 | 36.64 | -45.76 | 45.76 | 10000000
2016-01-18 14:00:00 | 9.5542 | 38.24 | -49.53 | 49.53 | 10000000
2016-01-18 15:00:00 | 9.9793 | 39.84 | -49.66 | 49.66 | 10000000
2016-01-18 16:00:00 | 11.042 | 43.84 | -62.55 | 62.55 | 10000000
2016-01-18 17:00:00 | 10.4044 | 41.44 | -56.07 | 56.07 | 10000000
2016-01-18 18:00:00 | 10.9145 | 43.36 | -47.18 | 47.18 | 10000000
2016-01-18 19:00:00 | 10.3619 | 41.28 | -35.09 | 35.09 | 10000000
2016-01-18 20:00:00 | 11.5522 | 45.76 | -26.95 | 26.95 | 10000000
2016-01-18 21:00:00 | 10.702 | 42.56 | -26.94 | 26.94 | 10000000
2016-01-18 22:00:00 | 10.4469 | 41.6 | -25.09 | 25.09 | 10000000
2016-01-18 23:00:00 | 10.2344 | 40.8 | -31.95 | 31.95 | 10000000
2016-01-19 00:00:00 | 10.0218 | 40 | -32.16 | 32.16 | 10000000
2016-01-19 01:00:00 | 10.6595 | 42.4 | -28.97 | 28.97 | 10000000
2016-01-19 02:00:00 | 9.6393 | 38.56 | -30.01 | 30.01 | 10000000
2016-01-19 03:00:00 | 9.9368 | 39.68 | -30.45 | 30.45 | 10000000
2016-01-19 04:00:00 | 10.872 | 43.2 | -27.01 | 27.01 | 10000000
2016-01-19 05:00:00 | 11.4246 | 45.28 | -31.9 | 31.9 | 10000000
2016-01-19 06:00:00 | 11.6372 | 46.08 | -54.1 | 54.1 | 10000000
2016-01-19 07:00:00 | 11.3396 | 44.96 | -64.9 | 64.9 | 10000000
2016-01-19 08:00:00 | 10.957 | 43.52 | -65.35 | 65.35 | 10000000
2016-01-19 09:00:00 | 10.4894 | 41.76 | -61.31 | 61.31 | 10000000
2016-01-19 10:00:00 | 9.8518 | 39.36 | -61.43 | 61.43 | 10000000
2016-01-19 11:00:00 | 9.4267 | 37.76 | -58.98 | 58.98 | 10000000
2016-01-19 12:00:00 | 8.8741 | 35.68 | -58.53 | 58.53 | 10000000
2016-01-19 13:00:00 | 8.9166 | 35.84 | -55.81 | 55.81 | 10000000
2016-01-19 14:00:00 | 8.9166 | 35.84 | -55.5 | 55.5 | 10000000
2016-01-19 15:00:00 | 8.8741 | 35.68 | -56.21 | 56.21 | 10000000
2016-01-19 16:00:00 | 9.0441 | 36.32 | -70.07 | 70.07 | 10000000
2016-01-19 17:00:00 | 9.1292 | 36.64 | -74.97 | 74.97 | 10000000
2016-01-19 18:00:00 | 9.1292 | 36.64 | -57.56 | 57.56 | 10000000
2016-01-19 19:00:00 | 9.2142 | 36.96 | -48.24 | 48.24 | 10000000
2016-01-19 20:00:00 | 9.2567 | 37.12 | -37.98 | 37.98 | 10000000
2016-01-19 21:00:00 | 9.5117 | 38.08 | -33.67 | 33.67 | 10000000
2016-01-19 22:00:00 | 9.1717 | 36.8 | -29.79 | 29.79 | 10000000
2016-01-19 23:00:00 | 9.1292 | 36.64 | -26.05 | 26.05 | 10000000
2016-01-20 00:00:00 | 9.0441 | 36.32 | -26.17 | 26.17 | 10000000
2016-01-20 01:00:00 | 8.9591 | 36 | -26.42 | 26.42 | 10000000
2016-01-20 02:00:00 | 8.9591 | 36 | -25.36 | 25.36 | 10000000
2016-01-20 03:00:00 | 8.9166 | 35.84 | -25.76 | 25.76 | 10000000
2016-01-20 04:00:00 | 8.8316 | 35.52 | -26.54 | 26.54 | 10000000
2016-01-20 05:00:00 | 8.7466 | 35.2 | -32.7 | 32.7 | 10000000
2016-01-20 06:00:00 | 8.5765 | 34.56 | -55.08 | 55.08 | 10000000
2016-01-20 07:00:00 | 8.4915 | 34.24 | -61.08 | 61.08 | 10000000
2016-01-20 08:00:00 | 8.534 | 34.4 | -58.43 | 58.43 | 10000000
2016-01-20 09:00:00 | 8.4915 | 34.24 | -58.97 | 58.97 | 10000000
2016-01-20 10:00:00 | 8.1514 | 32.96 | -56.14 | 56.14 | 10000000
2016-01-20 11:00:00 | 8.1514 | 32.96 | -58.6 | 58.6 | 10000000
2016-01-20 12:00:00 | 8.1089 | 32.8 | -57.58 | 57.58 | 10000000
2016-01-20 13:00:00 | 8.0239 | 32.48 | -54.95 | 54.95 | 10000000
2016-01-20 14:00:00 | 8.2365 | 33.28 | -52.42 | 52.42 | 10000000
2016-01-20 15:00:00 | 8.3215 | 33.6 | -72.01 | 72.01 | 10000000
2016-01-20 16:00:00 | 8.449 | 34.08 | -92.75 | 92.75 | 10000000
2016-01-20 17:00:00 | 8.619 | 34.72 | -79.09 | 79.09 | 10000000
2016-01-20 18:00:00 | 8.5765 | 34.56 | -70.03 | 70.03 | 10000000
2016-01-20 19:00:00 | 8.5765 | 34.56 | -50.1 | 50.1 | 10000000
2016-01-20 20:00:00 | 8.7041 | 35.04 | -40.06 | 40.06 | 10000000
2016-01-20 21:00:00 | 8.6616 | 34.88 | -33.52 | 33.52 | 10000000
2016-01-20 22:00:00 | 8.5765 | 34.56 | -29.63 | 29.63 | 10000000
2016-01-20 23:00:00 | 8.534 | 34.4 | -29.65 | 29.65 | 10000000
2016-01-21 00:00:00 | 8.5765 | 34.56 | -27.82 | 27.82 | 10000000
2016-01-21 01:00:00 | 8.5765 | 34.56 | -26.65 | 26.65 | 10000000
2016-01-21 02:00:00 | 8.5765 | 34.56 | -26.96 | 26.96 | 10000000
2016-01-21 03:00:00 | 8.5765 | 34.56 | -27.47 | 27.47 | 10000000
2016-01-21 04:00:00 | 8.619 | 34.72 | -29.09 | 29.09 | 10000000
2016-01-21 05:00:00 | 9.6818 | 38.72 | -40.78 | 40.78 | 10000000
2016-01-21 06:00:00 | 10.4044 | 41.44 | -70.01 | 70.01 | 10000000
2016-01-21 07:00:00 | 9.7243 | 38.88 | -85.05 | 85.05 | 10000000
2016-01-21 08:00:00 | 9.4267 | 37.76 | -83.54 | 83.54 | 10000000
2016-01-21 09:00:00 | 8.9591 | 36 | -74.94 | 74.94 | 10000000
2016-01-21 10:00:00 | 8.6616 | 34.88 | -70.12 | 70.12 | 10000000
2016-01-21 11:00:00 | 8.4915 | 34.24 | -59.91 | 59.91 | 10000000
2016-01-21 12:00:00 | 8.0664 | 32.64 | -57.69 | 57.69 | 10000000
2016-01-21 13:00:00 | 8.0239 | 32.48 | -57.99 | 57.99 | 10000000
2016-01-21 14:00:00 | 8.2365 | 33.28 | -61.05 | 61.05 | 10000000
2016-01-21 15:00:00 | 8.4065 | 33.92 | -57.43 | 57.43 | 10000000
2016-01-21 16:00:00 | 8.4915 | 34.24 | -77.13 | 77.13 | 10000000
2016-01-21 17:00:00 | 9.1292 | 36.64 | -86.01 | 86.01 | 10000000
2016-01-21 18:00:00 | 9.6393 | 38.56 | -60.13 | 60.13 | 10000000
2016-01-21 19:00:00 | 10.4894 | 41.76 | -50.09 | 50.09 | 10000000
2016-01-21 20:00:00 | 10.3619 | 41.28 | -35.47 | 35.47 | 10000000
2016-01-21 21:00:00 | 10.5319 | 41.92 | -30.36 | 30.36 | 10000000
2016-01-21 22:00:00 | 10.9145 | 43.36 | -26.97 | 26.97 | 10000000
2016-01-21 23:00:00 | 11.1696 | 44.32 | -28.05 | 28.05 | 10000000
2016-01-22 00:00:00 | 10.8295 | 43.04 | -27.92 | 27.92 | 10000000
2016-01-22 01:00:00 | 10.9995 | 43.68 | -26.78 | 26.78 | 10000000
2016-01-22 02:00:00 | 10.9145 | 43.36 | -26.57 | 26.57 | 10000000
2016-01-22 03:00:00 | 11.1271 | 44.16 | -27.02 | 27.02 | 10000000
2016-01-22 04:00:00 | 11.2546 | 44.64 | -28.07 | 28.07 | 10000000
2016-01-22 05:00:00 | 11.5096 | 45.6 | -30.82 | 30.82 | 10000000
2016-01-22 06:00:00 | 11.8497 | 46.88 | -48.46 | 48.46 | 10000000
2016-01-22 07:00:00 | 11.8922 | 47.04 | -52.5 | 52.5 | 10000000
2016-01-22 08:00:00 | 11.4671 | 45.44 | -48.66 | 48.66 | 10000000
2016-01-22 09:00:00 | 10.617 | 42.24 | -45.11 | 45.11 | 10000000
2016-01-22 10:00:00 | 9.9793 | 39.84 | -44.96 | 44.96 | 10000000
2016-01-22 11:00:00 | 9.3417 | 37.44 | -42.06 | 42.06 | 10000000
2016-01-22 12:00:00 | 9.0441 | 36.32 | -37.02 | 37.02 | 10000000
2016-01-22 13:00:00 | 8.8741 | 35.68 | -32.27 | 32.27 | 10000000
2016-01-22 14:00:00 | 8.9166 | 35.84 | -32.65 | 32.65 | 10000000
2016-01-22 15:00:00 | 9.3842 | 37.6 | -32.84 | 32.84 | 10000000
2016-01-22 16:00:00 | 9.8518 | 39.36 | -34.83 | 34.83 | 10000000
2016-01-22 17:00:00 | 10.0643 | 40.16 | -28.3 | 28.3 | 10000000
2016-01-22 18:00:00 | 9.9368 | 39.68 | -26.88 | 26.88 | 10000000
2016-01-22 19:00:00 | 10.1494 | 40.48 | -25.46 | 25.46 | 10000000
2016-01-22 20:00:00 | 10.1494 | 40.48 | -24.88 | 24.88 | 10000000
2016-01-22 21:00:00 | 10.2344 | 40.8 | -24.28 | 24.28 | 10000000
2016-01-22 22:00:00 | 10.2769 | 40.96 | -22.63 | 22.63 | 10000000
2016-01-22 23:00:00 | 10.702 | 42.56 | -24.44 | 24.44 | 10000000
2016-01-23 00:00:00 | 10.5745 | 42.08 | -24.02 | 24.02 | 10000000
2016-01-23 01:00:00 | 10.4469 | 41.6 | -23.03 | 23.03 | 10000000
2016-01-23 02:00:00 | 10.3619 | 41.28 | -22.99 | 22.99 | 10000000
2016-01-23 03:00:00 | 10.3194 | 41.12 | -22.68 | 22.68 | 10000000
2016-01-23 04:00:00 | 10.1494 | 40.48 | -22.44 | 22.44 | 10000000
2016-01-23 05:00:00 | 10.1069 | 40.32 | -21.46 | 21.46 | 10000000
2016-01-23 06:00:00 | 9.9368 | 39.68 | -23.35 | 23.35 | 10000000
2016-01-23 07:00:00 | 9.8518 | 39.36 | -24.68 | 24.68 | 10000000
2016-01-23 08:00:00 | 9.9368 | 39.68 | -28.9 | 28.9 | 10000000
2016-01-23 09:00:00 | 9.7243 | 38.88 | -31.32 | 31.32 | 10000000
2016-01-23 10:00:00 | 9.3842 | 37.6 | -34.75 | 34.75 | 10000000
2016-01-23 11:00:00 | 9.0866 | 36.48 | -34.39 | 34.39 | 10000000
2016-01-23 12:00:00 | 8.9166 | 35.84 | -30.45 | 30.45 | 10000000
2016-01-23 13:00:00 | 8.7466 | 35.2 | -28.04 | 28.04 | 10000000
2016-01-23 14:00:00 | 8.5765 | 34.56 | -29.1 | 29.1 | 10000000
2016-01-23 15:00:00 | 8.279 | 33.44 | -29.7 | 29.7 | 10000000
2016-01-23 16:00:00 | 8.279 | 33.44 | -36.97 | 36.97 | 10000000
2016-01-23 17:00:00 | 8.2365 | 33.28 | -42.6 | 42.6 | 10000000
2016-01-23 18:00:00 | 8.0664 | 32.64 | -35.83 | 35.83 | 10000000
2016-01-23 19:00:00 | 7.9389 | 32.16 | -28.84 | 28.84 | 10000000
2016-01-23 20:00:00 | 7.5988 | 30.88 | -25.4 | 25.4 | 10000000
2016-01-23 21:00:00 | 6.9612 | 28.48 | -26.27 | 26.27 | 10000000
2016-01-23 22:00:00 | 6.9612 | 28.48 | -27.06 | 27.06 | 10000000
2016-01-23 23:00:00 | 6.7487 | 27.68 | -24.08 | 24.08 | 10000000
2016-01-24 00:00:00 | 6.5361 | 26.88 | -23.99 | 23.99 | 10000000
2016-01-24 01:00:00 | 6.4511 | 26.56 | -24.83 | 24.83 | 10000000
2016-01-24 02:00:00 | 6.5786 | 27.04 | -23.24 | 23.24 | 10000000
2016-01-24 03:00:00 | 6.5361 | 26.88 | -22.54 | 22.54 | 10000000
2016-01-24 04:00:00 | 6.5786 | 27.04 | -23.41 | 23.41 | 10000000
2016-01-24 05:00:00 | 6.5786 | 27.04 | -21.41 | 21.41 | 10000000
2016-01-24 06:00:00 | 6.5361 | 26.88 | -21.4 | 21.4 | 10000000
2016-01-24 07:00:00 | 6.4936 | 26.72 | -22.12 | 22.12 | 10000000
2016-01-24 08:00:00 | 6.5361 | 26.88 | -24.63 | 24.63 | 10000000
2016-01-24 09:00:00 | 6.4936 | 26.72 | -27.05 | 27.05 | 10000000
2016-01-24 10:00:00 | 6.4511 | 26.56 | -32.66 | 32.66 | 10000000
2016-01-24 11:00:00 | 6.4086 | 26.4 | -28.94 | 28.94 | 10000000
2016-01-24 12:00:00 | 6.2386 | 25.76 | -26.04 | 26.04 | 10000000
2016-01-24 13:00:00 | 6.2386 | 25.76 | -24.84 | 24.84 | 10000000
2016-01-24 14:00:00 | 6.2386 | 25.76 | -23.99 | 23.99 | 10000000
2016-01-24 15:00:00 | 6.4936 | 26.72 | -25.04 | 25.04 | 10000000
2016-01-24 16:00:00 | 6.7487 | 27.68 | -32.88 | 32.88 | 10000000
2016-01-24 17:00:00 | 6.5361 | 26.88 | -36.09 | 36.09 | 10000000
2016-01-24 18:00:00 | 6.6636 | 27.36 | -35.87 | 35.87 | 10000000
2016-01-24 19:00:00 | 6.8762 | 28.16 | -31.7 | 31.7 | 10000000
2016-01-24 20:00:00 | 6.8337 | 28 | -26 | 26 | 10000000
2016-01-24 21:00:00 | 6.7061 | 27.52 | -27.09 | 27.09 | 10000000
2016-01-24 22:00:00 | 6.7061 | 27.52 | -22.44 | 22.44 | 10000000
2016-01-24 23:00:00 | 6.6211 | 27.2 | -20.07 | 20.07 | 10000000
2016-01-25 00:00:00 | 6.5786 | 27.04 | -19.65 | 19.65 | 10000000
2016-01-25 01:00:00 | 6.4511 | 26.56 | -19.68 | 19.68 | 10000000
2016-01-25 02:00:00 | 6.3661 | 26.24 | -19.98 | 19.98 | 10000000
2016-01-25 03:00:00 | 6.3236 | 26.08 | -20.33 | 20.33 | 10000000
2016-01-25 04:00:00 | 6.3236 | 26.08 | -21.32 | 21.32 | 10000000
2016-01-25 05:00:00 | 6.0685 | 25.12 | -25.01 | 25.01 | 10000000
2016-01-25 06:00:00 | 5.8135 | 24.16 | -34.94 | 34.94 | 10000000
2016-01-25 07:00:00 | 5.856 | 24.32 | -35 | 35 | 10000000
2016-01-25 08:00:00 | 5.3459 | 22.4 | -36.04 | 36.04 | 10000000
2016-01-25 09:00:00 | 5.1333 | 21.6 | -36.62 | 36.62 | 10000000
2016-01-25 10:00:00 | 4.8783 | 20.64 | -35.6 | 35.6 | 10000000
2016-01-25 11:00:00 | 4.7507 | 20.16 | -34.75 | 34.75 | 10000000
2016-01-25 12:00:00 | 4.5807 | 19.52 | -32.26 | 32.26 | 10000000
2016-01-25 13:00:00 | 4.6657 | 19.84 | -30.61 | 30.61 | 10000000
2016-01-25 14:00:00 | 4.5807 | 19.52 | -29.73 | 29.73 | 10000000
2016-01-25 15:00:00 | 4.9208 | 20.8 | -31.17 | 31.17 | 10000000
2016-01-25 16:00:00 | 4.8358 | 20.48 | -34.96 | 34.96 | 10000000
2016-01-25 17:00:00 | 4.9208 | 20.8 | -36.33 | 36.33 | 10000000
2016-01-25 18:00:00 | 5.1758 | 21.76 | -31.96 | 31.96 | 10000000
2016-01-25 19:00:00 | 4.9633 | 20.96 | -26.8 | 26.8 | 10000000
2016-01-25 20:00:00 | 5.2183 | 21.92 | -25.32 | 25.32 | 10000000
2016-01-25 21:00:00 | 5.0908 | 21.44 | -23.93 | 23.93 | 10000000
2016-01-25 22:00:00 | 4.9633 | 20.96 | -18.11 | 18.11 | 10000000
2016-01-25 23:00:00 | 4.7933 | 20.32 | -20.23 | 20.23 | 10000000
2016-01-26 00:00:00 | 4.6657 | 19.84 | -18.02 | 18.02 | 10000000
2016-01-26 01:00:00 | 5.0483 | 21.28 | -15.9 | 15.9 | 10000000
2016-01-26 02:00:00 | 5.0058 | 21.12 | -15.91 | 15.91 | 10000000
2016-01-26 03:00:00 | 5.2183 | 21.92 | -17.1 | 17.1 | 10000000
2016-01-26 04:00:00 | 5.1333 | 21.6 | -21.8 | 21.8 | 10000000
2016-01-26 05:00:00 | 5.2183 | 21.92 | -27.09 | 27.09 | 10000000
2016-01-26 06:00:00 | 5.3034 | 22.24 | -34.13 | 34.13 | 10000000
2016-01-26 07:00:00 | 4.9633 | 20.96 | -38.11 | 38.11 | 10000000
2016-01-26 08:00:00 | 5.0058 | 21.12 | -32.31 | 32.31 | 10000000
2016-01-26 09:00:00 | 4.5807 | 19.52 | -29.99 | 29.99 | 10000000
2016-01-26 10:00:00 | 4.4532 | 19.04 | -29.55 | 29.55 | 10000000
2016-01-26 11:00:00 | 3.9856 | 17.28 | -28.52 | 28.52 | 10000000
2016-01-26 12:00:00 | 3.773 | 16.48 | -29.33 | 29.33 | 10000000
2016-01-26 13:00:00 | 3.8155 | 16.64 | -27.97 | 27.97 | 10000000
2016-01-26 14:00:00 | 4.1131 | 17.76 | -30.09 | 30.09 | 10000000
2016-01-26 15:00:00 | 4.6232 | 19.68 | -30.62 | 30.62 | 10000000
2016-01-26 16:00:00 | 5.2183 | 21.92 | -32.87 | 32.87 | 10000000
2016-01-26 17:00:00 | 4.9208 | 20.8 | -29.27 | 29.27 | 10000000
2016-01-26 18:00:00 | 5.0908 | 21.44 | -24.94 | 24.94 | 10000000
2016-01-26 19:00:00 | 4.7082 | 20 | -23.17 | 23.17 | 10000000
2016-01-26 20:00:00 | 4.5807 | 19.52 | -21.66 | 21.66 | 10000000
2016-01-26 21:00:00 | 4.3257 | 18.56 | -20.24 | 20.24 | 10000000
2016-01-26 22:00:00 | 4.2831 | 18.4 | -13.43 | 13.43 | 10000000
2016-01-26 23:00:00 | 4.3257 | 18.56 | -10.97 | 10.97 | 10000000
2016-01-27 00:00:00 | 4.2831 | 18.4 | -3.18 | 3.18 | 10000000
2016-01-27 01:00:00 | 4.4532 | 19.04 | -0.05 | 0.05 | 10000000
2016-01-27 02:00:00 | 4.6232 | 19.68 | -0.13 | 0.13 | 10000000
2016-01-27 03:00:00 | 4.6657 | 19.84 | -8.82 | 8.82 | 10000000
2016-01-27 04:00:00 | 4.5807 | 19.52 | -13.3 | 13.3 | 10000000
2016-01-27 05:00:00 | 4.4957 | 19.2 | -17.33 | 17.33 | 10000000
2016-01-27 06:00:00 | 4.5807 | 19.52 | -22.97 | 22.97 | 10000000
2016-01-27 07:00:00 | 4.3682 | 18.72 | -23.93 | 23.93 | 10000000
2016-01-27 08:00:00 | 4.4107 | 18.88 | -28.95 | 28.95 | 10000000
2016-01-27 09:00:00 | 4.3257 | 18.56 | -29.94 | 29.94 | 10000000
2016-01-27 10:00:00 | 4.1556 | 17.92 | -25.55 | 25.55 | 10000000
2016-01-27 11:00:00 | 3.7305 | 16.32 | -24.12 | 24.12 | 10000000
2016-01-27 12:00:00 | 3.4755 | 15.36 | -22.95 | 22.95 | 10000000
2016-01-27 13:00:00 | 3.348 | 14.88 | -20.95 | 20.95 | 10000000
2016-01-27 14:00:00 | 3.518 | 15.52 | -23.91 | 23.91 | 10000000
2016-01-27 15:00:00 | 3.3905 | 15.04 | -23.97 | 23.97 | 10000000
2016-01-27 16:00:00 | 3.433 | 15.2 | -28.93 | 28.93 | 10000000
2016-01-27 17:00:00 | 3.4755 | 15.36 | -30.98 | 30.98 | 10000000
2016-01-27 18:00:00 | 3.348 | 14.88 | -29.07 | 29.07 | 10000000
2016-01-27 19:00:00 | 3.433 | 15.2 | -21.5 | 21.5 | 10000000
2016-01-27 20:00:00 | 3.3905 | 15.04 | -19.06 | 19.06 | 10000000
2016-01-27 21:00:00 | 3.348 | 14.88 | -16.34 | 16.34 | 10000000
2016-01-27 22:00:00 | 3.4755 | 15.36 | -13.96 | 13.96 | 10000000
2016-01-27 23:00:00 | 3.2629 | 14.56 | -14.5 | 14.5 | 10000000
2016-01-28 00:00:00 | 3.5605 | 15.68 | -12.83 | 12.83 | 10000000
2016-01-28 01:00:00 | 3.518 | 15.52 | -12.88 | 12.88 | 10000000
2016-01-28 02:00:00 | 3.3054 | 14.72 | -12.14 | 12.14 | 10000000
2016-01-28 03:00:00 | 3.433 | 15.2 | -13.2 | 13.2 | 10000000
2016-01-28 04:00:00 | 3.5605 | 15.68 | -17.39 | 17.39 | 10000000
2016-01-28 05:00:00 | 3.6455 | 16 | -23.41 | 23.41 | 10000000
2016-01-28 06:00:00 | 3.7305 | 16.32 | -28.49 | 28.49 | 10000000
2016-01-28 07:00:00 | 4.3682 | 18.72 | -30.96 | 30.96 | 10000000
2016-01-28 08:00:00 | 4.5382 | 19.36 | -29.97 | 29.97 | 10000000
2016-01-28 09:00:00 | 4.5382 | 19.36 | -29.07 | 29.07 | 10000000
2016-01-28 10:00:00 | 4.7507 | 20.16 | -25.21 | 25.21 | 10000000
2016-01-28 11:00:00 | 4.5807 | 19.52 | -24.01 | 24.01 | 10000000
2016-01-28 12:00:00 | 5.0908 | 21.44 | -25.56 | 25.56 | 10000000
2016-01-28 13:00:00 | 4.7507 | 20.16 | -26.73 | 26.73 | 10000000
2016-01-28 14:00:00 | 4.7082 | 20 | -31.02 | 31.02 | 10000000
2016-01-28 15:00:00 | 4.9633 | 20.96 | -33.58 | 33.58 | 10000000
2016-01-28 16:00:00 | 5.4734 | 22.88 | -39.05 | 39.05 | 10000000
2016-01-28 17:00:00 | 5.6434 | 23.52 | -46.02 | 46.02 | 10000000
2016-01-28 18:00:00 | 5.7284 | 23.84 | -36.56 | 36.56 | 10000000
2016-01-28 19:00:00 | 6.5786 | 27.04 | -32.12 | 32.12 | 10000000
2016-01-28 20:00:00 | 6.7061 | 27.52 | -27.45 | 27.45 | 10000000
2016-01-28 21:00:00 | 6.5361 | 26.88 | -26.31 | 26.31 | 10000000
2016-01-28 22:00:00 | 6.7061 | 27.52 | -20.79 | 20.79 | 10000000
2016-01-28 23:00:00 | 6.9612 | 28.48 | -21.1 | 21.1 | 10000000
2016-01-29 00:00:00 | 6.9612 | 28.48 | -19.53 | 19.53 | 10000000
2016-01-29 01:00:00 | 7.0037 | 28.64 | -19.06 | 19.06 | 10000000
2016-01-29 02:00:00 | 6.9612 | 28.48 | -18.08 | 18.08 | 10000000
2016-01-29 03:00:00 | 6.7487 | 27.68 | -15.96 | 15.96 | 10000000
2016-01-29 04:00:00 | 6.7061 | 27.52 | -18.01 | 18.01 | 10000000
2016-01-29 05:00:00 | 6.8762 | 28.16 | -26 | 26 | 10000000
2016-01-29 06:00:00 | 6.6636 | 27.36 | -34.89 | 34.89 | 10000000
2016-01-29 07:00:00 | 6.4511 | 26.56 | -36.06 | 36.06 | 10000000
2016-01-29 08:00:00 | 6.4511 | 26.56 | -34.94 | 34.94 | 10000000
2016-01-29 09:00:00 | 6.2386 | 25.76 | -29.91 | 29.91 | 10000000
2016-01-29 10:00:00 | 6.026 | 24.96 | -25.43 | 25.43 | 10000000
2016-01-29 11:00:00 | 5.8135 | 24.16 | -21.83 | 21.83 | 10000000
2016-01-29 12:00:00 | 5.3884 | 22.56 | -20.03 | 20.03 | 10000000
2016-01-29 13:00:00 | 5.0908 | 21.44 | -19.1 | 19.1 | 10000000
2016-01-29 14:00:00 | 5.0058 | 21.12 | -19.39 | 19.39 | 10000000
2016-01-29 15:00:00 | 4.8358 | 20.48 | -22.54 | 22.54 | 10000000
2016-01-29 16:00:00 | 4.3682 | 18.72 | -27.43 | 27.43 | 10000000
2016-01-29 17:00:00 | 4.3257 | 18.56 | -25.99 | 25.99 | 10000000
2016-01-29 18:00:00 | 4.1981 | 18.08 | -25.18 | 25.18 | 10000000
2016-01-29 19:00:00 | 3.9856 | 17.28 | -21.11 | 21.11 | 10000000
2016-01-29 20:00:00 | 4.1131 | 17.76 | -17.08 | 17.08 | 10000000
2016-01-29 21:00:00 | 4.1131 | 17.76 | -14.6 | 14.6 | 10000000
2016-01-29 22:00:00 | 4.1556 | 17.92 | -10.29 | 10.29 | 10000000
2016-01-29 23:00:00 | 4.0706 | 17.6 | -14.08 | 14.08 | 10000000
2016-01-30 00:00:00 | 4.1556 | 17.92 | -8.4 | 8.4 | 10000000
2016-01-30 01:00:00 | 4.1981 | 18.08 | -0.79 | 0.79 | 10000000
2016-01-30 02:00:00 | 4.1556 | 17.92 | 0 |  | 0
2016-01-30 03:00:00 | 4.3257 | 18.56 | 0.02 |  | 0
2016-01-30 04:00:00 | 4.2406 | 18.24 | 0.04 |  | 0
2016-01-30 05:00:00 | 4.2406 | 18.24 | 2.97 |  | 0
2016-01-30 06:00:00 | 4.2406 | 18.24 | -8.51 | 8.51 | 10000000
2016-01-30 07:00:00 | 4.1981 | 18.08 | -12.42 | 12.42 | 10000000
2016-01-30 08:00:00 | 4.2406 | 18.24 | -13.78 | 13.78 | 10000000
2016-01-30 09:00:00 | 4.4532 | 19.04 | -14.22 | 14.22 | 10000000
2016-01-30 10:00:00 | 4.4957 | 19.2 | -14.69 | 14.69 | 10000000
2016-01-30 11:00:00 | 4.3682 | 18.72 | -14.27 | 14.27 | 10000000
2016-01-30 12:00:00 | 4.3682 | 18.72 | -14.6 | 14.6 | 10000000
2016-01-30 13:00:00 | 4.3257 | 18.56 | -14.28 | 14.28 | 10000000
2016-01-30 14:00:00 | 4.1131 | 17.76 | -15.37 | 15.37 | 10000000
2016-01-30 15:00:00 | 4.1131 | 17.76 | -16.03 | 16.03 | 10000000
2016-01-30 16:00:00 | 4.5382 | 19.36 | -18.67 | 18.67 | 10000000
2016-01-30 17:00:00 | 4.7507 | 20.16 | -27.78 | 27.78 | 10000000
2016-01-30 18:00:00 | 4.9208 | 20.8 | -22.16 | 22.16 | 10000000
2016-01-30 19:00:00 | 4.9633 | 20.96 | -18.53 | 18.53 | 10000000
2016-01-30 20:00:00 | 5.0908 | 21.44 | -16.21 | 16.21 | 10000000
2016-01-30 21:00:00 | 5.5584 | 23.2 | -15.49 | 15.49 | 10000000
2016-01-30 22:00:00 | 5.941 | 24.64 | -12 | 12 | 10000000
2016-01-30 23:00:00 | 6.2811 | 25.92 | -8.43 | 8.43 | 10000000
2016-01-31 00:00:00 | 6.6211 | 27.2 | -3.04 | 3.04 | 10000000
2016-01-31 01:00:00 | 6.4511 | 26.56 | -5.09 | 5.09 | 10000000
2016-01-31 02:00:00 | 6.4936 | 26.72 | -0.85 | 0.85 | 10000000
2016-01-31 03:00:00 | 6.4086 | 26.4 | 0.27 |  | 0
2016-01-31 04:00:00 | 6.5361 | 26.88 | -0.03 | 0.03 | 10000000
2016-01-31 05:00:00 | 6.4086 | 26.4 | -0.08 | 0.08 | 10000000
2016-01-31 06:00:00 | 6.3236 | 26.08 | -6.04 | 6.04 | 10000000
2016-01-31 07:00:00 | 6.4511 | 26.56 | -8.33 | 8.33 | 10000000
2016-01-31 08:00:00 | 6.2386 | 25.76 | -10.59 | 10.59 | 10000000
2016-01-31 09:00:00 | 6.196 | 25.6 | -11.91 | 11.91 | 10000000
2016-01-31 10:00:00 | 5.9835 | 24.8 | -14.68 | 14.68 | 10000000
2016-01-31 11:00:00 | 5.6859 | 23.68 | -16.18 | 16.18 | 10000000
2016-01-31 12:00:00 | 5.6434 | 23.52 | -12.5 | 12.5 | 10000000
2016-01-31 13:00:00 | 5.6009 | 23.36 | -13.96 | 13.96 | 10000000
2016-01-31 14:00:00 | 5.6009 | 23.36 | -13.89 | 13.89 | 10000000
2016-01-31 15:00:00 | 5.5159 | 23.04 | -16.08 | 16.08 | 10000000
2016-01-31 16:00:00 | 6.0685 | 25.12 | -21.44 | 21.44 | 10000000
2016-01-31 17:00:00 | 6.026 | 24.96 | -26.28 | 26.28 | 10000000
2016-01-31 18:00:00 | 5.9835 | 24.8 | -25.48 | 25.48 | 10000000
2016-01-31 19:00:00 | 5.856 | 24.32 | -21.34 | 21.34 | 10000000
2016-01-31 20:00:00 | 5.941 | 24.64 | -18.04 | 18.04 | 10000000
2016-01-31 21:00:00 | 5.8135 | 24.16 | -18.79 | 18.79 | 10000000
2016-01-31 22:00:00 | 5.9835 | 24.8 | -16.45 | 16.45 | 10000000
2016-01-31 23:00:00 | 6.1535 | 25.44 | -16.31 | 16.31 | 10000000
2016-02-01 00:00:00 | 6.026 | 24.96 | -14.42 | 14.42 | 10000000
2016-02-01 01:00:00 | 6.196 | 25.6 | -15.07 | 15.07 | 10000000
2016-02-01 02:00:00 | 5.941 | 24.64 | -13.27 | 13.27 | 10000000
2016-02-01 03:00:00 | 5.6859 | 23.68 | -13.87 | 13.87 | 10000000
2016-02-01 04:00:00 | 5.6859 | 23.68 | -14.26 | 14.26 | 10000000
2016-02-01 05:00:00 | 5.6859 | 23.68 | -23.93 | 23.93 | 10000000
2016-02-01 06:00:00 | 5.8135 | 24.16 | -35.9 | 35.9 | 10000000
2016-02-01 07:00:00 | 6.4511 | 26.56 | -37.99 | 37.99 | 10000000
2016-02-01 08:00:00 | 6.1535 | 25.44 | -36.05 | 36.05 | 10000000
2016-02-01 09:00:00 | 5.7284 | 23.84 | -33.34 | 33.34 | 10000000
2016-02-01 10:00:00 | 5.4734 | 22.88 | -29.24 | 29.24 | 10000000
2016-02-01 11:00:00 | 5.5584 | 23.2 | -24.99 | 24.99 | 10000000
2016-02-01 12:00:00 | 5.5584 | 23.2 | -21.96 | 21.96 | 10000000
2016-02-01 13:00:00 | 5.4309 | 22.72 | -18.34 | 18.34 | 10000000
2016-02-01 14:00:00 | 5.2608 | 22.08 | -17.97 | 17.97 | 10000000
2016-02-01 15:00:00 | 4.8783 | 20.64 | -18.24 | 18.24 | 10000000
2016-02-01 16:00:00 | 4.3257 | 18.56 | -23.37 | 23.37 | 10000000
2016-02-01 17:00:00 | 3.5605 | 15.68 | -23.95 | 23.95 | 10000000
2016-02-01 18:00:00 | 3.4755 | 15.36 | -22.65 | 22.65 | 10000000
2016-02-01 19:00:00 | 3.8155 | 16.64 | -17.75 | 17.75 | 10000000
2016-02-01 20:00:00 | 3.688 | 16.16 | -14.63 | 14.63 | 10000000
2016-02-01 21:00:00 | 3.603 | 15.84 | -14.16 | 14.16 | 10000000
2016-02-01 22:00:00 | 3.6455 | 16 | -8.44 | 8.44 | 10000000
2016-02-01 23:00:00 | 3.603 | 15.84 | -4.06 | 4.06 | 10000000
2016-02-02 00:00:00 | 3.6455 | 16 | -0.3 | 0.3 | 10000000
2016-02-02 01:00:00 | 3.6455 | 16 | 2.66 |  | 0
2016-02-02 02:00:00 | 3.5605 | 15.68 | 1.92 |  | 0
2016-02-02 03:00:00 | 3.8581 | 16.8 | -0.09 | 0.09 | 10000000
2016-02-02 04:00:00 | 3.9431 | 17.12 | -9.52 | 9.52 | 10000000
2016-02-02 05:00:00 | 3.9431 | 17.12 | -15.68 | 15.68 | 10000000
2016-02-02 06:00:00 | 3.9856 | 17.28 | -22.92 | 22.92 | 10000000
2016-02-02 07:00:00 | 4.1131 | 17.76 | -22.99 | 22.99 | 10000000
2016-02-02 08:00:00 | 3.9431 | 17.12 | -22.15 | 22.15 | 10000000
2016-02-02 09:00:00 | 3.9856 | 17.28 | -22.16 | 22.16 | 10000000
2016-02-02 10:00:00 | 3.688 | 16.16 | -22.53 | 22.53 | 10000000
2016-02-02 11:00:00 | 3.3054 | 14.72 | -22.08 | 22.08 | 10000000
2016-02-02 12:00:00 | 3.433 | 15.2 | -22.09 | 22.09 | 10000000
2016-02-02 13:00:00 | 3.433 | 15.2 | -22.19 | 22.19 | 10000000
2016-02-02 14:00:00 | 3.688 | 16.16 | -23.35 | 23.35 | 10000000
2016-02-02 15:00:00 | 3.7305 | 16.32 | -23.31 | 23.31 | 10000000
2016-02-02 16:00:00 | 3.773 | 16.48 | -28.42 | 28.42 | 10000000
2016-02-02 17:00:00 | 4.2406 | 18.24 | -29.99 | 29.99 | 10000000
2016-02-02 18:00:00 | 4.3257 | 18.56 | -24.61 | 24.61 | 10000000
2016-02-02 19:00:00 | 4.4957 | 19.2 | -22.51 | 22.51 | 10000000
2016-02-02 20:00:00 | 5.6009 | 23.36 | -17.59 | 17.59 | 10000000
2016-02-02 21:00:00 | 5.5159 | 23.04 | -14.18 | 14.18 | 10000000
2016-02-02 22:00:00 | 5.3459 | 22.4 | -9.53 | 9.53 | 10000000
2016-02-02 23:00:00 | 5.3459 | 22.4 | -13.75 | 13.75 | 10000000
2016-02-03 00:00:00 | 5.0483 | 21.28 | -11.58 | 11.58 | 10000000
2016-02-03 01:00:00 | 4.9633 | 20.96 | -8.09 | 8.09 | 10000000
2016-02-03 02:00:00 | 4.8783 | 20.64 | -6.93 | 6.93 | 10000000
2016-02-03 03:00:00 | 4.7933 | 20.32 | -9.04 | 9.04 | 10000000
2016-02-03 04:00:00 | 5.1333 | 21.6 | -13.74 | 13.74 | 10000000
2016-02-03 05:00:00 | 5.0483 | 21.28 | -21.41 | 21.41 | 10000000
2016-02-03 06:00:00 | 5.0908 | 21.44 | -33.25 | 33.25 | 10000000
2016-02-03 07:00:00 | 5.2608 | 22.08 | -35 | 35 | 10000000
2016-02-03 08:00:00 | 5.4734 | 22.88 | -33.96 | 33.96 | 10000000
2016-02-03 09:00:00 | 5.4309 | 22.72 | -25.44 | 25.44 | 10000000
2016-02-03 10:00:00 | 5.2608 | 22.08 | -22.93 | 22.93 | 10000000
2016-02-03 11:00:00 | 5.2183 | 21.92 | -21.46 | 21.46 | 10000000
2016-02-03 12:00:00 | 4.9633 | 20.96 | -20.95 | 20.95 | 10000000
2016-02-03 13:00:00 | 5.0058 | 21.12 | -22.93 | 22.93 | 10000000
2016-02-03 14:00:00 | 5.1333 | 21.6 | -23.02 | 23.02 | 10000000
2016-02-03 15:00:00 | 5.3034 | 22.24 | -26.4 | 26.4 | 10000000
2016-02-03 16:00:00 | 5.2608 | 22.08 | -32.62 | 32.62 | 10000000
2016-02-03 17:00:00 | 5.6009 | 23.36 | -36.69 | 36.69 | 10000000
2016-02-03 18:00:00 | 5.6434 | 23.52 | -36.19 | 36.19 | 10000000
2016-02-03 19:00:00 | 5.6009 | 23.36 | -30.13 | 30.13 | 10000000
2016-02-03 20:00:00 | 6.3236 | 26.08 | -23.75 | 23.75 | 10000000
2016-02-03 21:00:00 | 6.2811 | 25.92 | -22.41 | 22.41 | 10000000
2016-02-03 22:00:00 | 6.196 | 25.6 | -17.13 | 17.13 | 10000000
2016-02-03 23:00:00 | 6.0685 | 25.12 | -18.04 | 18.04 | 10000000
2016-02-04 00:00:00 | 6.196 | 25.6 | -16.38 | 16.38 | 10000000
2016-02-04 01:00:00 | 6.4511 | 26.56 | -15.99 | 15.99 | 10000000
2016-02-04 02:00:00 | 6.4511 | 26.56 | -15.29 | 15.29 | 10000000
2016-02-04 03:00:00 | 6.7061 | 27.52 | -13.93 | 13.93 | 10000000
2016-02-04 04:00:00 | 6.7061 | 27.52 | -17.01 | 17.01 | 10000000
2016-02-04 05:00:00 | 6.7487 | 27.68 | -22.43 | 22.43 | 10000000
2016-02-04 06:00:00 | 6.5361 | 26.88 | -31.96 | 31.96 | 10000000
2016-02-04 07:00:00 | 6.4086 | 26.4 | -30.91 | 30.91 | 10000000
2016-02-04 08:00:00 | 6.2811 | 25.92 | -27.93 | 27.93 | 10000000
2016-02-04 09:00:00 | 6.2386 | 25.76 | -29.19 | 29.19 | 10000000
2016-02-04 10:00:00 | 6.111 | 25.28 | -30.22 | 30.22 | 10000000
2016-02-04 11:00:00 | 6.3236 | 26.08 | -27.97 | 27.97 | 10000000
2016-02-04 12:00:00 | 6.196 | 25.6 | -26.87 | 26.87 | 10000000
2016-02-04 13:00:00 | 6.2811 | 25.92 | -25.85 | 25.85 | 10000000
2016-02-04 14:00:00 | 5.8985 | 24.48 | -27.94 | 27.94 | 10000000
2016-02-04 15:00:00 | 6.026 | 24.96 | -27.81 | 27.81 | 10000000
2016-02-04 16:00:00 | 6.2811 | 25.92 | -35 | 35 | 10000000
2016-02-04 17:00:00 | 6.4936 | 26.72 | -42.18 | 42.18 | 10000000
2016-02-04 18:00:00 | 7.0037 | 28.64 | -39.01 | 39.01 | 10000000
2016-02-04 19:00:00 | 6.8762 | 28.16 | -32.04 | 32.04 | 10000000
2016-02-04 20:00:00 | 6.9612 | 28.48 | -26.96 | 26.96 | 10000000
2016-02-04 21:00:00 | 7.2163 | 29.44 | -27.83 | 27.83 | 10000000
2016-02-04 22:00:00 | 7.0462 | 28.8 | -23.98 | 23.98 | 10000000
2016-02-04 23:00:00 | 7.0887 | 28.96 | -24.61 | 24.61 | 10000000
2016-02-05 00:00:00 | 7.3863 | 30.08 | -23 | 23 | 10000000
2016-02-05 01:00:00 | 7.3438 | 29.92 | -22.22 | 22.22 | 10000000
2016-02-05 02:00:00 | 7.5138 | 30.56 | -20.1 | 20.1 | 10000000
2016-02-05 03:00:00 | 7.5988 | 30.88 | -21.18 | 21.18 | 10000000
2016-02-05 04:00:00 | 7.7264 | 31.36 | -21.18 | 21.18 | 10000000
2016-02-05 05:00:00 | 7.8114 | 31.68 | -25.97 | 25.97 | 10000000
2016-02-05 06:00:00 | 7.9814 | 32.32 | -33.92 | 33.92 | 10000000
2016-02-05 07:00:00 | 7.8539 | 31.84 | -37.48 | 37.48 | 10000000
2016-02-05 08:00:00 | 7.4713 | 30.4 | -35.25 | 35.25 | 10000000
2016-02-05 09:00:00 | 7.2163 | 29.44 | -36.5 | 36.5 | 10000000
2016-02-05 10:00:00 | 7.0037 | 28.64 | -35.94 | 35.94 | 10000000
2016-02-05 11:00:00 | 6.7061 | 27.52 | -34.36 | 34.36 | 10000000
2016-02-05 12:00:00 | 6.196 | 25.6 | -31.95 | 31.95 | 10000000
2016-02-05 13:00:00 | 5.8985 | 24.48 | -27.74 | 27.74 | 10000000
2016-02-05 14:00:00 | 5.771 | 24 | -25.33 | 25.33 | 10000000
2016-02-05 15:00:00 | 5.856 | 24.32 | -24.78 | 24.78 | 10000000
2016-02-05 16:00:00 | 5.8985 | 24.48 | -29.96 | 29.96 | 10000000
2016-02-05 17:00:00 | 6.0685 | 25.12 | -33.09 | 33.09 | 10000000
2016-02-05 18:00:00 | 6.1535 | 25.44 | -28.01 | 28.01 | 10000000
2016-02-05 19:00:00 | 6.196 | 25.6 | -25.7 | 25.7 | 10000000
2016-02-05 20:00:00 | 6.026 | 24.96 | -23.12 | 23.12 | 10000000
2016-02-05 21:00:00 | 5.8985 | 24.48 | -24.55 | 24.55 | 10000000
2016-02-05 22:00:00 | 5.6434 | 23.52 | -22.71 | 22.71 | 10000000
2016-02-05 23:00:00 | 5.4734 | 22.88 | -18.18 | 18.18 | 10000000
2016-02-06 00:00:00 | 5.3459 | 22.4 | -15.55 | 15.55 | 10000000
2016-02-06 01:00:00 | 5.3034 | 22.24 | -16.01 | 16.01 | 10000000
2016-02-06 02:00:00 | 5.2608 | 22.08 | -14.33 | 14.33 | 10000000
2016-02-06 03:00:00 | 5.1758 | 21.76 | -13.78 | 13.78 | 10000000
2016-02-06 04:00:00 | 5.0483 | 21.28 | -13.98 | 13.98 | 10000000
2016-02-06 05:00:00 | 5.0058 | 21.12 | -15.05 | 15.05 | 10000000
2016-02-06 06:00:00 | 5.0058 | 21.12 | -16.08 | 16.08 | 10000000
2016-02-06 07:00:00 | 4.9633 | 20.96 | -18.02 | 18.02 | 10000000
2016-02-06 08:00:00 | 4.7933 | 20.32 | -19.34 | 19.34 | 10000000
2016-02-06 09:00:00 | 4.5807 | 19.52 | -17.1 | 17.1 | 10000000
2016-02-06 10:00:00 | 4.3257 | 18.56 | -16.5 | 16.5 | 10000000
2016-02-06 11:00:00 | 4.1556 | 17.92 | -16.09 | 16.09 | 10000000
2016-02-06 12:00:00 | 4.2406 | 18.24 | -15.11 | 15.11 | 10000000
2016-02-06 13:00:00 | 4.1981 | 18.08 | -13.99 | 13.99 | 10000000
2016-02-06 14:00:00 | 4.1131 | 17.76 | -15.29 | 15.29 | 10000000
2016-02-06 15:00:00 | 4.0706 | 17.6 | -17.01 | 17.01 | 10000000
2016-02-06 16:00:00 | 5.1758 | 21.76 | -19.97 | 19.97 | 10000000
2016-02-06 17:00:00 | 5.0908 | 21.44 | -23.15 | 23.15 | 10000000
2016-02-06 18:00:00 | 4.7507 | 20.16 | -21.02 | 21.02 | 10000000
2016-02-06 19:00:00 | 5.1758 | 21.76 | -16.07 | 16.07 | 10000000
2016-02-06 20:00:00 | 4.7082 | 20 | -12.71 | 12.71 | 10000000
2016-02-06 21:00:00 | 5.0058 | 21.12 | -15.04 | 15.04 | 10000000
2016-02-06 22:00:00 | 5.0908 | 21.44 | -11.74 | 11.74 | 10000000
2016-02-06 23:00:00 | 5.1758 | 21.76 | -5.01 | 5.01 | 10000000
2016-02-07 00:00:00 | 5.6859 | 23.68 | -5.98 | 5.98 | 10000000
2016-02-07 01:00:00 | 5.941 | 24.64 | -5.62 | 5.62 | 10000000
2016-02-07 02:00:00 | 6.0685 | 25.12 | -3.05 | 3.05 | 10000000
2016-02-07 03:00:00 | 6.2386 | 25.76 | -0.93 | 0.93 | 10000000
2016-02-07 04:00:00 | 6.111 | 25.28 | -0.08 | 0.08 | 10000000
2016-02-07 05:00:00 | 6.5361 | 26.88 | 0.92 |  | 0
2016-02-07 06:00:00 | 6.3236 | 26.08 | -1.13 | 1.13 | 10000000
2016-02-07 07:00:00 | 6.196 | 25.6 | -5.74 | 5.74 | 10000000
2016-02-07 08:00:00 | 5.856 | 24.32 | -8.01 | 8.01 | 10000000
2016-02-07 09:00:00 | 5.3034 | 22.24 | -12.92 | 12.92 | 10000000
2016-02-07 10:00:00 | 4.7933 | 20.32 | -13.79 | 13.79 | 10000000
2016-02-07 11:00:00 | 4.0706 | 17.6 | -13.84 | 13.84 | 10000000
2016-02-07 12:00:00 | 3.6455 | 16 | -12.19 | 12.19 | 10000000
2016-02-07 13:00:00 | 3.4755 | 15.36 | -11.76 | 11.76 | 10000000
2016-02-07 14:00:00 | 3.348 | 14.88 | -10.01 | 10.01 | 10000000
2016-02-07 15:00:00 | 3.9006 | 16.96 | -13.32 | 13.32 | 10000000
2016-02-07 16:00:00 | 4.4107 | 18.88 | -16.64 | 16.64 | 10000000
2016-02-07 17:00:00 | 4.5382 | 19.36 | -22.17 | 22.17 | 10000000
2016-02-07 18:00:00 | 4.6657 | 19.84 | -17.28 | 17.28 | 10000000
2016-02-07 19:00:00 | 5.0058 | 21.12 | -17.88 | 17.88 | 10000000
2016-02-07 20:00:00 | 4.6657 | 19.84 | -13.79 | 13.79 | 10000000
2016-02-07 21:00:00 | 4.8783 | 20.64 | -15.04 | 15.04 | 10000000
2016-02-07 22:00:00 | 5.0908 | 21.44 | -9.29 | 9.29 | 10000000
2016-02-07 23:00:00 | 5.2608 | 22.08 | -10.02 | 10.02 | 10000000
2016-02-08 00:00:00 | 5.1758 | 21.76 | -7.99 | 7.99 | 10000000
2016-02-08 01:00:00 | 5.4309 | 22.72 | -5.24 | 5.24 | 10000000
2016-02-08 02:00:00 | 5.5584 | 23.2 | -1.16 | 1.16 | 10000000
2016-02-08 03:00:00 | 5.5584 | 23.2 | -1.4 | 1.4 | 10000000
2016-02-08 04:00:00 | 5.6859 | 23.68 | -7.32 | 7.32 | 10000000
2016-02-08 05:00:00 | 5.4734 | 22.88 | -12.32 | 12.32 | 10000000
2016-02-08 06:00:00 | 5.3459 | 22.4 | -16.17 | 16.17 | 10000000
2016-02-08 07:00:00 | 5.2608 | 22.08 | -16.55 | 16.55 | 10000000
2016-02-08 08:00:00 | 4.9208 | 20.8 | -16.41 | 16.41 | 10000000
2016-02-08 09:00:00 | 4.7507 | 20.16 | -16.56 | 16.56 | 10000000
2016-02-08 10:00:00 | 4.4107 | 18.88 | -16.61 | 16.61 | 10000000
2016-02-08 11:00:00 | 4.4532 | 19.04 | -16.35 | 16.35 | 10000000
2016-02-08 12:00:00 | 4.1556 | 17.92 | -16.1 | 16.1 | 10000000
2016-02-08 13:00:00 | 4.5807 | 19.52 | -16.15 | 16.15 | 10000000
2016-02-08 14:00:00 | 4.3682 | 18.72 | -16.35 | 16.35 | 10000000
2016-02-08 15:00:00 | 4.1131 | 17.76 | -15.94 | 15.94 | 10000000
2016-02-08 16:00:00 | 4.1131 | 17.76 | -20.88 | 20.88 | 10000000
2016-02-08 17:00:00 | 4.1981 | 18.08 | -27.26 | 27.26 | 10000000
2016-02-08 18:00:00 | 4.1556 | 17.92 | -21.02 | 21.02 | 10000000
2016-02-08 19:00:00 | 4.1556 | 17.92 | -15.24 | 15.24 | 10000000
2016-02-08 20:00:00 | 4.9633 | 20.96 | -12.52 | 12.52 | 10000000
2016-02-08 21:00:00 | 4.9633 | 20.96 | -12.11 | 12.11 | 10000000
2016-02-08 22:00:00 | 4.8783 | 20.64 | -9.72 | 9.72 | 10000000
2016-02-08 23:00:00 | 4.7933 | 20.32 | 19.94 |  | 0
2016-02-09 00:00:00 | 4.6232 | 19.68 | 12.34 |  | 0
2016-02-09 01:00:00 | 4.5382 | 19.36 | 19.95 |  | 0
2016-02-09 02:00:00 | 4.8358 | 20.48 | 19.3 |  | 0
2016-02-09 03:00:00 | 4.9208 | 20.8 | 5.52 |  | 0
2016-02-09 04:00:00 | 5.1758 | 21.76 | -2.79 | 2.79 | 10000000
2016-02-09 05:00:00 | 5.0483 | 21.28 | -16.98 | 16.98 | 10000000
2016-02-09 06:00:00 | 5.0058 | 21.12 | -19.75 | 19.75 | 10000000
2016-02-09 07:00:00 | 4.8358 | 20.48 | -23.43 | 23.43 | 10000000
2016-02-09 08:00:00 | 4.4532 | 19.04 | -20.99 | 20.99 | 10000000
2016-02-09 09:00:00 | 4.4957 | 19.2 | -23.9 | 23.9 | 10000000
2016-02-09 10:00:00 | 4.3257 | 18.56 | -24.93 | 24.93 | 10000000
2016-02-09 11:00:00 | 4.3257 | 18.56 | -27.03 | 27.03 | 10000000
2016-02-09 12:00:00 | 4.1131 | 17.76 | -28.69 | 28.69 | 10000000
2016-02-09 13:00:00 | 3.9856 | 17.28 | -27.44 | 27.44 | 10000000
2016-02-09 14:00:00 | 4.1981 | 18.08 | -26.97 | 26.97 | 10000000
2016-02-09 15:00:00 | 4.3682 | 18.72 | -27.24 | 27.24 | 10000000
2016-02-09 16:00:00 | 4.6232 | 19.68 | -31.01 | 31.01 | 10000000
2016-02-09 17:00:00 | 4.6657 | 19.84 | -39.98 | 39.98 | 10000000
2016-02-09 18:00:00 | 5.0058 | 21.12 | -34.06 | 34.06 | 10000000
2016-02-09 19:00:00 | 5.0908 | 21.44 | -28.77 | 28.77 | 10000000
2016-02-09 20:00:00 | 4.9208 | 20.8 | -23.97 | 23.97 | 10000000
2016-02-09 21:00:00 | 4.7082 | 20 | -20.78 | 20.78 | 10000000
2016-02-09 22:00:00 | 4.4107 | 18.88 | -15.99 | 15.99 | 10000000
2016-02-09 23:00:00 | 4.3257 | 18.56 | -13.08 | 13.08 | 10000000
2016-02-10 00:00:00 | 3.9431 | 17.12 | -13.68 | 13.68 | 10000000
2016-02-10 01:00:00 | 5.2608 | 22.08 | -13.06 | 13.06 | 10000000
2016-02-10 02:00:00 | 5.8985 | 24.48 | -13.41 | 13.41 | 10000000
2016-02-10 03:00:00 | 6.1535 | 25.44 | -14.3 | 14.3 | 10000000
2016-02-10 04:00:00 | 6.2811 | 25.92 | -16.2 | 16.2 | 10000000
2016-02-10 05:00:00 | 6.026 | 24.96 | -22.8 | 22.8 | 10000000
2016-02-10 06:00:00 | 6.026 | 24.96 | -30.59 | 30.59 | 10000000
2016-02-10 07:00:00 | 5.941 | 24.64 | -32.05 | 32.05 | 10000000
2016-02-10 08:00:00 | 5.8985 | 24.48 | -32.42 | 32.42 | 10000000
2016-02-10 09:00:00 | 5.8985 | 24.48 | -30.94 | 30.94 | 10000000
2016-02-10 10:00:00 | 5.771 | 24 | -29.98 | 29.98 | 10000000
2016-02-10 11:00:00 | 5.6859 | 23.68 | -25.97 | 25.97 | 10000000
2016-02-10 12:00:00 | 5.3459 | 22.4 | -27.74 | 27.74 | 10000000
2016-02-10 13:00:00 | 5.1758 | 21.76 | -27.44 | 27.44 | 10000000
2016-02-10 14:00:00 | 5.0908 | 21.44 | -27.77 | 27.77 | 10000000
2016-02-10 15:00:00 | 5.2183 | 21.92 | -28.68 | 28.68 | 10000000
2016-02-10 16:00:00 | 5.5159 | 23.04 | -32.1 | 32.1 | 10000000
2016-02-10 17:00:00 | 5.8985 | 24.48 | -36.59 | 36.59 | 10000000
2016-02-10 18:00:00 | 6.5786 | 27.04 | -29.44 | 29.44 | 10000000
2016-02-10 19:00:00 | 6.5361 | 26.88 | -23.18 | 23.18 | 10000000
2016-02-10 20:00:00 | 6.4936 | 26.72 | -21.66 | 21.66 | 10000000
2016-02-10 21:00:00 | 6.8337 | 28 | -21.94 | 21.94 | 10000000
2016-02-10 22:00:00 | 6.9187 | 28.32 | -18.88 | 18.88 | 10000000
2016-02-10 23:00:00 | 6.7487 | 27.68 | -17.72 | 17.72 | 10000000
2016-02-11 00:00:00 | 6.4936 | 26.72 | -17.46 | 17.46 | 10000000
2016-02-11 01:00:00 | 6.3236 | 26.08 | -16.91 | 16.91 | 10000000
2016-02-11 02:00:00 | 6.196 | 25.6 | -16.97 | 16.97 | 10000000
2016-02-11 03:00:00 | 6.0685 | 25.12 | -17.66 | 17.66 | 10000000
2016-02-11 04:00:00 | 5.8985 | 24.48 | -18.55 | 18.55 | 10000000
2016-02-11 05:00:00 | 5.7284 | 23.84 | -20.84 | 20.84 | 10000000
2016-02-11 06:00:00 | 5.7284 | 23.84 | -30.82 | 30.82 | 10000000
2016-02-11 07:00:00 | 5.8985 | 24.48 | -25.34 | 25.34 | 10000000
2016-02-11 08:00:00 | 5.856 | 24.32 | -22.84 | 22.84 | 10000000
2016-02-11 09:00:00 | 5.771 | 24 | -21.12 | 21.12 | 10000000
2016-02-11 10:00:00 | 5.771 | 24 | -24.74 | 24.74 | 10000000
2016-02-11 11:00:00 | 5.7284 | 23.84 | -23.72 | 23.72 | 10000000
2016-02-11 12:00:00 | 5.8135 | 24.16 | -23.01 | 23.01 | 10000000
2016-02-11 13:00:00 | 5.8135 | 24.16 | -21.03 | 21.03 | 10000000
2016-02-11 14:00:00 | 5.941 | 24.64 | -30 | 30 | 10000000
2016-02-11 15:00:00 | 5.8985 | 24.48 | -31.58 | 31.58 | 10000000
2016-02-11 16:00:00 | 5.9835 | 24.8 | -36 | 36 | 10000000
2016-02-11 17:00:00 | 6.0685 | 25.12 | -41.02 | 41.02 | 10000000
2016-02-11 18:00:00 | 6.1535 | 25.44 | -41.34 | 41.34 | 10000000
2016-02-11 19:00:00 | 6.196 | 25.6 | -32.98 | 32.98 | 10000000
2016-02-11 20:00:00 | 6.196 | 25.6 | -29.96 | 29.96 | 10000000
2016-02-11 21:00:00 | 6.2386 | 25.76 | -29.46 | 29.46 | 10000000
2016-02-11 22:00:00 | 6.2386 | 25.76 | -26.1 | 26.1 | 10000000
2016-02-11 23:00:00 | 6.5361 | 26.88 | -22.81 | 22.81 | 10000000
2016-02-12 00:00:00 | 6.6211 | 27.2 | -21.59 | 21.59 | 10000000
2016-02-12 01:00:00 | 6.6211 | 27.2 | -21.3 | 21.3 | 10000000
2016-02-12 02:00:00 | 7.0462 | 28.8 | -19.86 | 19.86 | 10000000
2016-02-12 03:00:00 | 7.0037 | 28.64 | -20.69 | 20.69 | 10000000
2016-02-12 04:00:00 | 6.9187 | 28.32 | -21.64 | 21.64 | 10000000
2016-02-12 05:00:00 | 7.0887 | 28.96 | -27.18 | 27.18 | 10000000
2016-02-12 06:00:00 | 7.0462 | 28.8 | -36.43 | 36.43 | 10000000
2016-02-12 07:00:00 | 7.0462 | 28.8 | -37.3 | 37.3 | 10000000
2016-02-12 08:00:00 | 6.9187 | 28.32 | -34.97 | 34.97 | 10000000
2016-02-12 09:00:00 | 6.7912 | 27.84 | -34.7 | 34.7 | 10000000
2016-02-12 10:00:00 | 6.7061 | 27.52 | -33.48 | 33.48 | 10000000
2016-02-12 11:00:00 | 6.7061 | 27.52 | -30 | 30 | 10000000
2016-02-12 12:00:00 | 6.3236 | 26.08 | -26.93 | 26.93 | 10000000
2016-02-12 13:00:00 | 6.0685 | 25.12 | -25.62 | 25.62 | 10000000
2016-02-12 14:00:00 | 5.771 | 24 | -25 | 25 | 10000000
2016-02-12 15:00:00 | 5.6859 | 23.68 | -27.18 | 27.18 | 10000000
2016-02-12 16:00:00 | 6.196 | 25.6 | -34.56 | 34.56 | 10000000
2016-02-12 17:00:00 | 6.4086 | 26.4 | -40.36 | 40.36 | 10000000
2016-02-12 18:00:00 | 6.9187 | 28.32 | -35.56 | 35.56 | 10000000
2016-02-12 19:00:00 | 6.9612 | 28.48 | -29.96 | 29.96 | 10000000
2016-02-12 20:00:00 | 7.8539 | 31.84 | -26.45 | 26.45 | 10000000
2016-02-12 21:00:00 | 7.3863 | 30.08 | -27.18 | 27.18 | 10000000
2016-02-12 22:00:00 | 7.2588 | 29.6 | -25.45 | 25.45 | 10000000
2016-02-12 23:00:00 | 7.5563 | 30.72 | -22.23 | 22.23 | 10000000
2016-02-13 00:00:00 | 7.9814 | 32.32 | -21.1 | 21.1 | 10000000
2016-02-13 01:00:00 | 7.9389 | 32.16 | -20.21 | 20.21 | 10000000
2016-02-13 02:00:00 | 7.4713 | 30.4 | -19.94 | 19.94 | 10000000
2016-02-13 03:00:00 | 7.2163 | 29.44 | -19.9 | 19.9 | 10000000
2016-02-13 04:00:00 | 7.5563 | 30.72 | -19.98 | 19.98 | 10000000
2016-02-13 05:00:00 | 8.2365 | 33.28 | -19.9 | 19.9 | 10000000
2016-02-13 06:00:00 | 8.1089 | 32.8 | -21.48 | 21.48 | 10000000
2016-02-13 07:00:00 | 8.279 | 33.44 | -28.38 | 28.38 | 10000000
2016-02-13 08:00:00 | 7.8539 | 31.84 | -30.36 | 30.36 | 10000000
2016-02-13 09:00:00 | 7.0037 | 28.64 | -30.09 | 30.09 | 10000000
2016-02-13 10:00:00 | 6.7487 | 27.68 | -29.84 | 29.84 | 10000000
2016-02-13 11:00:00 | 6.3236 | 26.08 | -26.75 | 26.75 | 10000000
2016-02-13 12:00:00 | 5.8985 | 24.48 | -23.93 | 23.93 | 10000000
2016-02-13 13:00:00 | 5.4734 | 22.88 | -21.37 | 21.37 | 10000000
2016-02-13 14:00:00 | 5.3884 | 22.56 | -21.15 | 21.15 | 10000000
2016-02-13 15:00:00 | 5.4734 | 22.88 | -20.96 | 20.96 | 10000000
2016-02-13 16:00:00 | 7.0037 | 28.64 | -24.69 | 24.69 | 10000000
2016-02-13 17:00:00 | 7.5988 | 30.88 | -29.65 | 29.65 | 10000000
2016-02-13 18:00:00 | 7.7689 | 31.52 | -24.61 | 24.61 | 10000000
2016-02-13 19:00:00 | 7.7689 | 31.52 | -19.91 | 19.91 | 10000000
2016-02-13 20:00:00 | 7.7264 | 31.36 | -18.7 | 18.7 | 10000000
2016-02-13 21:00:00 | 7.6839 | 31.2 | -18.47 | 18.47 | 10000000
2016-02-13 22:00:00 | 7.5563 | 30.72 | -16.88 | 16.88 | 10000000
2016-02-13 23:00:00 | 7.4288 | 30.24 | -13.06 | 13.06 | 10000000
2016-02-14 00:00:00 | 7.3438 | 29.92 | -10.28 | 10.28 | 10000000
2016-02-14 01:00:00 | 7.3438 | 29.92 | -8.48 | 8.48 | 10000000
2016-02-14 02:00:00 | 7.3013 | 29.76 | -5.09 | 5.09 | 10000000
2016-02-14 03:00:00 | 7.2588 | 29.6 | -4.21 | 4.21 | 10000000
2016-02-14 04:00:00 | 7.1312 | 29.12 | -4.75 | 4.75 | 10000000
2016-02-14 05:00:00 | 7.0887 | 28.96 | -5.3 | 5.3 | 10000000
2016-02-14 06:00:00 | 7.0462 | 28.8 | -8.76 | 8.76 | 10000000
2016-02-14 07:00:00 | 7.0037 | 28.64 | -11.81 | 11.81 | 10000000
2016-02-14 08:00:00 | 6.8337 | 28 | -15.03 | 15.03 | 10000000
2016-02-14 09:00:00 | 6.6636 | 27.36 | -17.46 | 17.46 | 10000000
2016-02-14 10:00:00 | 6.5786 | 27.04 | -18.01 | 18.01 | 10000000
2016-02-14 11:00:00 | 6.4936 | 26.72 | -17.69 | 17.69 | 10000000
2016-02-14 12:00:00 | 6.2811 | 25.92 | -17.34 | 17.34 | 10000000
2016-02-14 13:00:00 | 6.1535 | 25.44 | -16.27 | 16.27 | 10000000
2016-02-14 14:00:00 | 5.9835 | 24.8 | -15.13 | 15.13 | 10000000
2016-02-14 15:00:00 | 6.026 | 24.96 | -16.96 | 16.96 | 10000000
2016-02-14 16:00:00 | 6.2386 | 25.76 | -21.21 | 21.21 | 10000000
2016-02-14 17:00:00 | 6.3661 | 26.24 | -29.94 | 29.94 | 10000000
2016-02-14 18:00:00 | 6.4086 | 26.4 | -30.38 | 30.38 | 10000000
2016-02-14 19:00:00 | 6.4086 | 26.4 | -23.57 | 23.57 | 10000000
2016-02-14 20:00:00 | 6.3661 | 26.24 | -20.21 | 20.21 | 10000000
2016-02-14 21:00:00 | 6.3661 | 26.24 | -20.33 | 20.33 | 10000000
2016-02-14 22:00:00 | 6.4086 | 26.4 | -17.52 | 17.52 | 10000000
2016-02-14 23:00:00 | 6.4511 | 26.56 | -16.57 | 16.57 | 10000000
2016-02-15 00:00:00 | 6.4511 | 26.56 | -16 | 16 | 10000000
2016-02-15 01:00:00 | 6.4086 | 26.4 | -14.36 | 14.36 | 10000000
2016-02-15 02:00:00 | 6.4511 | 26.56 | -13.14 | 13.14 | 10000000
2016-02-15 03:00:00 | 6.4511 | 26.56 | -12.68 | 12.68 | 10000000
2016-02-15 04:00:00 | 6.4511 | 26.56 | -14.65 | 14.65 | 10000000
2016-02-15 05:00:00 | 6.4511 | 26.56 | -21.12 | 21.12 | 10000000
2016-02-15 06:00:00 | 6.4511 | 26.56 | -32.18 | 32.18 | 10000000
2016-02-15 07:00:00 | 6.4086 | 26.4 | -30.11 | 30.11 | 10000000
2016-02-15 08:00:00 | 6.3661 | 26.24 | -31.72 | 31.72 | 10000000
2016-02-15 09:00:00 | 6.111 | 25.28 | -30.91 | 30.91 | 10000000
2016-02-15 10:00:00 | 5.9835 | 24.8 | -29.93 | 29.93 | 10000000
2016-02-15 11:00:00 | 5.8985 | 24.48 | -27.22 | 27.22 | 10000000
2016-02-15 12:00:00 | 5.941 | 24.64 | -25.39 | 25.39 | 10000000
2016-02-15 13:00:00 | 6.196 | 25.6 | -24.81 | 24.81 | 10000000
2016-02-15 14:00:00 | 6.3661 | 26.24 | -24.4 | 24.4 | 10000000
2016-02-15 15:00:00 | 6.7061 | 27.52 | -24.93 | 24.93 | 10000000
2016-02-15 16:00:00 | 6.7912 | 27.84 | -28.45 | 28.45 | 10000000
2016-02-15 17:00:00 | 6.8762 | 28.16 | -35.19 | 35.19 | 10000000
2016-02-15 18:00:00 | 6.9187 | 28.32 | -32.19 | 32.19 | 10000000
2016-02-15 19:00:00 | 6.9187 | 28.32 | -30.05 | 30.05 | 10000000
2016-02-15 20:00:00 | 7.0037 | 28.64 | -24.39 | 24.39 | 10000000
2016-02-15 21:00:00 | 7.0462 | 28.8 | -25.87 | 25.87 | 10000000
2016-02-15 22:00:00 | 7.1312 | 29.12 | -22.39 | 22.39 | 10000000
2016-02-15 23:00:00 | 7.2588 | 29.6 | -22.37 | 22.37 | 10000000
2016-02-16 00:00:00 | 7.4288 | 30.24 | -22.32 | 22.32 | 10000000
2016-02-16 01:00:00 | 7.5563 | 30.72 | -22.31 | 22.31 | 10000000
2016-02-16 02:00:00 | 7.5988 | 30.88 | -22.04 | 22.04 | 10000000
2016-02-16 03:00:00 | 7.6413 | 31.04 | -21.83 | 21.83 | 10000000
2016-02-16 04:00:00 | 7.6413 | 31.04 | -22.74 | 22.74 | 10000000
2016-02-16 05:00:00 | 7.5988 | 30.88 | -29.39 | 29.39 | 10000000
2016-02-16 06:00:00 | 7.5563 | 30.72 | -40.43 | 40.43 | 10000000
2016-02-16 07:00:00 | 7.5988 | 30.88 | -42.46 | 42.46 | 10000000
2016-02-16 08:00:00 | 7.5138 | 30.56 | -42.42 | 42.42 | 10000000
2016-02-16 09:00:00 | 7.4288 | 30.24 | -37.91 | 37.91 | 10000000
2016-02-16 10:00:00 | 7.3013 | 29.76 | -35.72 | 35.72 | 10000000
2016-02-16 11:00:00 | 7.0462 | 28.8 | -33.07 | 33.07 | 10000000
2016-02-16 12:00:00 | 7.0462 | 28.8 | -32.77 | 32.77 | 10000000
2016-02-16 13:00:00 | 6.9612 | 28.48 | -31.7 | 31.7 | 10000000
2016-02-16 14:00:00 | 7.1737 | 29.28 | -32.09 | 32.09 | 10000000
2016-02-16 15:00:00 | 6.8762 | 28.16 | -34.88 | 34.88 | 10000000
2016-02-16 16:00:00 | 7.3863 | 30.08 | -39.81 | 39.81 | 10000000
2016-02-16 17:00:00 | 7.9814 | 32.32 | -53.46 | 53.46 | 10000000
2016-02-16 18:00:00 | 8.194 | 33.12 | -49.71 | 49.71 | 10000000
2016-02-16 19:00:00 | 8.279 | 33.44 | -33.96 | 33.96 | 10000000
2016-02-16 20:00:00 | 8.5765 | 34.56 | -27 | 27 | 10000000
2016-02-16 21:00:00 | 8.8741 | 35.68 | -24.98 | 24.98 | 10000000
2016-02-16 22:00:00 | 8.9591 | 36 | -21.48 | 21.48 | 10000000
2016-02-16 23:00:00 | 9.0016 | 36.16 | -18.97 | 18.97 | 10000000
2016-02-17 00:00:00 | 9.1717 | 36.8 | -18.86 | 18.86 | 10000000
2016-02-17 01:00:00 | 8.7041 | 35.04 | -18.7 | 18.7 | 10000000
2016-02-17 02:00:00 | 8.5765 | 34.56 | -18.74 | 18.74 | 10000000
2016-02-17 03:00:00 | 8.7466 | 35.2 | -19.58 | 19.58 | 10000000
2016-02-17 04:00:00 | 8.8741 | 35.68 | -19 | 19 | 10000000
2016-02-17 05:00:00 | 8.8316 | 35.52 | -22.75 | 22.75 | 10000000
2016-02-17 06:00:00 | 8.7891 | 35.36 | -30.97 | 30.97 | 10000000
2016-02-17 07:00:00 | 8.619 | 34.72 | -31.71 | 31.71 | 10000000
2016-02-17 08:00:00 | 8.2365 | 33.28 | -29.95 | 29.95 | 10000000
2016-02-17 09:00:00 | 7.8539 | 31.84 | -23.53 | 23.53 | 10000000
2016-02-17 10:00:00 | 7.2588 | 29.6 | -24.77 | 24.77 | 10000000
2016-02-17 11:00:00 | 6.8337 | 28 | -23.55 | 23.55 | 10000000
2016-02-17 12:00:00 | 6.4936 | 26.72 | -24.72 | 24.72 | 10000000
2016-02-17 13:00:00 | 6.1535 | 25.44 | -25.91 | 25.91 | 10000000
2016-02-17 14:00:00 | 6.2811 | 25.92 | -29.9 | 29.9 | 10000000
2016-02-17 15:00:00 | 6.4936 | 26.72 | -30.67 | 30.67 | 10000000
2016-02-17 16:00:00 | 6.7061 | 27.52 | -38.06 | 38.06 | 10000000
2016-02-17 17:00:00 | 6.9187 | 28.32 | -40.87 | 40.87 | 10000000
2016-02-17 18:00:00 | 7.6413 | 31.04 | -33.96 | 33.96 | 10000000
2016-02-17 19:00:00 | 7.7689 | 31.52 | -29.94 | 29.94 | 10000000
2016-02-17 20:00:00 | 7.8114 | 31.68 | -24.05 | 24.05 | 10000000
2016-02-17 21:00:00 | 7.8114 | 31.68 | -24.25 | 24.25 | 10000000
2016-02-17 22:00:00 | 7.7264 | 31.36 | -22.73 | 22.73 | 10000000
2016-02-17 23:00:00 | 7.6413 | 31.04 | -20.74 | 20.74 | 10000000
2016-02-18 00:00:00 | 7.5138 | 30.56 | -20.57 | 20.57 | 10000000
2016-02-18 01:00:00 | 7.4713 | 30.4 | -18.87 | 18.87 | 10000000
2016-02-18 02:00:00 | 7.4288 | 30.24 | -19.88 | 19.88 | 10000000
2016-02-18 03:00:00 | 7.3438 | 29.92 | -19.89 | 19.89 | 10000000
2016-02-18 04:00:00 | 7.3863 | 30.08 | -20.33 | 20.33 | 10000000
2016-02-18 05:00:00 | 7.4288 | 30.24 | -23.16 | 23.16 | 10000000
2016-02-18 06:00:00 | 7.4713 | 30.4 | -35.53 | 35.53 | 10000000
2016-02-18 07:00:00 | 7.5138 | 30.56 | -39.92 | 39.92 | 10000000
2016-02-18 08:00:00 | 7.4288 | 30.24 | -34.97 | 34.97 | 10000000
2016-02-18 09:00:00 | 7.4288 | 30.24 | -29.92 | 29.92 | 10000000
2016-02-18 10:00:00 | 7.1737 | 29.28 | -25.98 | 25.98 | 10000000
2016-02-18 11:00:00 | 6.8337 | 28 | -23.77 | 23.77 | 10000000
2016-02-18 12:00:00 | 6.3236 | 26.08 | -24.53 | 24.53 | 10000000
2016-02-18 13:00:00 | 5.941 | 24.64 | -25.13 | 25.13 | 10000000
2016-02-18 14:00:00 | 6.111 | 25.28 | -29.04 | 29.04 | 10000000
2016-02-18 15:00:00 | 6.1535 | 25.44 | -32 | 32 | 10000000
2016-02-18 16:00:00 | 6.4086 | 26.4 | -38.74 | 38.74 | 10000000
2016-02-18 17:00:00 | 6.8337 | 28 | -45.08 | 45.08 | 10000000
2016-02-18 18:00:00 | 6.8762 | 28.16 | -38.06 | 38.06 | 10000000
2016-02-18 19:00:00 | 6.8337 | 28 | -32.24 | 32.24 | 10000000
2016-02-18 20:00:00 | 6.9187 | 28.32 | -25.95 | 25.95 | 10000000
2016-02-18 21:00:00 | 6.9187 | 28.32 | -23.09 | 23.09 | 10000000
2016-02-18 22:00:00 | 7.0037 | 28.64 | -21.34 | 21.34 | 10000000
2016-02-18 23:00:00 | 7.0462 | 28.8 | -21.85 | 21.85 | 10000000
2016-02-19 00:00:00 | 7.2163 | 29.44 | -21.44 | 21.44 | 10000000
2016-02-19 01:00:00 | 7.2163 | 29.44 | -21.75 | 21.75 | 10000000
2016-02-19 02:00:00 | 7.3013 | 29.76 | -22.19 | 22.19 | 10000000
2016-02-19 03:00:00 | 7.3863 | 30.08 | -22.37 | 22.37 | 10000000
2016-02-19 04:00:00 | 7.3863 | 30.08 | -19.46 | 19.46 | 10000000
2016-02-19 05:00:00 | 7.6413 | 31.04 | -27.83 | 27.83 | 10000000
2016-02-19 06:00:00 | 7.2588 | 29.6 | -34.98 | 34.98 | 10000000
2016-02-19 07:00:00 | 7.1312 | 29.12 | -38.49 | 38.49 | 10000000
2016-02-19 08:00:00 | 7.3013 | 29.76 | -34.95 | 34.95 | 10000000
2016-02-19 09:00:00 | 7.0037 | 28.64 | -34.95 | 34.95 | 10000000
2016-02-19 10:00:00 | 6.7912 | 27.84 | -37.91 | 37.91 | 10000000
2016-02-19 11:00:00 | 6.5786 | 27.04 | -31.55 | 31.55 | 10000000
2016-02-19 12:00:00 | 6.2811 | 25.92 | -27.93 | 27.93 | 10000000
2016-02-19 13:00:00 | 5.8135 | 24.16 | -25.25 | 25.25 | 10000000
2016-02-19 14:00:00 | 5.7284 | 23.84 | -25.09 | 25.09 | 10000000
2016-02-19 15:00:00 | 5.8985 | 24.48 | -24.84 | 24.84 | 10000000
2016-02-19 16:00:00 | 6.3661 | 26.24 | -30.04 | 30.04 | 10000000
2016-02-19 17:00:00 | 6.9612 | 28.48 | -34.94 | 34.94 | 10000000
2016-02-19 18:00:00 | 6.7061 | 27.52 | -27.99 | 27.99 | 10000000
2016-02-19 19:00:00 | 7.0887 | 28.96 | -23.69 | 23.69 | 10000000
2016-02-19 20:00:00 | 7.0462 | 28.8 | -24.93 | 24.93 | 10000000
2016-02-19 21:00:00 | 6.9187 | 28.32 | -23.38 | 23.38 | 10000000
2016-02-19 22:00:00 | 6.7912 | 27.84 | -18.9 | 18.9 | 10000000
2016-02-19 23:00:00 | 6.7912 | 27.84 | -18.3 | 18.3 | 10000000
2016-02-20 00:00:00 | 6.8337 | 28 | -16.82 | 16.82 | 10000000
2016-02-20 01:00:00 | 6.8337 | 28 | -11.54 | 11.54 | 10000000
2016-02-20 02:00:00 | 7.2163 | 29.44 | -9.69 | 9.69 | 10000000
2016-02-20 03:00:00 | 6.9612 | 28.48 | -9.52 | 9.52 | 10000000
2016-02-20 04:00:00 | 7.3438 | 29.92 | -5.01 | 5.01 | 10000000
2016-02-20 05:00:00 | 7.4288 | 30.24 | -5.06 | 5.06 | 10000000
2016-02-20 06:00:00 | 7.4288 | 30.24 | -9.09 | 9.09 | 10000000
2016-02-20 07:00:00 | 7.4288 | 30.24 | -8.69 | 8.69 | 10000000
2016-02-20 08:00:00 | 7.2588 | 29.6 | -13.43 | 13.43 | 10000000
2016-02-20 09:00:00 | 6.9187 | 28.32 | -16.36 | 16.36 | 10000000
2016-02-20 10:00:00 | 6.4511 | 26.56 | -17 | 17 | 10000000
2016-02-20 11:00:00 | 6.2811 | 25.92 | -16.96 | 16.96 | 10000000
2016-02-20 12:00:00 | 6.2386 | 25.76 | -15.94 | 15.94 | 10000000
2016-02-20 13:00:00 | 6.1535 | 25.44 | -15.77 | 15.77 | 10000000
2016-02-20 14:00:00 | 5.941 | 24.64 | -16.05 | 16.05 | 10000000
2016-02-20 15:00:00 | 5.771 | 24 | -16.15 | 16.15 | 10000000
2016-02-20 16:00:00 | 5.8135 | 24.16 | -18.99 | 18.99 | 10000000
2016-02-20 17:00:00 | 5.6859 | 23.68 | -24.22 | 24.22 | 10000000
2016-02-20 18:00:00 | 5.5159 | 23.04 | -23.49 | 23.49 | 10000000
2016-02-20 19:00:00 | 5.6009 | 23.36 | -18.96 | 18.96 | 10000000
2016-02-20 20:00:00 | 5.5584 | 23.2 | -13.92 | 13.92 | 10000000
2016-02-20 21:00:00 | 5.5584 | 23.2 | -11.79 | 11.79 | 10000000
2016-02-20 22:00:00 | 5.5584 | 23.2 | -7.81 | 7.81 | 10000000
2016-02-20 23:00:00 | 5.5584 | 23.2 | -9.37 | 9.37 | 10000000
2016-02-21 00:00:00 | 5.5584 | 23.2 | -6.52 | 6.52 | 10000000
2016-02-21 01:00:00 | 5.6009 | 23.36 | -5.09 | 5.09 | 10000000
2016-02-21 02:00:00 | 5.5159 | 23.04 | -3.14 | 3.14 | 10000000
2016-02-21 03:00:00 | 5.5584 | 23.2 | -0.46 | 0.46 | 10000000
2016-02-21 04:00:00 | 5.2183 | 21.92 | -0.13 | 0.13 | 10000000
2016-02-21 05:00:00 | 5.1333 | 21.6 | 0.05 |  | 0
2016-02-21 06:00:00 | 5.1333 | 21.6 | -0.13 | 0.13 | 10000000
2016-02-21 07:00:00 | 5.1758 | 21.76 | -5.62 | 5.62 | 10000000
2016-02-21 08:00:00 | 4.9208 | 20.8 | -10.81 | 10.81 | 10000000
2016-02-21 09:00:00 | 4.7082 | 20 | -13.07 | 13.07 | 10000000
2016-02-21 10:00:00 | 4.4107 | 18.88 | -14.94 | 14.94 | 10000000
2016-02-21 11:00:00 | 4.4107 | 18.88 | -14.95 | 14.95 | 10000000
2016-02-21 12:00:00 | 4.3257 | 18.56 | -10.6 | 10.6 | 10000000
2016-02-21 13:00:00 | 4.3257 | 18.56 | -7.71 | 7.71 | 10000000
2016-02-21 14:00:00 | 4.5382 | 19.36 | -4.95 | 4.95 | 10000000
2016-02-21 15:00:00 | 4.8358 | 20.48 | -7.69 | 7.69 | 10000000
2016-02-21 16:00:00 | 5.0058 | 21.12 | -14.34 | 14.34 | 10000000
2016-02-21 17:00:00 | 5.0483 | 21.28 | -18.61 | 18.61 | 10000000
2016-02-21 18:00:00 | 4.9208 | 20.8 | -18.2 | 18.2 | 10000000
2016-02-21 19:00:00 | 4.2831 | 18.4 | -12 | 12 | 10000000
2016-02-21 20:00:00 | 3.4755 | 15.36 | -12.64 | 12.64 | 10000000
2016-02-21 21:00:00 | 3.433 | 15.2 | -13.94 | 13.94 | 10000000
2016-02-21 22:00:00 | 3.0929 | 13.92 | -9.31 | 9.31 | 10000000
2016-02-21 23:00:00 | 3.2629 | 14.56 | 4.93 |  | 0
2016-02-22 00:00:00 | 3.0929 | 13.92 | 4.98 |  | 0
2016-02-22 01:00:00 | 3.0079 | 13.6 | 5.08 |  | 0
2016-02-22 02:00:00 | 2.9654 | 13.44 | 1.02 |  | 0
2016-02-22 03:00:00 | 2.9654 | 13.44 | 0.97 |  | 0
2016-02-22 04:00:00 | 3.9856 | 17.28 | -7.63 | 7.63 | 10000000
2016-02-22 05:00:00 | 4.1981 | 18.08 | -18.05 | 18.05 | 10000000
2016-02-22 06:00:00 | 4.4107 | 18.88 | -26.38 | 26.38 | 10000000
2016-02-22 07:00:00 | 5.1333 | 21.6 | -27.92 | 27.92 | 10000000
2016-02-22 08:00:00 | 5.2183 | 21.92 | -23.97 | 23.97 | 10000000
2016-02-22 09:00:00 | 5.3034 | 22.24 | -23.11 | 23.11 | 10000000
2016-02-22 10:00:00 | 5.0908 | 21.44 | -23.93 | 23.93 | 10000000
2016-02-22 11:00:00 | 5.3884 | 22.56 | -24 | 24 | 10000000
2016-02-22 12:00:00 | 5.6009 | 23.36 | -24.52 | 24.52 | 10000000
2016-02-22 13:00:00 | 5.4734 | 22.88 | -23.98 | 23.98 | 10000000
2016-02-22 14:00:00 | 5.4309 | 22.72 | -23.91 | 23.91 | 10000000
2016-02-22 15:00:00 | 5.5159 | 23.04 | -23.92 | 23.92 | 10000000
2016-02-22 16:00:00 | 5.771 | 24 | -27.93 | 27.93 | 10000000
2016-02-22 17:00:00 | 5.9835 | 24.8 | -40.13 | 40.13 | 10000000
2016-02-22 18:00:00 | 6.0685 | 25.12 | -39.45 | 39.45 | 10000000
2016-02-22 19:00:00 | 5.8985 | 24.48 | -29.37 | 29.37 | 10000000
2016-02-22 20:00:00 | 5.8135 | 24.16 | -24.69 | 24.69 | 10000000
2016-02-22 21:00:00 | 5.941 | 24.64 | -25.08 | 25.08 | 10000000
2016-02-22 22:00:00 | 5.9835 | 24.8 | -19.56 | 19.56 | 10000000
2016-02-22 23:00:00 | 5.9835 | 24.8 | -17.81 | 17.81 | 10000000
2016-02-23 00:00:00 | 5.9835 | 24.8 | -14.28 | 14.28 | 10000000
2016-02-23 01:00:00 | 5.941 | 24.64 | -17.23 | 17.23 | 10000000
2016-02-23 02:00:00 | 6.0685 | 25.12 | -17.47 | 17.47 | 10000000
2016-02-23 03:00:00 | 5.8985 | 24.48 | -17.83 | 17.83 | 10000000
2016-02-23 04:00:00 | 5.9835 | 24.8 | -19.15 | 19.15 | 10000000
2016-02-23 05:00:00 | 6.111 | 25.28 | -27.32 | 27.32 | 10000000
2016-02-23 06:00:00 | 6.2811 | 25.92 | -30.62 | 30.62 | 10000000
2016-02-23 07:00:00 | 6.111 | 25.28 | -31.9 | 31.9 | 10000000
2016-02-23 08:00:00 | 5.856 | 24.32 | -31.09 | 31.09 | 10000000
2016-02-23 09:00:00 | 5.6859 | 23.68 | -29.19 | 29.19 | 10000000
2016-02-23 10:00:00 | 5.4734 | 22.88 | -30.68 | 30.68 | 10000000
2016-02-23 11:00:00 | 5.1333 | 21.6 | -25.92 | 25.92 | 10000000
2016-02-23 12:00:00 | 5.0058 | 21.12 | -24.96 | 24.96 | 10000000
2016-02-23 13:00:00 | 5.4734 | 22.88 | -23.9 | 23.9 | 10000000
2016-02-23 14:00:00 | 4.8358 | 20.48 | -24.13 | 24.13 | 10000000
2016-02-23 15:00:00 | 4.5807 | 19.52 | -24.36 | 24.36 | 10000000
2016-02-23 16:00:00 | 5.1758 | 21.76 | -30.08 | 30.08 | 10000000
2016-02-23 17:00:00 | 5.5584 | 23.2 | -36.75 | 36.75 | 10000000
2016-02-23 18:00:00 | 6.2811 | 25.92 | -29.94 | 29.94 | 10000000
2016-02-23 19:00:00 | 6.4936 | 26.72 | -22.96 | 22.96 | 10000000
2016-02-23 20:00:00 | 6.4936 | 26.72 | -23.23 | 23.23 | 10000000
2016-02-23 21:00:00 | 6.6211 | 27.2 | -19.76 | 19.76 | 10000000
2016-02-23 22:00:00 | 6.7061 | 27.52 | -17.9 | 17.9 | 10000000
2016-02-23 23:00:00 | 6.5361 | 26.88 | -18.04 | 18.04 | 10000000
2016-02-24 00:00:00 | 6.4936 | 26.72 | -16.59 | 16.59 | 10000000
2016-02-24 01:00:00 | 6.3661 | 26.24 | -13.61 | 13.61 | 10000000
2016-02-24 02:00:00 | 6.4936 | 26.72 | -13.66 | 13.66 | 10000000
2016-02-24 03:00:00 | 6.5786 | 27.04 | -17.43 | 17.43 | 10000000
2016-02-24 04:00:00 | 6.5786 | 27.04 | -18.92 | 18.92 | 10000000
2016-02-24 05:00:00 | 6.6211 | 27.2 | -23.15 | 23.15 | 10000000
2016-02-24 06:00:00 | 6.8337 | 28 | -33.69 | 33.69 | 10000000
2016-02-24 07:00:00 | 6.8762 | 28.16 | -30.99 | 30.99 | 10000000
2016-02-24 08:00:00 | 6.5361 | 26.88 | -25.04 | 25.04 | 10000000
2016-02-24 09:00:00 | 6.4086 | 26.4 | -23.41 | 23.41 | 10000000
2016-02-24 10:00:00 | 6.0685 | 25.12 | -22.56 | 22.56 | 10000000
2016-02-24 11:00:00 | 5.941 | 24.64 | -22.03 | 22.03 | 10000000
2016-02-24 12:00:00 | 5.7284 | 23.84 | -22.05 | 22.05 | 10000000
2016-02-24 13:00:00 | 5.8135 | 24.16 | -22.56 | 22.56 | 10000000
2016-02-24 14:00:00 | 5.771 | 24 | -24 | 24 | 10000000
2016-02-24 15:00:00 | 6.2386 | 25.76 | -25.05 | 25.05 | 10000000
2016-02-24 16:00:00 | 6.3236 | 26.08 | -31.96 | 31.96 | 10000000
2016-02-24 17:00:00 | 6.7061 | 27.52 | -35.68 | 35.68 | 10000000
2016-02-24 18:00:00 | 7.3013 | 29.76 | -36.41 | 36.41 | 10000000
2016-02-24 19:00:00 | 7.1737 | 29.28 | -30.51 | 30.51 | 10000000
2016-02-24 20:00:00 | 7.5563 | 30.72 | -23.97 | 23.97 | 10000000
2016-02-24 21:00:00 | 7.4713 | 30.4 | -22.96 | 22.96 | 10000000
2016-02-24 22:00:00 | 7.7264 | 31.36 | -20.56 | 20.56 | 10000000
2016-02-24 23:00:00 | 7.8964 | 32 | -24.04 | 24.04 | 10000000
2016-02-25 00:00:00 | 8.0664 | 32.64 | -22.58 | 22.58 | 10000000
2016-02-25 01:00:00 | 7.9389 | 32.16 | -21.26 | 21.26 | 10000000
2016-02-25 02:00:00 | 8.194 | 33.12 | -20.09 | 20.09 | 10000000
2016-02-25 03:00:00 | 8.2365 | 33.28 | -19.94 | 19.94 | 10000000
2016-02-25 04:00:00 | 8.1514 | 32.96 | -21.7 | 21.7 | 10000000
2016-02-25 05:00:00 | 7.9814 | 32.32 | -27.19 | 27.19 | 10000000
2016-02-25 06:00:00 | 8.0239 | 32.48 | -36.04 | 36.04 | 10000000
2016-02-25 07:00:00 | 7.8114 | 31.68 | -38.29 | 38.29 | 10000000
2016-02-25 08:00:00 | 7.5988 | 30.88 | -34.44 | 34.44 | 10000000
2016-02-25 09:00:00 | 7.5138 | 30.56 | -32.12 | 32.12 | 10000000
2016-02-25 10:00:00 | 7.2588 | 29.6 | -30.44 | 30.44 | 10000000
2016-02-25 11:00:00 | 6.8762 | 28.16 | -26.55 | 26.55 | 10000000
2016-02-25 12:00:00 | 6.7487 | 27.68 | -26.01 | 26.01 | 10000000
2016-02-25 13:00:00 | 6.3661 | 26.24 | -25 | 25 | 10000000
2016-02-25 14:00:00 | 6.2811 | 25.92 | -24.78 | 24.78 | 10000000
2016-02-25 15:00:00 | 6.4086 | 26.4 | -25.39 | 25.39 | 10000000
2016-02-25 16:00:00 | 6.5786 | 27.04 | -31.16 | 31.16 | 10000000
2016-02-25 17:00:00 | 6.7487 | 27.68 | -39.91 | 39.91 | 10000000
2016-02-25 18:00:00 | 6.9612 | 28.48 | -36.51 | 36.51 | 10000000
2016-02-25 19:00:00 | 7.0037 | 28.64 | -31.54 | 31.54 | 10000000
2016-02-25 20:00:00 | 7.3438 | 29.92 | -25.2 | 25.2 | 10000000
2016-02-25 21:00:00 | 7.5138 | 30.56 | -25.1 | 25.1 | 10000000
2016-02-25 22:00:00 | 7.6413 | 31.04 | -23.84 | 23.84 | 10000000
2016-02-25 23:00:00 | 7.6839 | 31.2 | -21.66 | 21.66 | 10000000
2016-02-26 00:00:00 | 7.5988 | 30.88 | -21.69 | 21.69 | 10000000
2016-02-26 01:00:00 | 7.3438 | 29.92 | -21.11 | 21.11 | 10000000
2016-02-26 02:00:00 | 7.3013 | 29.76 | -20 | 20 | 10000000
2016-02-26 03:00:00 | 7.1737 | 29.28 | -21.02 | 21.02 | 10000000
2016-02-26 04:00:00 | 7.1312 | 29.12 | -22.07 | 22.07 | 10000000
2016-02-26 05:00:00 | 7.1737 | 29.28 | -27.35 | 27.35 | 10000000
2016-02-26 06:00:00 | 7.1312 | 29.12 | -32.93 | 32.93 | 10000000
2016-02-26 07:00:00 | 7.0462 | 28.8 | -36.08 | 36.08 | 10000000
2016-02-26 08:00:00 | 6.8337 | 28 | -33.48 | 33.48 | 10000000
2016-02-26 09:00:00 | 6.5786 | 27.04 | -31.68 | 31.68 | 10000000
2016-02-26 10:00:00 | 6.2386 | 25.76 | -29.5 | 29.5 | 10000000
2016-02-26 11:00:00 | 6.196 | 25.6 | -27.47 | 27.47 | 10000000
2016-02-26 12:00:00 | 6.3236 | 26.08 | -25.06 | 25.06 | 10000000
2016-02-26 13:00:00 | 6.4086 | 26.4 | -24 | 24 | 10000000
2016-02-26 14:00:00 | 6.1535 | 25.44 | -25.11 | 25.11 | 10000000
2016-02-26 15:00:00 | 5.9835 | 24.8 | -26.94 | 26.94 | 10000000
2016-02-26 16:00:00 | 6.3236 | 26.08 | -33.98 | 33.98 | 10000000
2016-02-26 17:00:00 | 6.6636 | 27.36 | -39.94 | 39.94 | 10000000
2016-02-26 18:00:00 | 6.7912 | 27.84 | -37.55 | 37.55 | 10000000
2016-02-26 19:00:00 | 7.3013 | 29.76 | -31.18 | 31.18 | 10000000
2016-02-26 20:00:00 | 7.8964 | 32 | -26.35 | 26.35 | 10000000
2016-02-26 21:00:00 | 8.0664 | 32.64 | -26.86 | 26.86 | 10000000
2016-02-26 22:00:00 | 8.3215 | 33.6 | -25 | 25 | 10000000
2016-02-26 23:00:00 | 8.4915 | 34.24 | -26.94 | 26.94 | 10000000
2016-02-27 00:00:00 | 8.449 | 34.08 | -23.02 | 23.02 | 10000000
2016-02-27 01:00:00 | 8.534 | 34.4 | -21.77 | 21.77 | 10000000
2016-02-27 02:00:00 | 8.449 | 34.08 | -19.76 | 19.76 | 10000000
2016-02-27 03:00:00 | 8.7466 | 35.2 | -19.83 | 19.83 | 10000000
2016-02-27 04:00:00 | 8.4065 | 33.92 | -20.16 | 20.16 | 10000000
2016-02-27 05:00:00 | 8.534 | 34.4 | -21.18 | 21.18 | 10000000
2016-02-27 06:00:00 | 9.0441 | 36.32 | -22.76 | 22.76 | 10000000
2016-02-27 07:00:00 | 8.6616 | 34.88 | -25.71 | 25.71 | 10000000
2016-02-27 08:00:00 | 7.6839 | 31.2 | -26.79 | 26.79 | 10000000
2016-02-27 09:00:00 | 7.1737 | 29.28 | -23.24 | 23.24 | 10000000
2016-02-27 10:00:00 | 6.4511 | 26.56 | -21.17 | 21.17 | 10000000
2016-02-27 11:00:00 | 6.2386 | 25.76 | -19.92 | 19.92 | 10000000
2016-02-27 12:00:00 | 5.8135 | 24.16 | -19.49 | 19.49 | 10000000
2016-02-27 13:00:00 | 5.771 | 24 | -19.68 | 19.68 | 10000000
2016-02-27 14:00:00 | 5.6859 | 23.68 | -19.93 | 19.93 | 10000000
2016-02-27 15:00:00 | 5.771 | 24 | -20.21 | 20.21 | 10000000
2016-02-27 16:00:00 | 5.9835 | 24.8 | -24.97 | 24.97 | 10000000
2016-02-27 17:00:00 | 6.3236 | 26.08 | -32.04 | 32.04 | 10000000
2016-02-27 18:00:00 | 6.6636 | 27.36 | -31.91 | 31.91 | 10000000
2016-02-27 19:00:00 | 6.7061 | 27.52 | -25.72 | 25.72 | 10000000
2016-02-27 20:00:00 | 7.0037 | 28.64 | -21.74 | 21.74 | 10000000
2016-02-27 21:00:00 | 7.0887 | 28.96 | -23.1 | 23.1 | 10000000
2016-02-27 22:00:00 | 7.2163 | 29.44 | -20.98 | 20.98 | 10000000
2016-02-27 23:00:00 | 7.3013 | 29.76 | -19.9 | 19.9 | 10000000
2016-02-28 00:00:00 | 7.5988 | 30.88 | -18.39 | 18.39 | 10000000
2016-02-28 01:00:00 | 7.5563 | 30.72 | -18.01 | 18.01 | 10000000
2016-02-28 02:00:00 | 7.5563 | 30.72 | -17.62 | 17.62 | 10000000
2016-02-28 03:00:00 | 7.6839 | 31.2 | -17.31 | 17.31 | 10000000
2016-02-28 04:00:00 | 7.7264 | 31.36 | -17.46 | 17.46 | 10000000
2016-02-28 05:00:00 | 7.7264 | 31.36 | -17.51 | 17.51 | 10000000
2016-02-28 06:00:00 | 7.7689 | 31.52 | -17.58 | 17.58 | 10000000
2016-02-28 07:00:00 | 7.7264 | 31.36 | -17.9 | 17.9 | 10000000
2016-02-28 08:00:00 | 7.5138 | 30.56 | -19.02 | 19.02 | 10000000
2016-02-28 09:00:00 | 7.0887 | 28.96 | -19.01 | 19.01 | 10000000
2016-02-28 10:00:00 | 6.6211 | 27.2 | -19.02 | 19.02 | 10000000
2016-02-28 11:00:00 | 6.0685 | 25.12 | -16.6 | 16.6 | 10000000
2016-02-28 12:00:00 | 5.6434 | 23.52 | -14.06 | 14.06 | 10000000
2016-02-28 13:00:00 | 5.2608 | 22.08 | -12.45 | 12.45 | 10000000
2016-02-28 14:00:00 | 5.4309 | 22.72 | -12.21 | 12.21 | 10000000
2016-02-28 15:00:00 | 5.6009 | 23.36 | -13.26 | 13.26 | 10000000
2016-02-28 16:00:00 | 5.771 | 24 | -19.11 | 19.11 | 10000000
2016-02-28 17:00:00 | 6.1535 | 25.44 | -24.6 | 24.6 | 10000000
2016-02-28 18:00:00 | 6.6211 | 27.2 | -26.98 | 26.98 | 10000000
2016-02-28 19:00:00 | 7.1737 | 29.28 | -21.81 | 21.81 | 10000000
2016-02-28 20:00:00 | 7.4288 | 30.24 | -19.9 | 19.9 | 10000000
2016-02-28 21:00:00 | 7.5138 | 30.56 | -20.44 | 20.44 | 10000000
2016-02-28 22:00:00 | 7.7689 | 31.52 | -19.93 | 19.93 | 10000000
2016-02-28 23:00:00 | 7.8964 | 32 | -19.12 | 19.12 | 10000000
2016-02-29 00:00:00 | 7.9814 | 32.32 | -17.77 | 17.77 | 10000000
2016-02-29 01:00:00 | 8.0239 | 32.48 | -17.6 | 17.6 | 10000000
2016-02-29 02:00:00 | 8.1514 | 32.96 | -16.77 | 16.77 | 10000000
2016-02-29 03:00:00 | 8.3215 | 33.6 | -17.01 | 17.01 | 10000000
2016-02-29 04:00:00 | 8.364 | 33.76 | -18.49 | 18.49 | 10000000
2016-02-29 05:00:00 | 8.4065 | 33.92 | -28.23 | 28.23 | 10000000
2016-02-29 06:00:00 | 8.279 | 33.44 | -34.72 | 34.72 | 10000000
2016-02-29 07:00:00 | 8.2365 | 33.28 | -32.96 | 32.96 | 10000000
2016-02-29 08:00:00 | 7.7689 | 31.52 | -27.99 | 27.99 | 10000000
2016-02-29 09:00:00 | 7.7264 | 31.36 | -24.92 | 24.92 | 10000000
2016-02-29 10:00:00 | 7.5138 | 30.56 | -23.48 | 23.48 | 10000000
2016-02-29 11:00:00 | 7.2588 | 29.6 | -22.77 | 22.77 | 10000000
2016-02-29 12:00:00 | 6.9187 | 28.32 | -22.2 | 22.2 | 10000000
2016-02-29 13:00:00 | 6.6636 | 27.36 | -22 | 22 | 10000000
2016-02-29 14:00:00 | 6.4936 | 26.72 | -22.24 | 22.24 | 10000000
2016-02-29 15:00:00 | 6.5361 | 26.88 | -22.57 | 22.57 | 10000000
2016-02-29 16:00:00 | 6.7487 | 27.68 | -26.58 | 26.58 | 10000000
2016-02-29 17:00:00 | 7.5563 | 30.72 | -34.03 | 34.03 | 10000000
2016-02-29 18:00:00 | 7.5138 | 30.56 | -31.21 | 31.21 | 10000000
2016-02-29 19:00:00 | 7.4713 | 30.4 | -27.14 | 27.14 | 10000000
2016-02-29 20:00:00 | 7.4713 | 30.4 | -23.04 | 23.04 | 10000000
2016-02-29 21:00:00 | 7.5563 | 30.72 | -22.55 | 22.55 | 10000000
2016-02-29 22:00:00 | 7.6413 | 31.04 | -19.29 | 19.29 | 10000000
2016-02-29 23:00:00 | 7.8114 | 31.68 | -22.48 | 22.48 | 10000000
2016-03-01 00:00:00 | 7.9814 | 32.32 | -22.08 | 22.08 | 10000000
2016-03-01 01:00:00 | 8.1089 | 32.8 | -19.87 | 19.87 | 10000000
2016-03-01 02:00:00 | 8.279 | 33.44 | -19.13 | 19.13 | 10000000
2016-03-01 03:00:00 | 8.3215 | 33.6 | -19.33 | 19.33 | 10000000
2016-03-01 04:00:00 | 8.4915 | 34.24 | -20.18 | 20.18 | 10000000
2016-03-01 05:00:00 | 8.6616 | 34.88 | -25.59 | 25.59 | 10000000
2016-03-01 06:00:00 | 8.364 | 33.76 | -32.93 | 32.93 | 10000000
2016-03-01 07:00:00 | 8.1514 | 32.96 | -37.86 | 37.86 | 10000000
2016-03-01 08:00:00 | 7.6839 | 31.2 | -34.95 | 34.95 | 10000000
2016-03-01 09:00:00 | 7.4288 | 30.24 | -31.9 | 31.9 | 10000000
2016-03-01 10:00:00 | 7.0887 | 28.96 | -30.06 | 30.06 | 10000000
2016-03-01 11:00:00 | 6.6211 | 27.2 | -28.8 | 28.8 | 10000000
2016-03-01 12:00:00 | 6.2811 | 25.92 | -27.96 | 27.96 | 10000000
2016-03-01 13:00:00 | 5.8135 | 24.16 | -25.55 | 25.55 | 10000000
2016-03-01 14:00:00 | 5.771 | 24 | -25.48 | 25.48 | 10000000
2016-03-01 15:00:00 | 5.6859 | 23.68 | -23.97 | 23.97 | 10000000
2016-03-01 16:00:00 | 6.111 | 25.28 | -26.95 | 26.95 | 10000000
2016-03-01 17:00:00 | 6.7912 | 27.84 | -26 | 26 | 10000000
2016-03-01 18:00:00 | 7.7689 | 31.52 | -22.63 | 22.63 | 10000000
2016-03-01 19:00:00 | 7.6839 | 31.2 | -21.26 | 21.26 | 10000000
2016-03-01 20:00:00 | 7.8539 | 31.84 | -19.52 | 19.52 | 10000000
2016-03-01 21:00:00 | 7.8114 | 31.68 | -18.39 | 18.39 | 10000000
2016-03-01 22:00:00 | 7.7689 | 31.52 | -17.06 | 17.06 | 10000000
2016-03-01 23:00:00 | 7.6413 | 31.04 | -10.58 | 10.58 | 10000000
2016-03-02 00:00:00 | 7.7264 | 31.36 | -13.56 | 13.56 | 10000000
2016-03-02 01:00:00 | 7.4713 | 30.4 | -12.69 | 12.69 | 10000000
2016-03-02 02:00:00 | 7.5563 | 30.72 | -12.62 | 12.62 | 10000000
2016-03-02 03:00:00 | 7.5988 | 30.88 | -13.27 | 13.27 | 10000000
2016-03-02 04:00:00 | 7.5138 | 30.56 | -15.85 | 15.85 | 10000000
2016-03-02 05:00:00 | 7.3013 | 29.76 | -21.45 | 21.45 | 10000000
2016-03-02 06:00:00 | 7.2163 | 29.44 | -23.08 | 23.08 | 10000000
2016-03-02 07:00:00 | 7.0037 | 28.64 | -25.96 | 25.96 | 10000000
2016-03-02 08:00:00 | 6.7061 | 27.52 | -24.68 | 24.68 | 10000000
2016-03-02 09:00:00 | 6.4936 | 26.72 | -26.7 | 26.7 | 10000000
2016-03-02 10:00:00 | 6.2386 | 25.76 | -28 | 28 | 10000000
2016-03-02 11:00:00 | 5.856 | 24.32 | -27.43 | 27.43 | 10000000
2016-03-02 12:00:00 | 5.3034 | 22.24 | -26 | 26 | 10000000
2016-03-02 13:00:00 | 4.6232 | 19.68 | -25.92 | 25.92 | 10000000
2016-03-02 14:00:00 | 4.3257 | 18.56 | -28.06 | 28.06 | 10000000
2016-03-02 15:00:00 | 4.4532 | 19.04 | -28.56 | 28.56 | 10000000
2016-03-02 16:00:00 | 4.5807 | 19.52 | -31.99 | 31.99 | 10000000
2016-03-02 17:00:00 | 4.7933 | 20.32 | -40 | 40 | 10000000
2016-03-02 18:00:00 | 5.6434 | 23.52 | -36.87 | 36.87 | 10000000
2016-03-02 19:00:00 | 6.026 | 24.96 | -30.99 | 30.99 | 10000000
2016-03-02 20:00:00 | 6.9187 | 28.32 | -27.07 | 27.07 | 10000000
2016-03-02 21:00:00 | 7.0462 | 28.8 | -24.27 | 24.27 | 10000000
2016-03-02 22:00:00 | 7.1737 | 29.28 | -21.58 | 21.58 | 10000000
2016-03-02 23:00:00 | 7.4713 | 30.4 | -20.02 | 20.02 | 10000000
2016-03-03 00:00:00 | 7.6413 | 31.04 | -19.29 | 19.29 | 10000000
2016-03-03 01:00:00 | 7.4713 | 30.4 | -18.64 | 18.64 | 10000000
2016-03-03 02:00:00 | 7.3863 | 30.08 | -17.93 | 17.93 | 10000000
2016-03-03 03:00:00 | 7.3013 | 29.76 | -18.26 | 18.26 | 10000000
2016-03-03 04:00:00 | 7.4288 | 30.24 | -19.38 | 19.38 | 10000000
2016-03-03 05:00:00 | 7.6413 | 31.04 | -24.58 | 24.58 | 10000000
2016-03-03 06:00:00 | 7.5563 | 30.72 | -30.93 | 30.93 | 10000000
2016-03-03 07:00:00 | 7.3863 | 30.08 | -31.04 | 31.04 | 10000000
2016-03-03 08:00:00 | 7.0037 | 28.64 | -30.94 | 30.94 | 10000000
2016-03-03 09:00:00 | 6.5361 | 26.88 | -30.57 | 30.57 | 10000000
2016-03-03 10:00:00 | 6.026 | 24.96 | -31.94 | 31.94 | 10000000
2016-03-03 11:00:00 | 5.4734 | 22.88 | -30.07 | 30.07 | 10000000
2016-03-03 12:00:00 | 5.0908 | 21.44 | -30.53 | 30.53 | 10000000
2016-03-03 13:00:00 | 4.8783 | 20.64 | -30.06 | 30.06 | 10000000
2016-03-03 14:00:00 | 4.9208 | 20.8 | -30.97 | 30.97 | 10000000
2016-03-03 15:00:00 | 5.0483 | 21.28 | -30.96 | 30.96 | 10000000
2016-03-03 16:00:00 | 5.2183 | 21.92 | -32.85 | 32.85 | 10000000
2016-03-03 17:00:00 | 5.771 | 24 | -42.71 | 42.71 | 10000000
2016-03-03 18:00:00 | 5.941 | 24.64 | -42.92 | 42.92 | 10000000
2016-03-03 19:00:00 | 6.0685 | 25.12 | -33.98 | 33.98 | 10000000
2016-03-03 20:00:00 | 6.196 | 25.6 | -28.97 | 28.97 | 10000000
2016-03-03 21:00:00 | 6.7487 | 27.68 | -25.92 | 25.92 | 10000000
2016-03-03 22:00:00 | 7.1737 | 29.28 | -23.11 | 23.11 | 10000000
2016-03-03 23:00:00 | 7.2163 | 29.44 | -22.15 | 22.15 | 10000000
2016-03-04 00:00:00 | 7.5988 | 30.88 | -20.03 | 20.03 | 10000000
2016-03-04 01:00:00 | 7.5563 | 30.72 | -19.75 | 19.75 | 10000000
2016-03-04 02:00:00 | 7.6413 | 31.04 | -19.19 | 19.19 | 10000000
2016-03-04 03:00:00 | 7.9814 | 32.32 | -18.99 | 18.99 | 10000000
2016-03-04 04:00:00 | 8.2365 | 33.28 | -20.18 | 20.18 | 10000000
2016-03-04 05:00:00 | 8.4915 | 34.24 | -26.92 | 26.92 | 10000000
2016-03-04 06:00:00 | 8.4915 | 34.24 | -31.73 | 31.73 | 10000000
2016-03-04 07:00:00 | 8.1514 | 32.96 | -33.97 | 33.97 | 10000000
2016-03-04 08:00:00 | 7.2163 | 29.44 | -30.04 | 30.04 | 10000000
2016-03-04 09:00:00 | 6.5361 | 26.88 | -26.69 | 26.69 | 10000000
2016-03-04 10:00:00 | 5.8985 | 24.48 | -23.78 | 23.78 | 10000000
2016-03-04 11:00:00 | 5.0908 | 21.44 | -22.48 | 22.48 | 10000000
2016-03-04 12:00:00 | 4.6232 | 19.68 | -21.78 | 21.78 | 10000000
2016-03-04 13:00:00 | 4.1981 | 18.08 | -21.86 | 21.86 | 10000000
2016-03-04 14:00:00 | 4.3682 | 18.72 | -22.48 | 22.48 | 10000000
2016-03-04 15:00:00 | 4.5807 | 19.52 | -24.17 | 24.17 | 10000000
2016-03-04 16:00:00 | 4.8358 | 20.48 | -29.2 | 29.2 | 10000000
2016-03-04 17:00:00 | 5.5159 | 23.04 | -33.99 | 33.99 | 10000000
2016-03-04 18:00:00 | 6.026 | 24.96 | -31.06 | 31.06 | 10000000
2016-03-04 19:00:00 | 5.8985 | 24.48 | -27.9 | 27.9 | 10000000
2016-03-04 20:00:00 | 6.5361 | 26.88 | -23.52 | 23.52 | 10000000
2016-03-04 21:00:00 | 6.3661 | 26.24 | -23.8 | 23.8 | 10000000
2016-03-04 22:00:00 | 6.5786 | 27.04 | -21.55 | 21.55 | 10000000
2016-03-04 23:00:00 | 6.7912 | 27.84 | -19.15 | 19.15 | 10000000
2016-03-05 00:00:00 | 6.7061 | 27.52 | -19.17 | 19.17 | 10000000
2016-03-05 01:00:00 | 6.9187 | 28.32 | -19.04 | 19.04 | 10000000
2016-03-05 02:00:00 | 6.5361 | 26.88 | -18.96 | 18.96 | 10000000
2016-03-05 03:00:00 | 6.4511 | 26.56 | -18.88 | 18.88 | 10000000
2016-03-05 04:00:00 | 6.5786 | 27.04 | -19.01 | 19.01 | 10000000
2016-03-05 05:00:00 | 6.7061 | 27.52 | -19.16 | 19.16 | 10000000
2016-03-05 06:00:00 | 6.7912 | 27.84 | -20.75 | 20.75 | 10000000
2016-03-05 07:00:00 | 6.7061 | 27.52 | -24.55 | 24.55 | 10000000
2016-03-05 08:00:00 | 6.2386 | 25.76 | -26.9 | 26.9 | 10000000
2016-03-05 09:00:00 | 6.0685 | 25.12 | -24.78 | 24.78 | 10000000
2016-03-05 10:00:00 | 5.6434 | 23.52 | -24.63 | 24.63 | 10000000
2016-03-05 11:00:00 | 5.1758 | 21.76 | -24.25 | 24.25 | 10000000
2016-03-05 12:00:00 | 5.1333 | 21.6 | -21.14 | 21.14 | 10000000
2016-03-05 13:00:00 | 5.6009 | 23.36 | -20.42 | 20.42 | 10000000
2016-03-05 14:00:00 | 5.8135 | 24.16 | -20.57 | 20.57 | 10000000
2016-03-05 15:00:00 | 5.8135 | 24.16 | -21.25 | 21.25 | 10000000
2016-03-05 16:00:00 | 5.8985 | 24.48 | -25.92 | 25.92 | 10000000
2016-03-05 17:00:00 | 6.026 | 24.96 | -34.02 | 34.02 | 10000000
2016-03-05 18:00:00 | 5.9835 | 24.8 | -35 | 35 | 10000000
2016-03-05 19:00:00 | 6.026 | 24.96 | -27.86 | 27.86 | 10000000
2016-03-05 20:00:00 | 6.1535 | 25.44 | -24.44 | 24.44 | 10000000
2016-03-05 21:00:00 | 6.2811 | 25.92 | -25.18 | 25.18 | 10000000
2016-03-05 22:00:00 | 6.2811 | 25.92 | -20 | 20 | 10000000
2016-03-05 23:00:00 | 6.2811 | 25.92 | -20.69 | 20.69 | 10000000
2016-03-06 00:00:00 | 6.2386 | 25.76 | -19.94 | 19.94 | 10000000
2016-03-06 01:00:00 | 6.2386 | 25.76 | -19.13 | 19.13 | 10000000
2016-03-06 02:00:00 | 6.196 | 25.6 | -18.69 | 18.69 | 10000000
2016-03-06 03:00:00 | 6.1535 | 25.44 | -18.58 | 18.58 | 10000000
2016-03-06 04:00:00 | 6.2811 | 25.92 | -18.83 | 18.83 | 10000000
2016-03-06 05:00:00 | 6.2811 | 25.92 | -18.65 | 18.65 | 10000000
2016-03-06 06:00:00 | 6.3236 | 26.08 | -18.78 | 18.78 | 10000000
2016-03-06 07:00:00 | 6.3661 | 26.24 | -19.28 | 19.28 | 10000000
2016-03-06 08:00:00 | 6.2811 | 25.92 | -19.99 | 19.99 | 10000000
2016-03-06 09:00:00 | 6.1535 | 25.44 | -20.26 | 20.26 | 10000000
2016-03-06 10:00:00 | 5.9835 | 24.8 | -20.51 | 20.51 | 10000000
2016-03-06 11:00:00 | 5.856 | 24.32 | -20.02 | 20.02 | 10000000
2016-03-06 12:00:00 | 6.0685 | 25.12 | -19.14 | 19.14 | 10000000
2016-03-06 13:00:00 | 6.2811 | 25.92 | -18.24 | 18.24 | 10000000
2016-03-06 14:00:00 | 6.3661 | 26.24 | -18.23 | 18.23 | 10000000
2016-03-06 15:00:00 | 6.3236 | 26.08 | -18.73 | 18.73 | 10000000
2016-03-06 16:00:00 | 6.196 | 25.6 | -20.57 | 20.57 | 10000000
2016-03-06 17:00:00 | 6.196 | 25.6 | -28.93 | 28.93 | 10000000
2016-03-06 18:00:00 | 6.2386 | 25.76 | -31.62 | 31.62 | 10000000
2016-03-06 19:00:00 | 6.4086 | 26.4 | -29.17 | 29.17 | 10000000
2016-03-06 20:00:00 | 6.8762 | 28.16 | -25.44 | 25.44 | 10000000
2016-03-06 21:00:00 | 6.7912 | 27.84 | -27.44 | 27.44 | 10000000
2016-03-06 22:00:00 | 6.7061 | 27.52 | -21.15 | 21.15 | 10000000
2016-03-06 23:00:00 | 6.7061 | 27.52 | -22.04 | 22.04 | 10000000
2016-03-07 00:00:00 | 7.2163 | 29.44 | -22.05 | 22.05 | 10000000
2016-03-07 01:00:00 | 7.3863 | 30.08 | -20.34 | 20.34 | 10000000
2016-03-07 02:00:00 | 7.4713 | 30.4 | -20.02 | 20.02 | 10000000
2016-03-07 03:00:00 | 7.8114 | 31.68 | -20.09 | 20.09 | 10000000
2016-03-07 04:00:00 | 7.8964 | 32 | -21.87 | 21.87 | 10000000
2016-03-07 05:00:00 | 7.7689 | 31.52 | -32.34 | 32.34 | 10000000
2016-03-07 06:00:00 | 7.6839 | 31.2 | -35.97 | 35.97 | 10000000
2016-03-07 07:00:00 | 7.5138 | 30.56 | -37.79 | 37.79 | 10000000
2016-03-07 08:00:00 | 7.1737 | 29.28 | -33.07 | 33.07 | 10000000
2016-03-07 09:00:00 | 6.8337 | 28 | -31.98 | 31.98 | 10000000
2016-03-07 10:00:00 | 6.7487 | 27.68 | -29.96 | 29.96 | 10000000
2016-03-07 11:00:00 | 6.0685 | 25.12 | -27.98 | 27.98 | 10000000
2016-03-07 12:00:00 | 5.856 | 24.32 | -27.44 | 27.44 | 10000000
2016-03-07 13:00:00 | 5.3459 | 22.4 | -27.72 | 27.72 | 10000000
2016-03-07 14:00:00 | 5.1758 | 21.76 | -27.1 | 27.1 | 10000000
2016-03-07 15:00:00 | 5.2183 | 21.92 | -30.07 | 30.07 | 10000000
2016-03-07 16:00:00 | 5.6859 | 23.68 | -33.97 | 33.97 | 10000000
2016-03-07 17:00:00 | 6.0685 | 25.12 | -48.29 | 48.29 | 10000000
2016-03-07 18:00:00 | 6.5786 | 27.04 | -46.65 | 46.65 | 10000000
2016-03-07 19:00:00 | 6.5361 | 26.88 | -30.03 | 30.03 | 10000000
2016-03-07 20:00:00 | 7.0037 | 28.64 | -27.95 | 27.95 | 10000000
2016-03-07 21:00:00 | 7.0462 | 28.8 | -26.96 | 26.96 | 10000000
2016-03-07 22:00:00 | 7.4713 | 30.4 | -24.47 | 24.47 | 10000000
2016-03-07 23:00:00 | 7.8114 | 31.68 | -22.39 | 22.39 | 10000000
2016-03-08 00:00:00 | 7.7264 | 31.36 | -22.91 | 22.91 | 10000000
2016-03-08 01:00:00 | 7.8964 | 32 | -22.81 | 22.81 | 10000000
2016-03-08 02:00:00 | 8.7041 | 35.04 | -22 | 22 | 10000000
2016-03-08 03:00:00 | 8.4065 | 33.92 | -21.67 | 21.67 | 10000000
2016-03-08 04:00:00 | 8.7466 | 35.2 | -22.7 | 22.7 | 10000000
2016-03-08 05:00:00 | 8.4915 | 34.24 | -27.44 | 27.44 | 10000000
2016-03-08 06:00:00 | 8.7891 | 35.36 | -37.73 | 37.73 | 10000000
2016-03-08 07:00:00 | 8.1514 | 32.96 | -39.08 | 39.08 | 10000000
2016-03-08 08:00:00 | 7.0887 | 28.96 | -34.98 | 34.98 | 10000000
2016-03-08 09:00:00 | 6.2811 | 25.92 | -28.61 | 28.61 | 10000000
2016-03-08 10:00:00 | 5.4734 | 22.88 | -25.42 | 25.42 | 10000000
2016-03-08 11:00:00 | 5.0908 | 21.44 | -25.1 | 25.1 | 10000000
2016-03-08 12:00:00 | 5.1758 | 21.76 | -24.64 | 24.64 | 10000000
2016-03-08 13:00:00 | 4.7933 | 20.32 | -24.81 | 24.81 | 10000000
2016-03-08 14:00:00 | 4.8358 | 20.48 | -25.09 | 25.09 | 10000000
2016-03-08 15:00:00 | 4.7507 | 20.16 | -27.92 | 27.92 | 10000000
2016-03-08 16:00:00 | 4.8783 | 20.64 | -33.1 | 33.1 | 10000000
2016-03-08 17:00:00 | 5.6859 | 23.68 | -44.93 | 44.93 | 10000000
2016-03-08 18:00:00 | 6.2811 | 25.92 | -40.58 | 40.58 | 10000000
2016-03-08 19:00:00 | 6.8337 | 28 | -31.94 | 31.94 | 10000000
2016-03-08 20:00:00 | 7.1312 | 29.12 | -25.07 | 25.07 | 10000000
2016-03-08 21:00:00 | 7.1737 | 29.28 | -27.2 | 27.2 | 10000000
2016-03-08 22:00:00 | 7.4713 | 30.4 | -22.61 | 22.61 | 10000000
2016-03-08 23:00:00 | 7.4288 | 30.24 | -23.8 | 23.8 | 10000000
2016-03-09 00:00:00 | 7.6413 | 31.04 | -22.03 | 22.03 | 10000000
2016-03-09 01:00:00 | 7.9814 | 32.32 | -20.94 | 20.94 | 10000000
2016-03-09 02:00:00 | 8.1089 | 32.8 | -20.08 | 20.08 | 10000000
2016-03-09 03:00:00 | 8.2365 | 33.28 | -20.01 | 20.01 | 10000000
2016-03-09 04:00:00 | 8.0239 | 32.48 | -21.14 | 21.14 | 10000000
2016-03-09 05:00:00 | 8.1514 | 32.96 | -24.95 | 24.95 | 10000000
2016-03-09 06:00:00 | 8.364 | 33.76 | -31.92 | 31.92 | 10000000
2016-03-09 07:00:00 | 7.6413 | 31.04 | -29.91 | 29.91 | 10000000
2016-03-09 08:00:00 | 6.7487 | 27.68 | -25.03 | 25.03 | 10000000
2016-03-09 09:00:00 | 6.026 | 24.96 | -23.43 | 23.43 | 10000000
2016-03-09 10:00:00 | 5.5159 | 23.04 | -23.85 | 23.85 | 10000000
2016-03-09 11:00:00 | 4.8358 | 20.48 | -22.28 | 22.28 | 10000000
2016-03-09 12:00:00 | 4.6232 | 19.68 | -21.96 | 21.96 | 10000000
2016-03-09 13:00:00 | 4.4957 | 19.2 | -22.48 | 22.48 | 10000000
2016-03-09 14:00:00 | 4.1131 | 17.76 | -23.05 | 23.05 | 10000000
2016-03-09 15:00:00 | 4.5807 | 19.52 | -24.83 | 24.83 | 10000000
2016-03-09 16:00:00 | 5.0058 | 21.12 | -33 | 33 | 10000000
2016-03-09 17:00:00 | 5.6434 | 23.52 | -38.77 | 38.77 | 10000000
2016-03-09 18:00:00 | 6.026 | 24.96 | -37.99 | 37.99 | 10000000
2016-03-09 19:00:00 | 6.3236 | 26.08 | -29.81 | 29.81 | 10000000
2016-03-09 20:00:00 | 6.5786 | 27.04 | -25.8 | 25.8 | 10000000
2016-03-09 21:00:00 | 6.9187 | 28.32 | -27.51 | 27.51 | 10000000
2016-03-09 22:00:00 | 7.1737 | 29.28 | -23.41 | 23.41 | 10000000
2016-03-09 23:00:00 | 7.2588 | 29.6 | -19.72 | 19.72 | 10000000
2016-03-10 00:00:00 | 7.3863 | 30.08 | -20.17 | 20.17 | 10000000
2016-03-10 01:00:00 | 7.4288 | 30.24 | -20.04 | 20.04 | 10000000
2016-03-10 02:00:00 | 7.3863 | 30.08 | -20.16 | 20.16 | 10000000
2016-03-10 03:00:00 | 7.3438 | 29.92 | -20.94 | 20.94 | 10000000
2016-03-10 04:00:00 | 7.3863 | 30.08 | -21.6 | 21.6 | 10000000
2016-03-10 05:00:00 | 7.1737 | 29.28 | -28.48 | 28.48 | 10000000
2016-03-10 06:00:00 | 7.0037 | 28.64 | -35.44 | 35.44 | 10000000
2016-03-10 07:00:00 | 6.7487 | 27.68 | -31.99 | 31.99 | 10000000
2016-03-10 08:00:00 | 6.4086 | 26.4 | -30.07 | 30.07 | 10000000
2016-03-10 09:00:00 | 5.8135 | 24.16 | -25.53 | 25.53 | 10000000
2016-03-10 10:00:00 | 5.4309 | 22.72 | -24.71 | 24.71 | 10000000
2016-03-10 11:00:00 | 5.3034 | 22.24 | -26.35 | 26.35 | 10000000
2016-03-10 12:00:00 | 4.9633 | 20.96 | -25 | 25 | 10000000
2016-03-10 13:00:00 | 4.8358 | 20.48 | -25 | 25 | 10000000
2016-03-10 14:00:00 | 4.8358 | 20.48 | -24.89 | 24.89 | 10000000
2016-03-10 15:00:00 | 5.0058 | 21.12 | -25.03 | 25.03 | 10000000
2016-03-10 16:00:00 | 5.2608 | 22.08 | -29.95 | 29.95 | 10000000
2016-03-10 17:00:00 | 5.4734 | 22.88 | -35.49 | 35.49 | 10000000
2016-03-10 18:00:00 | 5.6859 | 23.68 | -37.79 | 37.79 | 10000000
2016-03-10 19:00:00 | 5.856 | 24.32 | -30.02 | 30.02 | 10000000
2016-03-10 20:00:00 | 6.111 | 25.28 | -25.31 | 25.31 | 10000000
2016-03-10 21:00:00 | 6.2386 | 25.76 | -22.72 | 22.72 | 10000000
2016-03-10 22:00:00 | 6.3236 | 26.08 | -21.32 | 21.32 | 10000000
2016-03-10 23:00:00 | 6.4511 | 26.56 | -22.03 | 22.03 | 10000000
2016-03-11 00:00:00 | 6.5361 | 26.88 | -20.85 | 20.85 | 10000000
2016-03-11 01:00:00 | 6.4936 | 26.72 | -21.03 | 21.03 | 10000000
2016-03-11 02:00:00 | 6.4936 | 26.72 | -21.06 | 21.06 | 10000000
2016-03-11 03:00:00 | 6.8762 | 28.16 | -21.75 | 21.75 | 10000000
2016-03-11 04:00:00 | 6.7912 | 27.84 | -22.39 | 22.39 | 10000000
2016-03-11 05:00:00 | 6.7061 | 27.52 | -28.34 | 28.34 | 10000000
2016-03-11 06:00:00 | 6.7912 | 27.84 | -34.47 | 34.47 | 10000000
2016-03-11 07:00:00 | 6.6636 | 27.36 | -38.34 | 38.34 | 10000000
2016-03-11 08:00:00 | 6.5361 | 26.88 | -36.69 | 36.69 | 10000000
2016-03-11 09:00:00 | 6.2386 | 25.76 | -32.91 | 32.91 | 10000000
2016-03-11 10:00:00 | 6.1535 | 25.44 | -31.98 | 31.98 | 10000000
2016-03-11 11:00:00 | 5.941 | 24.64 | -29.81 | 29.81 | 10000000
2016-03-11 12:00:00 | 5.8985 | 24.48 | -27.03 | 27.03 | 10000000
2016-03-11 13:00:00 | 5.8985 | 24.48 | -25.01 | 25.01 | 10000000
2016-03-11 14:00:00 | 5.9835 | 24.8 | -24.92 | 24.92 | 10000000
2016-03-11 15:00:00 | 6.111 | 25.28 | -24.88 | 24.88 | 10000000
2016-03-11 16:00:00 | 6.0685 | 25.12 | -27.9 | 27.9 | 10000000
2016-03-11 17:00:00 | 6.196 | 25.6 | -32.55 | 32.55 | 10000000
2016-03-11 18:00:00 | 6.3236 | 26.08 | -35.69 | 35.69 | 10000000
2016-03-11 19:00:00 | 6.3661 | 26.24 | -30.33 | 30.33 | 10000000
2016-03-11 20:00:00 | 6.5361 | 26.88 | -26.77 | 26.77 | 10000000
2016-03-11 21:00:00 | 6.7061 | 27.52 | -28.2 | 28.2 | 10000000
2016-03-11 22:00:00 | 6.7912 | 27.84 | -25.21 | 25.21 | 10000000
2016-03-11 23:00:00 | 6.8337 | 28 | -29.01 | 29.01 | 10000000
2016-03-12 00:00:00 | 6.8762 | 28.16 | -26.1 | 26.1 | 10000000
2016-03-12 01:00:00 | 6.8762 | 28.16 | -25.69 | 25.69 | 10000000
2016-03-12 02:00:00 | 6.9187 | 28.32 | -24.5 | 24.5 | 10000000
2016-03-12 03:00:00 | 6.9612 | 28.48 | -23.26 | 23.26 | 10000000
2016-03-12 04:00:00 | 7.0037 | 28.64 | -24.5 | 24.5 | 10000000
2016-03-12 05:00:00 | 6.9187 | 28.32 | -25.45 | 25.45 | 10000000
2016-03-12 06:00:00 | 6.8762 | 28.16 | -25.51 | 25.51 | 10000000
2016-03-12 07:00:00 | 6.7487 | 27.68 | -28.91 | 28.91 | 10000000
2016-03-12 08:00:00 | 6.4936 | 26.72 | -30.09 | 30.09 | 10000000
2016-03-12 09:00:00 | 6.3661 | 26.24 | -29.26 | 29.26 | 10000000
2016-03-12 10:00:00 | 6.196 | 25.6 | -28.44 | 28.44 | 10000000
2016-03-12 11:00:00 | 6.196 | 25.6 | -27.6 | 27.6 | 10000000
2016-03-12 12:00:00 | 6.026 | 24.96 | -25.01 | 25.01 | 10000000
2016-03-12 13:00:00 | 5.941 | 24.64 | -23.38 | 23.38 | 10000000
2016-03-12 14:00:00 | 6.0685 | 25.12 | -22.96 | 22.96 | 10000000
2016-03-12 15:00:00 | 5.941 | 24.64 | -23.67 | 23.67 | 10000000
2016-03-12 16:00:00 | 6.0685 | 25.12 | -27.07 | 27.07 | 10000000
2016-03-12 17:00:00 | 6.6211 | 27.2 | -34.09 | 34.09 | 10000000
2016-03-12 18:00:00 | 7.4288 | 30.24 | -36.97 | 36.97 | 10000000
2016-03-12 19:00:00 | 7.4713 | 30.4 | -35 | 35 | 10000000
2016-03-12 20:00:00 | 7.3013 | 29.76 | -30.17 | 30.17 | 10000000
2016-03-12 21:00:00 | 7.2588 | 29.6 | -30.91 | 30.91 | 10000000
2016-03-12 22:00:00 | 6.9612 | 28.48 | -30 | 30 | 10000000
2016-03-12 23:00:00 | 6.8762 | 28.16 | -26.51 | 26.51 | 10000000
2016-03-13 00:00:00 | 6.8762 | 28.16 | -22.65 | 22.65 | 10000000
2016-03-13 01:00:00 | 6.7912 | 27.84 | -21.67 | 21.67 | 10000000
2016-03-13 02:00:00 | 7.0037 | 28.64 | -21.05 | 21.05 | 10000000
2016-03-13 03:00:00 | 7.1312 | 29.12 | -21.12 | 21.12 | 10000000
2016-03-13 04:00:00 | 7.2163 | 29.44 | -21.17 | 21.17 | 10000000
2016-03-13 05:00:00 | 7.2588 | 29.6 | -21.11 | 21.11 | 10000000
2016-03-13 06:00:00 | 7.2588 | 29.6 | -21.08 | 21.08 | 10000000
2016-03-13 07:00:00 | 7.1737 | 29.28 | -21.31 | 21.31 | 10000000
2016-03-13 08:00:00 | 7.0462 | 28.8 | -21.69 | 21.69 | 10000000
2016-03-13 09:00:00 | 6.7487 | 27.68 | -21.73 | 21.73 | 10000000
2016-03-13 10:00:00 | 6.5786 | 27.04 | -21.69 | 21.69 | 10000000
2016-03-13 11:00:00 | 6.4511 | 26.56 | -21.07 | 21.07 | 10000000
2016-03-13 12:00:00 | 6.2386 | 25.76 | -19.4 | 19.4 | 10000000
2016-03-13 13:00:00 | 6.0685 | 25.12 | -17.78 | 17.78 | 10000000
2016-03-13 14:00:00 | 5.771 | 24 | -17.46 | 17.46 | 10000000
2016-03-13 15:00:00 | 5.6434 | 23.52 | -18.08 | 18.08 | 10000000
2016-03-13 16:00:00 | 5.856 | 24.32 | -20.19 | 20.19 | 10000000
2016-03-13 17:00:00 | 6.6211 | 27.2 | -26.08 | 26.08 | 10000000
2016-03-13 18:00:00 | 7.4713 | 30.4 | -33.55 | 33.55 | 10000000
2016-03-13 19:00:00 | 7.6839 | 31.2 | -31.05 | 31.05 | 10000000
2016-03-13 20:00:00 | 7.7264 | 31.36 | -27.24 | 27.24 | 10000000
2016-03-13 21:00:00 | 7.5563 | 30.72 | -28.93 | 28.93 | 10000000
2016-03-13 22:00:00 | 7.4713 | 30.4 | -26.63 | 26.63 | 10000000
2016-03-13 23:00:00 | 7.5138 | 30.56 | -22.39 | 22.39 | 10000000
2016-03-14 00:00:00 | 7.5563 | 30.72 | -20.7 | 20.7 | 10000000
2016-03-14 01:00:00 | 7.5138 | 30.56 | -20.22 | 20.22 | 10000000
2016-03-14 02:00:00 | 7.5988 | 30.88 | -19.99 | 19.99 | 10000000
2016-03-14 03:00:00 | 7.8114 | 31.68 | -20.36 | 20.36 | 10000000
2016-03-14 04:00:00 | 7.8114 | 31.68 | -21.92 | 21.92 | 10000000
2016-03-14 05:00:00 | 7.8114 | 31.68 | -29.46 | 29.46 | 10000000
2016-03-14 06:00:00 | 7.8539 | 31.84 | -35.43 | 35.43 | 10000000
2016-03-14 07:00:00 | 7.8964 | 32 | -35.81 | 35.81 | 10000000
2016-03-14 08:00:00 | 7.6413 | 31.04 | -31.75 | 31.75 | 10000000
2016-03-14 09:00:00 | 7.4713 | 30.4 | -28.82 | 28.82 | 10000000
2016-03-14 10:00:00 | 7.0887 | 28.96 | -24.33 | 24.33 | 10000000
2016-03-14 11:00:00 | 6.4936 | 26.72 | -23.31 | 23.31 | 10000000
2016-03-14 12:00:00 | 6.1535 | 25.44 | -22.84 | 22.84 | 10000000
2016-03-14 13:00:00 | 5.4734 | 22.88 | -22.55 | 22.55 | 10000000
2016-03-14 14:00:00 | 4.9208 | 20.8 | -23.04 | 23.04 | 10000000
2016-03-14 15:00:00 | 4.9208 | 20.8 | -24.8 | 24.8 | 10000000
2016-03-14 16:00:00 | 4.9633 | 20.96 | -30.71 | 30.71 | 10000000
2016-03-14 17:00:00 | 5.3034 | 22.24 | -39.48 | 39.48 | 10000000
2016-03-14 18:00:00 | 5.7284 | 23.84 | -47.92 | 47.92 | 10000000
2016-03-14 19:00:00 | 5.6859 | 23.68 | -34.32 | 34.32 | 10000000
2016-03-14 20:00:00 | 5.856 | 24.32 | -29.48 | 29.48 | 10000000
2016-03-14 21:00:00 | 6.196 | 25.6 | -26.37 | 26.37 | 10000000
2016-03-14 22:00:00 | 6.3236 | 26.08 | -22.91 | 22.91 | 10000000
2016-03-14 23:00:00 | 6.3661 | 26.24 | -21.1 | 21.1 | 10000000
2016-03-15 00:00:00 | 6.3236 | 26.08 | -20.76 | 20.76 | 10000000
2016-03-15 01:00:00 | 6.2386 | 25.76 | -21.17 | 21.17 | 10000000
2016-03-15 02:00:00 | 6.111 | 25.28 | -20.74 | 20.74 | 10000000
2016-03-15 03:00:00 | 6.026 | 24.96 | -20.91 | 20.91 | 10000000
2016-03-15 04:00:00 | 6.0685 | 25.12 | -22.86 | 22.86 | 10000000
2016-03-15 05:00:00 | 6.111 | 25.28 | -27.1 | 27.1 | 10000000
2016-03-15 06:00:00 | 6.026 | 24.96 | -33.69 | 33.69 | 10000000
2016-03-15 07:00:00 | 5.8135 | 24.16 | -38.47 | 38.47 | 10000000
2016-03-15 08:00:00 | 5.6009 | 23.36 | -35.96 | 35.96 | 10000000
2016-03-15 09:00:00 | 5.771 | 24 | -36.09 | 36.09 | 10000000
2016-03-15 10:00:00 | 5.6859 | 23.68 | -34.31 | 34.31 | 10000000
2016-03-15 11:00:00 | 5.5584 | 23.2 | -30.93 | 30.93 | 10000000
2016-03-15 12:00:00 | 5.1333 | 21.6 | -27.44 | 27.44 | 10000000
2016-03-15 13:00:00 | 4.8783 | 20.64 | -24.78 | 24.78 | 10000000
2016-03-15 14:00:00 | 5.1333 | 21.6 | -23.71 | 23.71 | 10000000
2016-03-15 15:00:00 | 5.4309 | 22.72 | -23.3 | 23.3 | 10000000
2016-03-15 16:00:00 | 5.6434 | 23.52 | -25.45 | 25.45 | 10000000
2016-03-15 17:00:00 | 5.771 | 24 | -31.91 | 31.91 | 10000000
2016-03-15 18:00:00 | 5.8985 | 24.48 | -34.13 | 34.13 | 10000000
2016-03-15 19:00:00 | 5.856 | 24.32 | -29.06 | 29.06 | 10000000
2016-03-15 20:00:00 | 5.9835 | 24.8 | -24.15 | 24.15 | 10000000
2016-03-15 21:00:00 | 6.0685 | 25.12 | -22.52 | 22.52 | 10000000
2016-03-15 22:00:00 | 6.2811 | 25.92 | -20.95 | 20.95 | 10000000
2016-03-15 23:00:00 | 6.3236 | 26.08 | -21.22 | 21.22 | 10000000
2016-03-16 00:00:00 | 6.3236 | 26.08 | -20.92 | 20.92 | 10000000
2016-03-16 01:00:00 | 6.2386 | 25.76 | -20.45 | 20.45 | 10000000
2016-03-16 02:00:00 | 6.6211 | 27.2 | -20.06 | 20.06 | 10000000
2016-03-16 03:00:00 | 6.8337 | 28 | -20.49 | 20.49 | 10000000
2016-03-16 04:00:00 | 7.2163 | 29.44 | -21.59 | 21.59 | 10000000
2016-03-16 05:00:00 | 7.4713 | 30.4 | -26.24 | 26.24 | 10000000
2016-03-16 06:00:00 | 7.3863 | 30.08 | -33.94 | 33.94 | 10000000
2016-03-16 07:00:00 | 7.0462 | 28.8 | -32.99 | 32.99 | 10000000
2016-03-16 08:00:00 | 6.3236 | 26.08 | -24.71 | 24.71 | 10000000
2016-03-16 09:00:00 | 5.7284 | 23.84 | -22.48 | 22.48 | 10000000
2016-03-16 10:00:00 | 5.2183 | 21.92 | -22.43 | 22.43 | 10000000
2016-03-16 11:00:00 | 4.7507 | 20.16 | -22.16 | 22.16 | 10000000
2016-03-16 12:00:00 | 4.4107 | 18.88 | -21.85 | 21.85 | 10000000
2016-03-16 13:00:00 | 4.1981 | 18.08 | -21.9 | 21.9 | 10000000
2016-03-16 14:00:00 | 4.0706 | 17.6 | -22.28 | 22.28 | 10000000
2016-03-16 15:00:00 | 4.0281 | 17.44 | -23.67 | 23.67 | 10000000
2016-03-16 16:00:00 | 4.1556 | 17.92 | -29.92 | 29.92 | 10000000
2016-03-16 17:00:00 | 4.4957 | 19.2 | -35.6 | 35.6 | 10000000
2016-03-16 18:00:00 | 5.6859 | 23.68 | -39.2 | 39.2 | 10000000
2016-03-16 19:00:00 | 6.196 | 25.6 | -32.02 | 32.02 | 10000000
2016-03-16 20:00:00 | 6.5361 | 26.88 | -27.04 | 27.04 | 10000000
2016-03-16 21:00:00 | 7.5988 | 30.88 | -23.7 | 23.7 | 10000000
2016-03-16 22:00:00 | 7.8114 | 31.68 | -22.97 | 22.97 | 10000000
2016-03-16 23:00:00 | 8.194 | 33.12 | -23.08 | 23.08 | 10000000
2016-03-17 00:00:00 | 8.0239 | 32.48 | -22.3 | 22.3 | 10000000
2016-03-17 01:00:00 | 8.3215 | 33.6 | -22.13 | 22.13 | 10000000
2016-03-17 02:00:00 | 8.4915 | 34.24 | -22.27 | 22.27 | 10000000
2016-03-17 03:00:00 | 8.364 | 33.76 | -22.24 | 22.24 | 10000000
2016-03-17 04:00:00 | 8.4915 | 34.24 | -23.55 | 23.55 | 10000000
2016-03-17 05:00:00 | 8.6616 | 34.88 | -33.9 | 33.9 | 10000000
2016-03-17 06:00:00 | 8.4065 | 33.92 | -38.16 | 38.16 | 10000000
2016-03-17 07:00:00 | 7.5988 | 30.88 | -34.97 | 34.97 | 10000000
2016-03-17 08:00:00 | 6.6211 | 27.2 | -25.98 | 25.98 | 10000000
2016-03-17 09:00:00 | 5.4734 | 22.88 | -23.11 | 23.11 | 10000000
2016-03-17 10:00:00 | 4.4957 | 19.2 | -22.96 | 22.96 | 10000000
2016-03-17 11:00:00 | 3.9856 | 17.28 | -22.38 | 22.38 | 10000000
2016-03-17 12:00:00 | 3.3054 | 14.72 | -22.2 | 22.2 | 10000000
2016-03-17 13:00:00 | 3.2204 | 14.4 | -22.15 | 22.15 | 10000000
2016-03-17 14:00:00 | 3.0504 | 13.76 | -22.43 | 22.43 | 10000000
2016-03-17 15:00:00 | 2.9229 | 13.28 | -25.85 | 25.85 | 10000000
2016-03-17 16:00:00 | 3.0504 | 13.76 | -31.92 | 31.92 | 10000000
2016-03-17 17:00:00 | 3.8155 | 16.64 | -38.81 | 38.81 | 10000000
2016-03-17 18:00:00 | 4.4957 | 19.2 | -46.69 | 46.69 | 10000000
2016-03-17 19:00:00 | 5.0483 | 21.28 | -37.76 | 37.76 | 10000000
2016-03-17 20:00:00 | 5.6434 | 23.52 | -30.98 | 30.98 | 10000000
2016-03-17 21:00:00 | 6.026 | 24.96 | -25.48 | 25.48 | 10000000
2016-03-17 22:00:00 | 6.3236 | 26.08 | -21.84 | 21.84 | 10000000
2016-03-17 23:00:00 | 6.4511 | 26.56 | -20.34 | 20.34 | 10000000
2016-03-18 00:00:00 | 6.6211 | 27.2 | -19.47 | 19.47 | 10000000
2016-03-18 01:00:00 | 6.5361 | 26.88 | -19.49 | 19.49 | 10000000
2016-03-18 02:00:00 | 6.9612 | 28.48 | -19.67 | 19.67 | 10000000
2016-03-18 03:00:00 | 6.3236 | 26.08 | -20.14 | 20.14 | 10000000
2016-03-18 04:00:00 | 6.2386 | 25.76 | -21.58 | 21.58 | 10000000
2016-03-18 05:00:00 | 6.2811 | 25.92 | -24.86 | 24.86 | 10000000
2016-03-18 06:00:00 | 6.3236 | 26.08 | -32.69 | 32.69 | 10000000
2016-03-18 07:00:00 | 6.2386 | 25.76 | -29.94 | 29.94 | 10000000
2016-03-18 08:00:00 | 6.111 | 25.28 | -23.88 | 23.88 | 10000000
2016-03-18 09:00:00 | 5.8985 | 24.48 | -22.43 | 22.43 | 10000000
2016-03-18 10:00:00 | 5.7284 | 23.84 | -22.92 | 22.92 | 10000000
2016-03-18 11:00:00 | 5.4734 | 22.88 | -22.59 | 22.59 | 10000000
2016-03-18 12:00:00 | 5.4309 | 22.72 | -22.53 | 22.53 | 10000000
2016-03-18 13:00:00 | 5.3459 | 22.4 | -22.56 | 22.56 | 10000000
2016-03-18 14:00:00 | 5.3459 | 22.4 | -23.46 | 23.46 | 10000000
2016-03-18 15:00:00 | 5.4309 | 22.72 | -24.42 | 24.42 | 10000000
2016-03-18 16:00:00 | 5.5159 | 23.04 | -27.82 | 27.82 | 10000000
2016-03-18 17:00:00 | 5.6009 | 23.36 | -33.99 | 33.99 | 10000000
2016-03-18 18:00:00 | 5.6434 | 23.52 | -39.3 | 39.3 | 10000000
2016-03-18 19:00:00 | 5.6859 | 23.68 | -33.91 | 33.91 | 10000000
2016-03-18 20:00:00 | 5.7284 | 23.84 | -27.09 | 27.09 | 10000000
2016-03-18 21:00:00 | 5.856 | 24.32 | -26.92 | 26.92 | 10000000
2016-03-18 22:00:00 | 5.8135 | 24.16 | -23.78 | 23.78 | 10000000
2016-03-18 23:00:00 | 5.8985 | 24.48 | -23.37 | 23.37 | 10000000
2016-03-19 00:00:00 | 5.9835 | 24.8 | -21.68 | 21.68 | 10000000
2016-03-19 01:00:00 | 6.0685 | 25.12 | -21.66 | 21.66 | 10000000
2016-03-19 02:00:00 | 6.111 | 25.28 | -22.6 | 22.6 | 10000000
2016-03-19 03:00:00 | 6.111 | 25.28 | -22.71 | 22.71 | 10000000
2016-03-19 04:00:00 | 6.1535 | 25.44 | -22.2 | 22.2 | 10000000
2016-03-19 05:00:00 | 6.1535 | 25.44 | -22.4 | 22.4 | 10000000
2016-03-19 06:00:00 | 6.1535 | 25.44 | -28.93 | 28.93 | 10000000
2016-03-19 07:00:00 | 5.941 | 24.64 | -29.38 | 29.38 | 10000000
2016-03-19 08:00:00 | 5.8985 | 24.48 | -28.58 | 28.58 | 10000000
2016-03-19 09:00:00 | 5.6859 | 23.68 | -26.96 | 26.96 | 10000000
2016-03-19 10:00:00 | 5.0058 | 21.12 | -24.79 | 24.79 | 10000000
2016-03-19 11:00:00 | 4.4532 | 19.04 | -23.04 | 23.04 | 10000000
2016-03-19 12:00:00 | 3.7305 | 16.32 | -22.04 | 22.04 | 10000000
2016-03-19 13:00:00 | 3.3905 | 15.04 | -21.12 | 21.12 | 10000000
2016-03-19 14:00:00 | 3.3054 | 14.72 | -20.93 | 20.93 | 10000000
2016-03-19 15:00:00 | 3.2204 | 14.4 | -21.3 | 21.3 | 10000000
2016-03-19 16:00:00 | 3.4755 | 15.36 | -24 | 24 | 10000000
2016-03-19 17:00:00 | 4.0706 | 17.6 | -31.21 | 31.21 | 10000000
2016-03-19 18:00:00 | 5.0908 | 21.44 | -35.42 | 35.42 | 10000000
2016-03-19 19:00:00 | 5.8135 | 24.16 | -26.18 | 26.18 | 10000000
2016-03-19 20:00:00 | 6.4086 | 26.4 | -22.78 | 22.78 | 10000000
2016-03-19 21:00:00 | 6.0685 | 25.12 | -24.69 | 24.69 | 10000000
2016-03-19 22:00:00 | 5.856 | 24.32 | -21.21 | 21.21 | 10000000
2016-03-19 23:00:00 | 6.2386 | 25.76 | -17.73 | 17.73 | 10000000
2016-03-20 00:00:00 | 5.6859 | 23.68 | -17.04 | 17.04 | 10000000
2016-03-20 01:00:00 | 5.771 | 24 | -18.63 | 18.63 | 10000000
2016-03-20 02:00:00 | 5.9835 | 24.8 | -18.59 | 18.59 | 10000000
2016-03-20 03:00:00 | 5.771 | 24 | -18.71 | 18.71 | 10000000
2016-03-20 04:00:00 | 5.6859 | 23.68 | -18.73 | 18.73 | 10000000
2016-03-20 05:00:00 | 5.5159 | 23.04 | -18.51 | 18.51 | 10000000
2016-03-20 06:00:00 | 5.6859 | 23.68 | -17.05 | 17.05 | 10000000
2016-03-20 07:00:00 | 5.6009 | 23.36 | -16.04 | 16.04 | 10000000
2016-03-20 08:00:00 | 5.7284 | 23.84 | -16.09 | 16.09 | 10000000
2016-03-20 09:00:00 | 5.6859 | 23.68 | -14.33 | 14.33 | 10000000
2016-03-20 10:00:00 | 5.5159 | 23.04 | -16.07 | 16.07 | 10000000
2016-03-20 11:00:00 | 5.5159 | 23.04 | -13.19 | 13.19 | 10000000
2016-03-20 12:00:00 | 5.3459 | 22.4 | -12.44 | 12.44 | 10000000
2016-03-20 13:00:00 | 5.1758 | 21.76 | -12 | 12 | 10000000
2016-03-20 14:00:00 | 4.7507 | 20.16 | -12.69 | 12.69 | 10000000
2016-03-20 15:00:00 | 4.5807 | 19.52 | -13.59 | 13.59 | 10000000
2016-03-20 16:00:00 | 4.9208 | 20.8 | -19.02 | 19.02 | 10000000
2016-03-20 17:00:00 | 5.0483 | 21.28 | -23.54 | 23.54 | 10000000
2016-03-20 18:00:00 | 5.5159 | 23.04 | -25.86 | 25.86 | 10000000
2016-03-20 19:00:00 | 5.7284 | 23.84 | -22.66 | 22.66 | 10000000
2016-03-20 20:00:00 | 6.111 | 25.28 | -22.32 | 22.32 | 10000000
2016-03-20 21:00:00 | 6.3236 | 26.08 | -24.03 | 24.03 | 10000000
2016-03-20 22:00:00 | 6.4936 | 26.72 | -20.33 | 20.33 | 10000000
2016-03-20 23:00:00 | 6.9612 | 28.48 | -20.82 | 20.82 | 10000000
2016-03-21 00:00:00 | 7.1737 | 29.28 | -19.9 | 19.9 | 10000000
2016-03-21 01:00:00 | 7.1737 | 29.28 | -19.79 | 19.79 | 10000000
2016-03-21 02:00:00 | 6.9187 | 28.32 | -19.9 | 19.9 | 10000000
2016-03-21 03:00:00 | 6.7487 | 27.68 | -20.4 | 20.4 | 10000000
2016-03-21 04:00:00 | 6.2811 | 25.92 | -23.18 | 23.18 | 10000000
2016-03-21 05:00:00 | 6.3661 | 26.24 | -32.01 | 32.01 | 10000000
2016-03-21 06:00:00 | 6.196 | 25.6 | -31.72 | 31.72 | 10000000
2016-03-21 07:00:00 | 6.0685 | 25.12 | -30.94 | 30.94 | 10000000
2016-03-21 08:00:00 | 5.4734 | 22.88 | -30.04 | 30.04 | 10000000
2016-03-21 09:00:00 | 4.8358 | 20.48 | -24.9 | 24.9 | 10000000
2016-03-21 10:00:00 | 4.8783 | 20.64 | -24.73 | 24.73 | 10000000
2016-03-21 11:00:00 | 4.4532 | 19.04 | -26.03 | 26.03 | 10000000
2016-03-21 12:00:00 | 4.4532 | 19.04 | -24.53 | 24.53 | 10000000
2016-03-21 13:00:00 | 4.6232 | 19.68 | -23.75 | 23.75 | 10000000
2016-03-21 14:00:00 | 5.0058 | 21.12 | -24.28 | 24.28 | 10000000
2016-03-21 15:00:00 | 5.0058 | 21.12 | -23.91 | 23.91 | 10000000
2016-03-21 16:00:00 | 4.7082 | 20 | -26.87 | 26.87 | 10000000
2016-03-21 17:00:00 | 4.7082 | 20 | -30.1 | 30.1 | 10000000
2016-03-21 18:00:00 | 4.8358 | 20.48 | -33.49 | 33.49 | 10000000
2016-03-21 19:00:00 | 5.0908 | 21.44 | -29.9 | 29.9 | 10000000
2016-03-21 20:00:00 | 5.4309 | 22.72 | -23.02 | 23.02 | 10000000
2016-03-21 21:00:00 | 5.4734 | 22.88 | -22.11 | 22.11 | 10000000
2016-03-21 22:00:00 | 5.3459 | 22.4 | -20.9 | 20.9 | 10000000
2016-03-21 23:00:00 | 5.5159 | 23.04 | -20.28 | 20.28 | 10000000
2016-03-22 00:00:00 | 5.4309 | 22.72 | -20.08 | 20.08 | 10000000
2016-03-22 01:00:00 | 5.5584 | 23.2 | -20.05 | 20.05 | 10000000
2016-03-22 02:00:00 | 5.6009 | 23.36 | -20.47 | 20.47 | 10000000
2016-03-22 03:00:00 | 5.5159 | 23.04 | -21 | 21 | 10000000
2016-03-22 04:00:00 | 5.6434 | 23.52 | -22.01 | 22.01 | 10000000
2016-03-22 05:00:00 | 5.5584 | 23.2 | -24.07 | 24.07 | 10000000
2016-03-22 06:00:00 | 5.5584 | 23.2 | -29.99 | 29.99 | 10000000
2016-03-22 07:00:00 | 5.6009 | 23.36 | -31.46 | 31.46 | 10000000
2016-03-22 08:00:00 | 5.4734 | 22.88 | -31.41 | 31.41 | 10000000
2016-03-22 09:00:00 | 5.2183 | 21.92 | -28.9 | 28.9 | 10000000
2016-03-22 10:00:00 | 4.7507 | 20.16 | -30 | 30 | 10000000
2016-03-22 11:00:00 | 4.4957 | 19.2 | -28.94 | 28.94 | 10000000
2016-03-22 12:00:00 | 4.4532 | 19.04 | -28.99 | 28.99 | 10000000
2016-03-22 13:00:00 | 4.3257 | 18.56 | -29 | 29 | 10000000
2016-03-22 14:00:00 | 4.5807 | 19.52 | -29.29 | 29.29 | 10000000
2016-03-22 15:00:00 | 4.7082 | 20 | -30.08 | 30.08 | 10000000
2016-03-22 16:00:00 | 4.7082 | 20 | -34.01 | 34.01 | 10000000
2016-03-22 17:00:00 | 4.7082 | 20 | -36.73 | 36.73 | 10000000
2016-03-22 18:00:00 | 5.0058 | 21.12 | -40.64 | 40.64 | 10000000
2016-03-22 19:00:00 | 5.3884 | 22.56 | -38.1 | 38.1 | 10000000
2016-03-22 20:00:00 | 5.5159 | 23.04 | -33.05 | 33.05 | 10000000
2016-03-22 21:00:00 | 5.6434 | 23.52 | -29.86 | 29.86 | 10000000
2016-03-22 22:00:00 | 6.0685 | 25.12 | -23.73 | 23.73 | 10000000
2016-03-22 23:00:00 | 5.9835 | 24.8 | -21.3 | 21.3 | 10000000
2016-03-23 00:00:00 | 6.0685 | 25.12 | -20.51 | 20.51 | 10000000
2016-03-23 01:00:00 | 6.026 | 24.96 | -20.26 | 20.26 | 10000000
2016-03-23 02:00:00 | 6.026 | 24.96 | -21.06 | 21.06 | 10000000
2016-03-23 03:00:00 | 6.0685 | 25.12 | -21.38 | 21.38 | 10000000
2016-03-23 04:00:00 | 6.111 | 25.28 | -21.38 | 21.38 | 10000000
2016-03-23 05:00:00 | 6.026 | 24.96 | -25.88 | 25.88 | 10000000
2016-03-23 06:00:00 | 5.9835 | 24.8 | -32.9 | 32.9 | 10000000
2016-03-23 07:00:00 | 5.7284 | 23.84 | -32.46 | 32.46 | 10000000
2016-03-23 08:00:00 | 5.6859 | 23.68 | -30.03 | 30.03 | 10000000
2016-03-23 09:00:00 | 5.3459 | 22.4 | -26.53 | 26.53 | 10000000
2016-03-23 10:00:00 | 4.8358 | 20.48 | -26.73 | 26.73 | 10000000
2016-03-23 11:00:00 | 4.5382 | 19.36 | -25.23 | 25.23 | 10000000
2016-03-23 12:00:00 | 4.7082 | 20 | -25 | 25 | 10000000
2016-03-23 13:00:00 | 4.6657 | 19.84 | -24.03 | 24.03 | 10000000
2016-03-23 14:00:00 | 4.9208 | 20.8 | -24.13 | 24.13 | 10000000
2016-03-23 15:00:00 | 4.7933 | 20.32 | -24.18 | 24.18 | 10000000
2016-03-23 16:00:00 | 4.7507 | 20.16 | -28 | 28 | 10000000
2016-03-23 17:00:00 | 4.9633 | 20.96 | -32.44 | 32.44 | 10000000
2016-03-23 18:00:00 | 5.1333 | 21.6 | -37.16 | 37.16 | 10000000
2016-03-23 19:00:00 | 5.6859 | 23.68 | -34.98 | 34.98 | 10000000
2016-03-23 20:00:00 | 6.0685 | 25.12 | -31.43 | 31.43 | 10000000
2016-03-23 21:00:00 | 5.941 | 24.64 | -25.02 | 25.02 | 10000000
2016-03-23 22:00:00 | 6.026 | 24.96 | -22.59 | 22.59 | 10000000
2016-03-23 23:00:00 | 6.3236 | 26.08 | -22.08 | 22.08 | 10000000
2016-03-24 00:00:00 | 6.5786 | 27.04 | -21.5 | 21.5 | 10000000
2016-03-24 01:00:00 | 6.9612 | 28.48 | -21.11 | 21.11 | 10000000
2016-03-24 02:00:00 | 7.0462 | 28.8 | -21.38 | 21.38 | 10000000
2016-03-24 03:00:00 | 6.8337 | 28 | -21.75 | 21.75 | 10000000
2016-03-24 04:00:00 | 6.4936 | 26.72 | -22.97 | 22.97 | 10000000
2016-03-24 05:00:00 | 6.6211 | 27.2 | -31.49 | 31.49 | 10000000
2016-03-24 06:00:00 | 6.8762 | 28.16 | -35 | 35 | 10000000
2016-03-24 07:00:00 | 6.5361 | 26.88 | -34.94 | 34.94 | 10000000
2016-03-24 08:00:00 | 6.7912 | 27.84 | -32.4 | 32.4 | 10000000
2016-03-24 09:00:00 | 6.2386 | 25.76 | -31.69 | 31.69 | 10000000
2016-03-24 10:00:00 | 5.771 | 24 | -31 | 31 | 10000000
2016-03-24 11:00:00 | 5.5159 | 23.04 | -28.62 | 28.62 | 10000000
2016-03-24 12:00:00 | 5.1758 | 21.76 | -27.27 | 27.27 | 10000000
2016-03-24 13:00:00 | 4.9633 | 20.96 | -26.5 | 26.5 | 10000000
2016-03-24 14:00:00 | 5.0058 | 21.12 | -25.35 | 25.35 | 10000000
2016-03-24 15:00:00 | 4.8783 | 20.64 | -26.6 | 26.6 | 10000000
2016-03-24 16:00:00 | 4.8783 | 20.64 | -30 | 30 | 10000000
2016-03-24 17:00:00 | 5.1333 | 21.6 | -32.47 | 32.47 | 10000000
2016-03-24 18:00:00 | 5.9835 | 24.8 | -35.18 | 35.18 | 10000000
2016-03-24 19:00:00 | 6.3661 | 26.24 | -33.97 | 33.97 | 10000000
2016-03-24 20:00:00 | 6.3661 | 26.24 | -25.96 | 25.96 | 10000000
2016-03-24 21:00:00 | 6.4936 | 26.72 | -25.06 | 25.06 | 10000000
2016-03-24 22:00:00 | 6.4511 | 26.56 | -22.52 | 22.52 | 10000000
2016-03-24 23:00:00 | 6.196 | 25.6 | -23.92 | 23.92 | 10000000
2016-03-25 00:00:00 | 6.026 | 24.96 | -21.07 | 21.07 | 10000000
2016-03-25 01:00:00 | 5.8985 | 24.48 | -21 | 21 | 10000000
2016-03-25 02:00:00 | 5.8135 | 24.16 | -20 | 20 | 10000000
2016-03-25 03:00:00 | 5.8985 | 24.48 | -20.01 | 20.01 | 10000000
2016-03-25 04:00:00 | 6.111 | 25.28 | -20.3 | 20.3 | 10000000
2016-03-25 05:00:00 | 6.111 | 25.28 | -20.26 | 20.26 | 10000000
2016-03-25 06:00:00 | 5.9835 | 24.8 | -20.39 | 20.39 | 10000000
2016-03-25 07:00:00 | 5.771 | 24 | -21.85 | 21.85 | 10000000
2016-03-25 08:00:00 | 5.4734 | 22.88 | -23.85 | 23.85 | 10000000
2016-03-25 09:00:00 | 5.0908 | 21.44 | -27.26 | 27.26 | 10000000
2016-03-25 10:00:00 | 4.4532 | 19.04 | -28.91 | 28.91 | 10000000
2016-03-25 11:00:00 | 4.3682 | 18.72 | -27.87 | 27.87 | 10000000
2016-03-25 12:00:00 | 4.4532 | 19.04 | -27.06 | 27.06 | 10000000
2016-03-25 13:00:00 | 4.4532 | 19.04 | -26.01 | 26.01 | 10000000
2016-03-25 14:00:00 | 4.4107 | 18.88 | -24.44 | 24.44 | 10000000
2016-03-25 15:00:00 | 4.3682 | 18.72 | -23.5 | 23.5 | 10000000
2016-03-25 16:00:00 | 4.5382 | 19.36 | -26.1 | 26.1 | 10000000
2016-03-25 17:00:00 | 4.7082 | 20 | -29.44 | 29.44 | 10000000
2016-03-25 18:00:00 | 4.9208 | 20.8 | -33.08 | 33.08 | 10000000
2016-03-25 19:00:00 | 5.0483 | 21.28 | -32.95 | 32.95 | 10000000
2016-03-25 20:00:00 | 5.0058 | 21.12 | -31.48 | 31.48 | 10000000
2016-03-25 21:00:00 | 4.9633 | 20.96 | -30.12 | 30.12 | 10000000
2016-03-25 22:00:00 | 4.9633 | 20.96 | -30 | 30 | 10000000
2016-03-25 23:00:00 | 4.8358 | 20.48 | -28.07 | 28.07 | 10000000
2016-03-26 00:00:00 | 4.7082 | 20 | -24.08 | 24.08 | 10000000
2016-03-26 01:00:00 | 4.5382 | 19.36 | -21.11 | 21.11 | 10000000
2016-03-26 02:00:00 | 4.5807 | 19.52 | -20 | 20 | 10000000
2016-03-26 03:00:00 | 4.9633 | 20.96 | -20 | 20 | 10000000
2016-03-26 04:00:00 | 5.5159 | 23.04 | -20.01 | 20.01 | 10000000
2016-03-26 05:00:00 | 6.1535 | 25.44 | -20.01 | 20.01 | 10000000
2016-03-26 06:00:00 | 6.026 | 24.96 | -21.69 | 21.69 | 10000000
2016-03-26 07:00:00 | 5.8135 | 24.16 | -22.49 | 22.49 | 10000000
2016-03-26 08:00:00 | 5.0483 | 21.28 | -24 | 24 | 10000000
2016-03-26 09:00:00 | 4.4532 | 19.04 | -21.6 | 21.6 | 10000000
2016-03-26 10:00:00 | 4.0706 | 17.6 | -19.97 | 19.97 | 10000000
2016-03-26 11:00:00 | 3.5605 | 15.68 | -19.06 | 19.06 | 10000000
2016-03-26 12:00:00 | 3.0079 | 13.6 | -18.07 | 18.07 | 10000000
2016-03-26 13:00:00 | 2.7528 | 12.64 | -16.28 | 16.28 | 10000000
2016-03-26 14:00:00 | 2.4553 | 11.52 | -15.75 | 15.75 | 10000000
2016-03-26 15:00:00 | 2.2427 | 10.72 | -15.85 | 15.85 | 10000000
2016-03-26 16:00:00 | 2.4978 | 11.68 | -19.39 | 19.39 | 10000000
2016-03-26 17:00:00 | 2.8804 | 13.12 | -21.32 | 21.32 | 10000000
2016-03-26 18:00:00 | 3.9856 | 17.28 | -22.12 | 22.12 | 10000000
2016-03-26 19:00:00 | 4.5382 | 19.36 | -20.75 | 20.75 | 10000000
2016-03-26 20:00:00 | 4.7082 | 20 | -17.99 | 17.99 | 10000000
2016-03-26 21:00:00 | 4.7507 | 20.16 | -17.91 | 17.91 | 10000000
2016-03-26 22:00:00 | 5.1758 | 21.76 | -14.66 | 14.66 | 10000000
2016-03-26 23:00:00 | 5.4734 | 22.88 | -7.33 | 7.33 | 10000000
2016-03-27 00:00:00 | 5.3884 | 22.56 | -3.04 | 3.04 | 10000000
2016-03-27 01:00:00 | 5.6859 | 23.68 | -6.1 | 6.1 | 10000000
2016-03-27 02:00:00 | 6.026 | 24.96 | -4.02 | 4.02 | 10000000
2016-03-27 03:00:00 | 6.026 | 24.96 | -4.02 | 4.02 | 10000000
2016-03-27 04:00:00 | 5.7284 | 23.84 | -0.91 | 0.91 | 10000000
2016-03-27 05:00:00 | 5.8135 | 24.16 | -4.63 | 4.63 | 10000000
2016-03-27 06:00:00 | 5.5584 | 23.2 | -7.5 | 7.5 | 10000000
2016-03-27 07:00:00 | 4.7082 | 20 | -8.91 | 8.91 | 10000000
2016-03-27 08:00:00 | 4.0281 | 17.44 | -10.99 | 10.99 | 10000000
2016-03-27 09:00:00 | 3.433 | 15.2 | -11.16 | 11.16 | 10000000
2016-03-27 10:00:00 | 2.6678 | 12.32 | -11.49 | 11.49 | 10000000
2016-03-27 11:00:00 | 1.9877 | 9.76 | -9.19 | 9.19 | 10000000
2016-03-27 12:00:00 | 1.6051 | 8.32 | -6.49 | 6.49 | 10000000
2016-03-27 13:00:00 | 1.18 | 6.72 | -6.92 | 6.92 | 10000000
2016-03-27 14:00:00 | 1.18 | 6.72 | -7.47 | 7.47 | 10000000
2016-03-27 15:00:00 | 1.6901 | 8.64 | -13.06 | 13.06 | 10000000
2016-03-27 16:00:00 | 2.0727 | 10.08 | -14.94 | 14.94 | 10000000
2016-03-27 17:00:00 | 2.6678 | 12.32 | -19.6 | 19.6 | 10000000
2016-03-27 18:00:00 | 3.433 | 15.2 | -22.86 | 22.86 | 10000000
2016-03-27 19:00:00 | 3.9006 | 16.96 | -20.36 | 20.36 | 10000000
2016-03-27 20:00:00 | 4.1556 | 17.92 | -19.98 | 19.98 | 10000000
2016-03-27 21:00:00 | 4.4532 | 19.04 | -18.5 | 18.5 | 10000000
2016-03-27 22:00:00 | 4.7933 | 20.32 | -12.88 | 12.88 | 10000000
2016-03-27 23:00:00 | 5.0483 | 21.28 | -8.28 | 8.28 | 10000000
2016-03-28 00:00:00 | 5.3884 | 22.56 | -7.43 | 7.43 | 10000000
2016-03-28 01:00:00 | 5.5159 | 23.04 | -6.5 | 6.5 | 10000000
2016-03-28 02:00:00 | 5.6009 | 23.36 | -5.27 | 5.27 | 10000000
2016-03-28 03:00:00 | 5.6859 | 23.68 | -6.28 | 6.28 | 10000000
2016-03-28 04:00:00 | 5.6859 | 23.68 | -5.86 | 5.86 | 10000000
2016-03-28 05:00:00 | 6.026 | 24.96 | -5.96 | 5.96 | 10000000
2016-03-28 06:00:00 | 5.6434 | 23.52 | -3.99 | 3.99 | 10000000
2016-03-28 07:00:00 | 4.7507 | 20.16 | -3.41 | 3.41 | 10000000
2016-03-28 08:00:00 | 3.8581 | 16.8 | -2.68 | 2.68 | 10000000
2016-03-28 09:00:00 | 2.8378 | 12.96 | -0.07 | 0.07 | 10000000
2016-03-28 10:00:00 | 2.2427 | 10.72 | 4.01 |  | 0
2016-03-28 11:00:00 | 1.8601 | 9.28 | 28.68 |  | 0
2016-03-28 12:00:00 | 1.5201 | 8 | 38.45 |  | 0
2016-03-28 13:00:00 | 1.18 | 6.72 | 19.92 |  | 0
2016-03-28 14:00:00 | 1.5626 | 8.16 | 13.82 |  | 0
2016-03-28 15:00:00 | 1.4776 | 7.84 | 4.2 |  | 0
2016-03-28 16:00:00 | 1.8176 | 9.12 | -7.45 | 7.45 | 10000000
2016-03-28 17:00:00 | 2.8804 | 13.12 | -11.79 | 11.79 | 10000000
2016-03-28 18:00:00 | 2.9229 | 13.28 | -17.02 | 17.02 | 10000000
2016-03-28 19:00:00 | 3.1354 | 14.08 | -11.47 | 11.47 | 10000000
2016-03-28 20:00:00 | 3.1354 | 14.08 | -16.29 | 16.29 | 10000000
2016-03-28 21:00:00 | 3.3905 | 15.04 | -12.98 | 12.98 | 10000000
2016-03-28 22:00:00 | 3.6455 | 16 | -11.51 | 11.51 | 10000000
2016-03-28 23:00:00 | 3.6455 | 16 | -9.14 | 9.14 | 10000000
2016-03-29 00:00:00 | 4.0281 | 17.44 | -11.95 | 11.95 | 10000000
2016-03-29 01:00:00 | 4.8358 | 20.48 | -9.23 | 9.23 | 10000000
2016-03-29 02:00:00 | 5.0058 | 21.12 | -8.3 | 8.3 | 10000000
2016-03-29 03:00:00 | 5.2608 | 22.08 | -13.49 | 13.49 | 10000000
2016-03-29 04:00:00 | 5.0908 | 21.44 | -25.35 | 25.35 | 10000000
2016-03-29 05:00:00 | 5.4734 | 22.88 | -31.52 | 31.52 | 10000000
2016-03-29 06:00:00 | 5.1758 | 21.76 | -31.43 | 31.43 | 10000000
2016-03-29 07:00:00 | 5.0483 | 21.28 | -26.37 | 26.37 | 10000000
2016-03-29 08:00:00 | 5.6859 | 23.68 | -21.76 | 21.76 | 10000000
2016-03-29 09:00:00 | 5.8135 | 24.16 | -21.06 | 21.06 | 10000000
2016-03-29 10:00:00 | 5.5159 | 23.04 | -20.43 | 20.43 | 10000000
2016-03-29 11:00:00 | 5.0908 | 21.44 | -19.99 | 19.99 | 10000000
2016-03-29 12:00:00 | 4.4532 | 19.04 | -19.08 | 19.08 | 10000000
2016-03-29 13:00:00 | 3.603 | 15.84 | -19.05 | 19.05 | 10000000
2016-03-29 14:00:00 | 3.9856 | 17.28 | -19.14 | 19.14 | 10000000
2016-03-29 15:00:00 | 4.0281 | 17.44 | -21.48 | 21.48 | 10000000
2016-03-29 16:00:00 | 4.1981 | 18.08 | -30.07 | 30.07 | 10000000
2016-03-29 17:00:00 | 4.4107 | 18.88 | -35.79 | 35.79 | 10000000
2016-03-29 18:00:00 | 5.1333 | 21.6 | -39.54 | 39.54 | 10000000
2016-03-29 19:00:00 | 5.3459 | 22.4 | -32.64 | 32.64 | 10000000
2016-03-29 20:00:00 | 5.6434 | 23.52 | -28.56 | 28.56 | 10000000
2016-03-29 21:00:00 | 5.4309 | 22.72 | -22.72 | 22.72 | 10000000
2016-03-29 22:00:00 | 5.6009 | 23.36 | -24.9 | 24.9 | 10000000
2016-03-29 23:00:00 | 5.9835 | 24.8 | -22 | 22 | 10000000
2016-03-30 00:00:00 | 6.196 | 25.6 | -20.87 | 20.87 | 10000000
2016-03-30 01:00:00 | 6.6211 | 27.2 | -19.92 | 19.92 | 10000000
2016-03-30 02:00:00 | 6.4936 | 26.72 | -20.18 | 20.18 | 10000000
2016-03-30 03:00:00 | 6.3661 | 26.24 | -21.65 | 21.65 | 10000000
2016-03-30 04:00:00 | 6.6636 | 27.36 | -29.6 | 29.6 | 10000000
2016-03-30 05:00:00 | 6.3661 | 26.24 | -29.89 | 29.89 | 10000000
2016-03-30 06:00:00 | 6.111 | 25.28 | -27.95 | 27.95 | 10000000
2016-03-30 07:00:00 | 5.856 | 24.32 | -31.93 | 31.93 | 10000000
2016-03-30 08:00:00 | 5.5159 | 23.04 | -29.65 | 29.65 | 10000000
2016-03-30 09:00:00 | 5.5159 | 23.04 | -27.16 | 27.16 | 10000000
2016-03-30 10:00:00 | 4.9633 | 20.96 | -26.89 | 26.89 | 10000000
2016-03-30 11:00:00 | 3.9856 | 17.28 | -22.25 | 22.25 | 10000000
2016-03-30 12:00:00 | 3.348 | 14.88 | -22.3 | 22.3 | 10000000
2016-03-30 13:00:00 | 4.6657 | 19.84 | -22.23 | 22.23 | 10000000
2016-03-30 14:00:00 | 3.433 | 15.2 | -25.64 | 25.64 | 10000000
2016-03-30 15:00:00 | 3.0079 | 13.6 | -29.04 | 29.04 | 10000000
2016-03-30 16:00:00 | 2.9654 | 13.44 | -31.9 | 31.9 | 10000000
2016-03-30 17:00:00 | 3.5605 | 15.68 | -37.42 | 37.42 | 10000000
2016-03-30 18:00:00 | 4.3257 | 18.56 | -37 | 37 | 10000000
2016-03-30 19:00:00 | 4.9208 | 20.8 | -34.65 | 34.65 | 10000000
2016-03-30 20:00:00 | 5.3034 | 22.24 | -30.38 | 30.38 | 10000000
2016-03-30 21:00:00 | 5.3034 | 22.24 | -27.25 | 27.25 | 10000000
2016-03-30 22:00:00 | 5.6434 | 23.52 | -23.34 | 23.34 | 10000000
2016-03-30 23:00:00 | 5.9835 | 24.8 | -22.27 | 22.27 | 10000000
2016-03-31 00:00:00 | 6.1535 | 25.44 | -21.5 | 21.5 | 10000000
2016-03-31 01:00:00 | 6.3236 | 26.08 | -21.11 | 21.11 | 10000000
2016-03-31 02:00:00 | 6.4086 | 26.4 | -21.29 | 21.29 | 10000000
2016-03-31 03:00:00 | 6.1535 | 25.44 | -22.86 | 22.86 | 10000000
2016-03-31 04:00:00 | 6.0685 | 25.12 | -29.08 | 29.08 | 10000000
2016-03-31 05:00:00 | 6.3661 | 26.24 | -36.09 | 36.09 | 10000000
2016-03-31 06:00:00 | 6.1535 | 25.44 | -40.96 | 40.96 | 10000000
2016-03-31 07:00:00 | 5.5159 | 23.04 | -36.46 | 36.46 | 10000000
2016-03-31 08:00:00 | 5.0058 | 21.12 | -34.64 | 34.64 | 10000000
2016-03-31 09:00:00 | 4.6232 | 19.68 | -33.95 | 33.95 | 10000000
2016-03-31 10:00:00 | 4.4107 | 18.88 | -30.03 | 30.03 | 10000000
2016-03-31 11:00:00 | 4.3257 | 18.56 | -30.03 | 30.03 | 10000000
2016-03-31 12:00:00 | 3.6455 | 16 | -27.92 | 27.92 | 10000000
2016-03-31 13:00:00 | 3.6455 | 16 | -25.12 | 25.12 | 10000000
2016-03-31 14:00:00 | 3.8581 | 16.8 | -24.73 | 24.73 | 10000000
2016-03-31 15:00:00 | 3.8581 | 16.8 | -24.93 | 24.93 | 10000000
2016-03-31 16:00:00 | 3.9856 | 17.28 | -27.44 | 27.44 | 10000000
2016-03-31 17:00:00 | 4.2831 | 18.4 | -31.07 | 31.07 | 10000000
2016-03-31 18:00:00 | 4.7933 | 20.32 | -31.99 | 31.99 | 10000000
2016-03-31 19:00:00 | 4.7933 | 20.32 | -25.35 | 25.35 | 10000000
2016-03-31 20:00:00 | 4.9633 | 20.96 | -25.23 | 25.23 | 10000000
2016-03-31 21:00:00 | 5.0908 | 21.44 | -23.22 | 23.22 | 10000000
2016-03-31 22:00:00 | 5.3034 | 22.24 | -21.35 | 21.35 | 10000000
2016-03-31 23:00:00 | 5.3459 | 22.4 | -20.98 | 20.98 | 10000000
2016-04-01 00:00:00 | 5.5159 | 23.04 | -21.19 | 21.19 | 10000000
2016-04-01 01:00:00 | 5.6009 | 23.36 | -20.64 | 20.64 | 10000000
2016-04-01 02:00:00 | 5.771 | 24 | -21.13 | 21.13 | 10000000
2016-04-01 03:00:00 | 6.026 | 24.96 | -21.78 | 21.78 | 10000000
2016-04-01 04:00:00 | 6.3236 | 26.08 | -29.73 | 29.73 | 10000000
2016-04-01 05:00:00 | 6.4086 | 26.4 | -36.5 | 36.5 | 10000000
2016-04-01 06:00:00 | 6.3661 | 26.24 | -40.44 | 40.44 | 10000000
2016-04-01 07:00:00 | 6.111 | 25.28 | -38.39 | 38.39 | 10000000
2016-04-01 08:00:00 | 5.2183 | 21.92 | -34.57 | 34.57 | 10000000
2016-04-01 09:00:00 | 4.7933 | 20.32 | -30.55 | 30.55 | 10000000
2016-04-01 10:00:00 | 4.1981 | 18.08 | -25.79 | 25.79 | 10000000
2016-04-01 11:00:00 | 3.8581 | 16.8 | -23.09 | 23.09 | 10000000
2016-04-01 12:00:00 | 3.688 | 16.16 | -23.13 | 23.13 | 10000000
2016-04-01 13:00:00 | 3.3905 | 15.04 | -23 | 23 | 10000000
2016-04-01 14:00:00 | 3.1354 | 14.08 | -22.45 | 22.45 | 10000000
2016-04-01 15:00:00 | 3.0929 | 13.92 | -24.28 | 24.28 | 10000000
2016-04-01 16:00:00 | 3.1354 | 14.08 | -31.91 | 31.91 | 10000000
2016-04-01 17:00:00 | 3.518 | 15.52 | -33.9 | 33.9 | 10000000
2016-04-01 18:00:00 | 4.4957 | 19.2 | -35.85 | 35.85 | 10000000
2016-04-01 19:00:00 | 4.7507 | 20.16 | -31.3 | 31.3 | 10000000
2016-04-01 20:00:00 | 5.941 | 24.64 | -24.33 | 24.33 | 10000000
2016-04-01 21:00:00 | 5.2183 | 21.92 | -26.03 | 26.03 | 10000000
2016-04-01 22:00:00 | 5.5584 | 23.2 | -21.82 | 21.82 | 10000000
2016-04-01 23:00:00 | 6.8337 | 28 | -21.31 | 21.31 | 10000000
2016-04-02 00:00:00 | 6.8762 | 28.16 | -21.1 | 21.1 | 10000000
2016-04-02 01:00:00 | 7.0887 | 28.96 | -19.84 | 19.84 | 10000000
2016-04-02 02:00:00 | 7.3013 | 29.76 | -19.91 | 19.91 | 10000000
2016-04-02 03:00:00 | 6.3236 | 26.08 | -20.09 | 20.09 | 10000000
2016-04-02 04:00:00 | 6.4936 | 26.72 | -20.19 | 20.19 | 10000000
2016-04-02 05:00:00 | 6.6636 | 27.36 | -22.29 | 22.29 | 10000000
2016-04-02 06:00:00 | 5.941 | 24.64 | -22.51 | 22.51 | 10000000
2016-04-02 07:00:00 | 5.1758 | 21.76 | -22.04 | 22.04 | 10000000
2016-04-02 08:00:00 | 4.5807 | 19.52 | -20.81 | 20.81 | 10000000
2016-04-02 09:00:00 | 3.5605 | 15.68 | -19.55 | 19.55 | 10000000
2016-04-02 10:00:00 | 2.7528 | 12.64 | -18.12 | 18.12 | 10000000
2016-04-02 11:00:00 | 2.2002 | 10.56 | -17.06 | 17.06 | 10000000
2016-04-02 12:00:00 | 1.6476 | 8.48 | -14.06 | 14.06 | 10000000
2016-04-02 13:00:00 | 1.4776 | 7.84 | -16.05 | 16.05 | 10000000
2016-04-02 14:00:00 | 1.18 | 6.72 | -18.73 | 18.73 | 10000000
2016-04-02 15:00:00 | 1.3075 | 7.2 | -20.12 | 20.12 | 10000000
2016-04-02 16:00:00 | 1.3925 | 7.52 | -23.41 | 23.41 | 10000000
2016-04-02 17:00:00 | 1.9027 | 9.44 | -28.2 | 28.2 | 10000000
2016-04-02 18:00:00 | 2.6678 | 12.32 | -30.43 | 30.43 | 10000000
2016-04-02 19:00:00 | 3.0504 | 13.76 | -30.1 | 30.1 | 10000000
2016-04-02 20:00:00 | 3.8581 | 16.8 | -26.79 | 26.79 | 10000000
2016-04-02 21:00:00 | 4.0281 | 17.44 | -21.43 | 21.43 | 10000000
2016-04-02 22:00:00 | 4.3257 | 18.56 | -19.59 | 19.59 | 10000000
2016-04-02 23:00:00 | 4.6232 | 19.68 | -18.07 | 18.07 | 10000000
2016-04-03 00:00:00 | 4.6232 | 19.68 | -17.5 | 17.5 | 10000000
2016-04-03 01:00:00 | 4.9633 | 20.96 | -15.29 | 15.29 | 10000000
2016-04-03 02:00:00 | 5.0058 | 21.12 | -15.68 | 15.68 | 10000000
2016-04-03 03:00:00 | 5.3884 | 22.56 | -15.59 | 15.59 | 10000000
2016-04-03 04:00:00 | 5.5584 | 23.2 | -13.32 | 13.32 | 10000000
2016-04-03 05:00:00 | 5.5584 | 23.2 | -14.6 | 14.6 | 10000000
2016-04-03 06:00:00 | 5.3459 | 22.4 | -17.48 | 17.48 | 10000000
2016-04-03 07:00:00 | 4.3257 | 18.56 | -18.55 | 18.55 | 10000000
2016-04-03 08:00:00 | 3.5605 | 15.68 | -17.36 | 17.36 | 10000000
2016-04-03 09:00:00 | 2.4128 | 11.36 | -17.67 | 17.67 | 10000000
2016-04-03 10:00:00 | 2.0302 | 9.92 | -15.48 | 15.48 | 10000000
2016-04-03 11:00:00 | 1.18 | 6.72 | -14.8 | 14.8 | 10000000
2016-04-03 12:00:00 | 1.18 | 6.72 | -12.75 | 12.75 | 10000000
2016-04-03 13:00:00 | 1.18 | 6.72 | -12.18 | 12.18 | 10000000
2016-04-03 14:00:00 | 1.18 | 6.72 | -13.02 | 13.02 | 10000000
2016-04-03 15:00:00 | 1.18 | 6.72 | -15.77 | 15.77 | 10000000
2016-04-03 16:00:00 | 1.18 | 6.72 | -21.19 | 21.19 | 10000000
2016-04-03 17:00:00 | 1.18 | 6.72 | -23.15 | 23.15 | 10000000
2016-04-03 18:00:00 | 1.3075 | 7.2 | -25.28 | 25.28 | 10000000
2016-04-03 19:00:00 | 1.265 | 7.04 | -25.01 | 25.01 | 10000000
2016-04-03 20:00:00 | 1.5626 | 8.16 | -24.32 | 24.32 | 10000000
2016-04-03 21:00:00 | 1.7326 | 8.8 | -20.9 | 20.9 | 10000000
2016-04-03 22:00:00 | 2.7953 | 12.8 | -21 | 21 | 10000000
2016-04-03 23:00:00 | 2.5403 | 11.84 | -19.59 | 19.59 | 10000000
2016-04-04 00:00:00 | 2.6253 | 12.16 | -19.15 | 19.15 | 10000000
2016-04-04 01:00:00 | 2.7103 | 12.48 | -18.75 | 18.75 | 10000000
2016-04-04 02:00:00 | 3.2204 | 14.4 | -18.72 | 18.72 | 10000000
2016-04-04 03:00:00 | 3.433 | 15.2 | -20.39 | 20.39 | 10000000
2016-04-04 04:00:00 | 3.2629 | 14.56 | -29.1 | 29.1 | 10000000
2016-04-04 05:00:00 | 3.0504 | 13.76 | -34.19 | 34.19 | 10000000
2016-04-04 06:00:00 | 2.9654 | 13.44 | -35.42 | 35.42 | 10000000
2016-04-04 07:00:00 | 2.9654 | 13.44 | -33.5 | 33.5 | 10000000
2016-04-04 08:00:00 | 2.1577 | 10.4 | -29.62 | 29.62 | 10000000
2016-04-04 09:00:00 | 1.3075 | 7.2 | -25.1 | 25.1 | 10000000
2016-04-04 10:00:00 | 1.18 | 6.72 | -23.37 | 23.37 | 10000000
2016-04-04 11:00:00 | 1.18 | 6.72 | -23.83 | 23.83 | 10000000
2016-04-04 12:00:00 | 1.18 | 6.72 | -23.93 | 23.93 | 10000000
2016-04-04 13:00:00 | 1.18 | 6.72 | -23.04 | 23.04 | 10000000
2016-04-04 14:00:00 | 1.18 | 6.72 | -27.42 | 27.42 | 10000000
2016-04-04 15:00:00 | 1.18 | 6.72 | -29.25 | 29.25 | 10000000
2016-04-04 16:00:00 | 1.18 | 6.72 | -32.96 | 32.96 | 10000000
2016-04-04 17:00:00 | 1.18 | 6.72 | -35.05 | 35.05 | 10000000
2016-04-04 18:00:00 | 1.18 | 6.72 | -36.1 | 36.1 | 10000000
2016-04-04 19:00:00 | 1.18 | 6.72 | -35.6 | 35.6 | 10000000
2016-04-04 20:00:00 | 2.1152 | 10.24 | -30.3 | 30.3 | 10000000
2016-04-04 21:00:00 | 2.2427 | 10.72 | -25.96 | 25.96 | 10000000
2016-04-04 22:00:00 | 1.4351 | 7.68 | -21.39 | 21.39 | 10000000
2016-04-04 23:00:00 | 2.7953 | 12.8 | -20.8 | 20.8 | 10000000
2016-04-05 00:00:00 | 2.7953 | 12.8 | -20.76 | 20.76 | 10000000
2016-04-05 01:00:00 | 3.3054 | 14.72 | -20.31 | 20.31 | 10000000
2016-04-05 02:00:00 | 3.0079 | 13.6 | -20.34 | 20.34 | 10000000
2016-04-05 03:00:00 | 3.603 | 15.84 | -21.79 | 21.79 | 10000000
2016-04-05 04:00:00 | 3.9431 | 17.12 | -27.84 | 27.84 | 10000000
2016-04-05 05:00:00 | 4.1131 | 17.76 | -32.76 | 32.76 | 10000000
2016-04-05 06:00:00 | 3.5605 | 15.68 | -35.18 | 35.18 | 10000000
2016-04-05 07:00:00 | 2.9229 | 13.28 | -34.92 | 34.92 | 10000000
2016-04-05 08:00:00 | 2.2852 | 10.88 | -34.1 | 34.1 | 10000000
2016-04-05 09:00:00 | 1.4351 | 7.68 | -32.93 | 32.93 | 10000000
2016-04-05 10:00:00 | 1.18 | 6.72 | -29.52 | 29.52 | 10000000
2016-04-05 11:00:00 | 1.18 | 6.72 | -26.58 | 26.58 | 10000000
2016-04-05 12:00:00 | 1.18 | 6.72 | -24.74 | 24.74 | 10000000
2016-04-05 13:00:00 | 1.18 | 6.72 | -24.19 | 24.19 | 10000000
2016-04-05 14:00:00 | 1.18 | 6.72 | -23.96 | 23.96 | 10000000
2016-04-05 15:00:00 | 1.18 | 6.72 | -27.05 | 27.05 | 10000000
2016-04-05 16:00:00 | 1.18 | 6.72 | -29.79 | 29.79 | 10000000
2016-04-05 17:00:00 | 1.18 | 6.72 | -30.66 | 30.66 | 10000000
2016-04-05 18:00:00 | 1.18 | 6.72 | -30.04 | 30.04 | 10000000
2016-04-05 19:00:00 | 1.18 | 6.72 | -28 | 28 | 10000000
2016-04-05 20:00:00 | 1.18 | 6.72 | -25.32 | 25.32 | 10000000
2016-04-05 21:00:00 | 1.4776 | 7.84 | -21.97 | 21.97 | 10000000
2016-04-05 22:00:00 | 1.6901 | 8.64 | -20 | 20 | 10000000
2016-04-05 23:00:00 | 2.9229 | 13.28 | -19.2 | 19.2 | 10000000
2016-04-06 00:00:00 | 3.4755 | 15.36 | -19.06 | 19.06 | 10000000
2016-04-06 01:00:00 | 3.7305 | 16.32 | -18.95 | 18.95 | 10000000
2016-04-06 02:00:00 | 3.603 | 15.84 | -19.02 | 19.02 | 10000000
2016-04-06 03:00:00 | 3.688 | 16.16 | -20 | 20 | 10000000
2016-04-06 04:00:00 | 3.9006 | 16.96 | -24.33 | 24.33 | 10000000
2016-04-06 05:00:00 | 4.0706 | 17.6 | -32.97 | 32.97 | 10000000
2016-04-06 06:00:00 | 4.1981 | 18.08 | -34.24 | 34.24 | 10000000
2016-04-06 07:00:00 | 3.518 | 15.52 | -25.98 | 25.98 | 10000000
2016-04-06 08:00:00 | 3.2629 | 14.56 | -23.24 | 23.24 | 10000000
2016-04-06 09:00:00 | 2.7953 | 12.8 | -21.97 | 21.97 | 10000000
2016-04-06 10:00:00 | 2.4128 | 11.36 | -21.25 | 21.25 | 10000000
2016-04-06 11:00:00 | 2.7528 | 12.64 | -20.02 | 20.02 | 10000000
2016-04-06 12:00:00 | 2.2852 | 10.88 | -19.75 | 19.75 | 10000000
2016-04-06 13:00:00 | 2.0727 | 10.08 | -19.85 | 19.85 | 10000000
2016-04-06 14:00:00 | 2.0727 | 10.08 | -20.09 | 20.09 | 10000000
2016-04-06 15:00:00 | 1.7326 | 8.8 | -21.59 | 21.59 | 10000000
2016-04-06 16:00:00 | 1.7326 | 8.8 | -23.1 | 23.1 | 10000000
2016-04-06 17:00:00 | 2.2002 | 10.56 | -26.71 | 26.71 | 10000000
2016-04-06 18:00:00 | 3.348 | 14.88 | -28.26 | 28.26 | 10000000
2016-04-06 19:00:00 | 3.9431 | 17.12 | -23.23 | 23.23 | 10000000
2016-04-06 20:00:00 | 3.9856 | 17.28 | -21.06 | 21.06 | 10000000
2016-04-06 21:00:00 | 4.1556 | 17.92 | -19.01 | 19.01 | 10000000
2016-04-06 22:00:00 | 3.688 | 16.16 | -16.42 | 16.42 | 10000000
2016-04-06 23:00:00 | 3.4755 | 15.36 | -16 | 16 | 10000000
2016-04-07 00:00:00 | 3.0929 | 13.92 | -13.46 | 13.46 | 10000000
2016-04-07 01:00:00 | 3.3054 | 14.72 | -12.57 | 12.57 | 10000000
2016-04-07 02:00:00 | 3.3054 | 14.72 | -13.49 | 13.49 | 10000000
2016-04-07 03:00:00 | 3.8155 | 16.64 | -17.37 | 17.37 | 10000000
2016-04-07 04:00:00 | 4.2831 | 18.4 | -22.62 | 22.62 | 10000000
2016-04-07 05:00:00 | 4.3682 | 18.72 | -28.4 | 28.4 | 10000000
2016-04-07 06:00:00 | 4.1556 | 17.92 | -31.31 | 31.31 | 10000000
2016-04-07 07:00:00 | 4.0706 | 17.6 | -26.33 | 26.33 | 10000000
2016-04-07 08:00:00 | 3.433 | 15.2 | -21.55 | 21.55 | 10000000
2016-04-07 09:00:00 | 3.0504 | 13.76 | -21.56 | 21.56 | 10000000
2016-04-07 10:00:00 | 2.5403 | 11.84 | -22.32 | 22.32 | 10000000
2016-04-07 11:00:00 | 2.6253 | 12.16 | -21.6 | 21.6 | 10000000
2016-04-07 12:00:00 | 2.8378 | 12.96 | -22.57 | 22.57 | 10000000
2016-04-07 13:00:00 | 2.9229 | 13.28 | -21.86 | 21.86 | 10000000
2016-04-07 14:00:00 | 3.348 | 14.88 | -21.94 | 21.94 | 10000000
2016-04-07 15:00:00 | 3.9431 | 17.12 | -22.73 | 22.73 | 10000000
2016-04-07 16:00:00 | 3.3054 | 14.72 | -28.59 | 28.59 | 10000000
2016-04-07 17:00:00 | 3.3905 | 15.04 | -31.11 | 31.11 | 10000000
2016-04-07 18:00:00 | 4.2406 | 18.24 | -32.68 | 32.68 | 10000000
2016-04-07 19:00:00 | 4.7933 | 20.32 | -29.41 | 29.41 | 10000000
2016-04-07 20:00:00 | 5.0908 | 21.44 | -28.27 | 28.27 | 10000000
2016-04-07 21:00:00 | 5.4309 | 22.72 | -23.54 | 23.54 | 10000000
2016-04-07 22:00:00 | 5.856 | 24.32 | -23.39 | 23.39 | 10000000
2016-04-07 23:00:00 | 6.1535 | 25.44 | -21.69 | 21.69 | 10000000
2016-04-08 00:00:00 | 6.3661 | 26.24 | -21.18 | 21.18 | 10000000
2016-04-08 01:00:00 | 6.2811 | 25.92 | -20.52 | 20.52 | 10000000
2016-04-08 02:00:00 | 6.4086 | 26.4 | -21.04 | 21.04 | 10000000
2016-04-08 03:00:00 | 6.3236 | 26.08 | -21.72 | 21.72 | 10000000
2016-04-08 04:00:00 | 6.2811 | 25.92 | -29.12 | 29.12 | 10000000
2016-04-08 05:00:00 | 6.5361 | 26.88 | -35 | 35 | 10000000
2016-04-08 06:00:00 | 5.856 | 24.32 | -38.2 | 38.2 | 10000000
2016-04-08 07:00:00 | 5.0058 | 21.12 | -37.55 | 37.55 | 10000000
2016-04-08 08:00:00 | 4.2406 | 18.24 | -34.22 | 34.22 | 10000000
2016-04-08 09:00:00 | 3.5605 | 15.68 | -32.96 | 32.96 | 10000000
2016-04-08 10:00:00 | 2.8804 | 13.12 | -29.74 | 29.74 | 10000000
2016-04-08 11:00:00 | 2.5828 | 12 | -27.9 | 27.9 | 10000000
2016-04-08 12:00:00 | 2.4128 | 11.36 | -26.36 | 26.36 | 10000000
2016-04-08 13:00:00 | 2.5828 | 12 | -24.66 | 24.66 | 10000000
2016-04-08 14:00:00 | 2.1577 | 10.4 | -23.95 | 23.95 | 10000000
2016-04-08 15:00:00 | 2.6253 | 12.16 | -27.03 | 27.03 | 10000000
2016-04-08 16:00:00 | 2.7528 | 12.64 | -29.58 | 29.58 | 10000000
2016-04-08 17:00:00 | 3.0504 | 13.76 | -32.22 | 32.22 | 10000000
2016-04-08 18:00:00 | 3.7305 | 16.32 | -31.96 | 31.96 | 10000000
2016-04-08 19:00:00 | 4.5807 | 19.52 | -30.66 | 30.66 | 10000000
2016-04-08 20:00:00 | 4.5807 | 19.52 | -30.68 | 30.68 | 10000000
2016-04-08 21:00:00 | 5.3034 | 22.24 | -29 | 29 | 10000000
2016-04-08 22:00:00 | 5.8135 | 24.16 | -28.45 | 28.45 | 10000000
2016-04-08 23:00:00 | 5.9835 | 24.8 | -24.18 | 24.18 | 10000000
2016-04-09 00:00:00 | 6.196 | 25.6 | -23.28 | 23.28 | 10000000
2016-04-09 01:00:00 | 6.4511 | 26.56 | -21.84 | 21.84 | 10000000
2016-04-09 02:00:00 | 6.4086 | 26.4 | -21.46 | 21.46 | 10000000
2016-04-09 03:00:00 | 6.7061 | 27.52 | -21.72 | 21.72 | 10000000
2016-04-09 04:00:00 | 7.0887 | 28.96 | -22.42 | 22.42 | 10000000
2016-04-09 05:00:00 | 7.2588 | 29.6 | -23.42 | 23.42 | 10000000
2016-04-09 06:00:00 | 5.4734 | 22.88 | -27.21 | 27.21 | 10000000
2016-04-09 07:00:00 | 4.5382 | 19.36 | -25.12 | 25.12 | 10000000
2016-04-09 08:00:00 | 3.9431 | 17.12 | -22.76 | 22.76 | 10000000
2016-04-09 09:00:00 | 3.433 | 15.2 | -22.58 | 22.58 | 10000000
2016-04-09 10:00:00 | 2.9654 | 13.44 | -21.83 | 21.83 | 10000000
2016-04-09 11:00:00 | 2.5403 | 11.84 | -20.81 | 20.81 | 10000000
2016-04-09 12:00:00 | 2.5828 | 12 | -19.94 | 19.94 | 10000000
2016-04-09 13:00:00 | 2.2427 | 10.72 | -20.35 | 20.35 | 10000000
2016-04-09 14:00:00 | 2.1577 | 10.4 | -20.3 | 20.3 | 10000000
2016-04-09 15:00:00 | 2.4553 | 11.52 | -22.27 | 22.27 | 10000000
2016-04-09 16:00:00 | 2.6253 | 12.16 | -26.91 | 26.91 | 10000000
2016-04-09 17:00:00 | 3.0929 | 13.92 | -29.62 | 29.62 | 10000000
2016-04-09 18:00:00 | 3.8155 | 16.64 | -31.81 | 31.81 | 10000000
2016-04-09 19:00:00 | 4.3257 | 18.56 | -29.56 | 29.56 | 10000000
2016-04-09 20:00:00 | 4.7507 | 20.16 | -27.44 | 27.44 | 10000000
2016-04-09 21:00:00 | 5.0908 | 21.44 | -24 | 24 | 10000000
2016-04-09 22:00:00 | 5.2183 | 21.92 | -21.13 | 21.13 | 10000000
2016-04-09 23:00:00 | 5.3459 | 22.4 | -20.03 | 20.03 | 10000000
2016-04-10 00:00:00 | 5.6434 | 23.52 | -19.25 | 19.25 | 10000000
2016-04-10 01:00:00 | 5.8135 | 24.16 | -18.96 | 18.96 | 10000000
2016-04-10 02:00:00 | 5.941 | 24.64 | -19.02 | 19.02 | 10000000
2016-04-10 03:00:00 | 6.026 | 24.96 | -18.88 | 18.88 | 10000000
2016-04-10 04:00:00 | 5.771 | 24 | -19.15 | 19.15 | 10000000
2016-04-10 05:00:00 | 5.6434 | 23.52 | -19.19 | 19.19 | 10000000
2016-04-10 06:00:00 | 5.3884 | 22.56 | -20.22 | 20.22 | 10000000
2016-04-10 07:00:00 | 4.9208 | 20.8 | -20.97 | 20.97 | 10000000
2016-04-10 08:00:00 | 4.6657 | 19.84 | -21 | 21 | 10000000
2016-04-10 09:00:00 | 4.4957 | 19.2 | -20.59 | 20.59 | 10000000
2016-04-10 10:00:00 | 4.2831 | 18.4 | -19.29 | 19.29 | 10000000
2016-04-10 11:00:00 | 4.0281 | 17.44 | -16.89 | 16.89 | 10000000
2016-04-10 12:00:00 | 3.9006 | 16.96 | -14.25 | 14.25 | 10000000
2016-04-10 13:00:00 | 3.9006 | 16.96 | -13.61 | 13.61 | 10000000
2016-04-10 14:00:00 | 3.9856 | 17.28 | -12.06 | 12.06 | 10000000
2016-04-10 15:00:00 | 3.9431 | 17.12 | -16.67 | 16.67 | 10000000
2016-04-10 16:00:00 | 3.8155 | 16.64 | -20.78 | 20.78 | 10000000
2016-04-10 17:00:00 | 3.8155 | 16.64 | -22.47 | 22.47 | 10000000
2016-04-10 18:00:00 | 4.4532 | 19.04 | -24.55 | 24.55 | 10000000
2016-04-10 19:00:00 | 5.3459 | 22.4 | -23 | 23 | 10000000
2016-04-10 20:00:00 | 5.7284 | 23.84 | -21.84 | 21.84 | 10000000
2016-04-10 21:00:00 | 5.9835 | 24.8 | -19.57 | 19.57 | 10000000
2016-04-10 22:00:00 | 6.1535 | 25.44 | -16.35 | 16.35 | 10000000
2016-04-10 23:00:00 | 5.4309 | 22.72 | -13.7 | 13.7 | 10000000
2016-04-11 00:00:00 | 5.3884 | 22.56 | -12.81 | 12.81 | 10000000
2016-04-11 01:00:00 | 5.3034 | 22.24 | -10.66 | 10.66 | 10000000
2016-04-11 02:00:00 | 5.3884 | 22.56 | -13.09 | 13.09 | 10000000
2016-04-11 03:00:00 | 5.7284 | 23.84 | -18.55 | 18.55 | 10000000
2016-04-11 04:00:00 | 5.6009 | 23.36 | -25.49 | 25.49 | 10000000
2016-04-11 05:00:00 | 5.3884 | 22.56 | -32 | 32 | 10000000
2016-04-11 06:00:00 | 5.0483 | 21.28 | -34.61 | 34.61 | 10000000
2016-04-11 07:00:00 | 4.6232 | 19.68 | -28.98 | 28.98 | 10000000
2016-04-11 08:00:00 | 4.3257 | 18.56 | -25.63 | 25.63 | 10000000
2016-04-11 09:00:00 | 3.7305 | 16.32 | -23.1 | 23.1 | 10000000
2016-04-11 10:00:00 | 3.1354 | 14.08 | -22.59 | 22.59 | 10000000
2016-04-11 11:00:00 | 2.4128 | 11.36 | -22.51 | 22.51 | 10000000
2016-04-11 12:00:00 | 1.9877 | 9.76 | -22.12 | 22.12 | 10000000
2016-04-11 13:00:00 | 1.6051 | 8.32 | -21.83 | 21.83 | 10000000
2016-04-11 14:00:00 | 1.6901 | 8.64 | -22.11 | 22.11 | 10000000
2016-04-11 15:00:00 | 1.7751 | 8.96 | -23.68 | 23.68 | 10000000
2016-04-11 16:00:00 | 2.6678 | 12.32 | -28.47 | 28.47 | 10000000
2016-04-11 17:00:00 | 3.1354 | 14.08 | -31.27 | 31.27 | 10000000
2016-04-11 18:00:00 | 3.3905 | 15.04 | -32.56 | 32.56 | 10000000
2016-04-11 19:00:00 | 3.773 | 16.48 | -31.49 | 31.49 | 10000000
2016-04-11 20:00:00 | 4.0281 | 17.44 | -27.86 | 27.86 | 10000000
2016-04-11 21:00:00 | 4.2406 | 18.24 | -24.8 | 24.8 | 10000000
2016-04-11 22:00:00 | 4.4107 | 18.88 | -22.8 | 22.8 | 10000000
2016-04-11 23:00:00 | 4.5382 | 19.36 | -22.2 | 22.2 | 10000000
2016-04-12 00:00:00 | 4.6232 | 19.68 | -21.69 | 21.69 | 10000000
2016-04-12 01:00:00 | 4.6232 | 19.68 | -21.05 | 21.05 | 10000000
2016-04-12 02:00:00 | 4.7082 | 20 | -21.32 | 21.32 | 10000000
2016-04-12 03:00:00 | 4.7082 | 20 | -22.15 | 22.15 | 10000000
2016-04-12 04:00:00 | 4.7933 | 20.32 | -28.98 | 28.98 | 10000000
2016-04-12 05:00:00 | 4.8358 | 20.48 | -36 | 36 | 10000000
2016-04-12 06:00:00 | 4.7507 | 20.16 | -38.94 | 38.94 | 10000000
2016-04-12 07:00:00 | 4.4107 | 18.88 | -37.6 | 37.6 | 10000000
2016-04-12 08:00:00 | 3.9856 | 17.28 | -34 | 34 | 10000000
2016-04-12 09:00:00 | 3.348 | 14.88 | -31.02 | 31.02 | 10000000
2016-04-12 10:00:00 | 3.0929 | 13.92 | -27.97 | 27.97 | 10000000
2016-04-12 11:00:00 | 3.0929 | 13.92 | -26.41 | 26.41 | 10000000
2016-04-12 12:00:00 | 3.1779 | 14.24 | -24.59 | 24.59 | 10000000
2016-04-12 13:00:00 | 3.603 | 15.84 | -24.18 | 24.18 | 10000000
2016-04-12 14:00:00 | 3.4755 | 15.36 | -25.13 | 25.13 | 10000000
2016-04-12 15:00:00 | 3.348 | 14.88 | -27.26 | 27.26 | 10000000
2016-04-12 16:00:00 | 3.1779 | 14.24 | -31.32 | 31.32 | 10000000
2016-04-12 17:00:00 | 3.2204 | 14.4 | -34.62 | 34.62 | 10000000
2016-04-12 18:00:00 | 3.348 | 14.88 | -34.95 | 34.95 | 10000000
2016-04-12 19:00:00 | 3.603 | 15.84 | -32.24 | 32.24 | 10000000
2016-04-12 20:00:00 | 3.603 | 15.84 | -30 | 30 | 10000000
2016-04-12 21:00:00 | 3.688 | 16.16 | -24.1 | 24.1 | 10000000
2016-04-12 22:00:00 | 3.8155 | 16.64 | -22.93 | 22.93 | 10000000
2016-04-12 23:00:00 | 4.0281 | 17.44 | -21.68 | 21.68 | 10000000
2016-04-13 00:00:00 | 4.0281 | 17.44 | -21.68 | 21.68 | 10000000
2016-04-13 01:00:00 | 4.0706 | 17.6 | -21.41 | 21.41 | 10000000
2016-04-13 02:00:00 | 4.0706 | 17.6 | -21.71 | 21.71 | 10000000
2016-04-13 03:00:00 | 4.4532 | 19.04 | -22.77 | 22.77 | 10000000
2016-04-13 04:00:00 | 4.8358 | 20.48 | -31.35 | 31.35 | 10000000
2016-04-13 05:00:00 | 4.6657 | 19.84 | -34.99 | 34.99 | 10000000
2016-04-13 06:00:00 | 4.4532 | 19.04 | -39.41 | 39.41 | 10000000
2016-04-13 07:00:00 | 4.0281 | 17.44 | -35.06 | 35.06 | 10000000
2016-04-13 08:00:00 | 3.6455 | 16 | -33.23 | 33.23 | 10000000
2016-04-13 09:00:00 | 2.6678 | 12.32 | -31.94 | 31.94 | 10000000
2016-04-13 10:00:00 | 2.1577 | 10.4 | -28.9 | 28.9 | 10000000
2016-04-13 11:00:00 | 1.6476 | 8.48 | -27.01 | 27.01 | 10000000
2016-04-13 12:00:00 | 1.3075 | 7.2 | -25.96 | 25.96 | 10000000
2016-04-13 13:00:00 | 1.3925 | 7.52 | -26 | 26 | 10000000
2016-04-13 14:00:00 | 1.3925 | 7.52 | -26.33 | 26.33 | 10000000
2016-04-13 15:00:00 | 1.6476 | 8.48 | -29 | 29 | 10000000
2016-04-13 16:00:00 | 1.3075 | 7.2 | -32.37 | 32.37 | 10000000
2016-04-13 17:00:00 | 1.9877 | 9.76 | -33.86 | 33.86 | 10000000
2016-04-13 18:00:00 | 3.1354 | 14.08 | -34.42 | 34.42 | 10000000
2016-04-13 19:00:00 | 3.688 | 16.16 | -31.31 | 31.31 | 10000000
2016-04-13 20:00:00 | 4.4107 | 18.88 | -28 | 28 | 10000000
2016-04-13 21:00:00 | 4.7082 | 20 | -23.59 | 23.59 | 10000000
2016-04-13 22:00:00 | 4.7507 | 20.16 | -23.35 | 23.35 | 10000000
2016-04-13 23:00:00 | 4.9208 | 20.8 | -21.93 | 21.93 | 10000000
2016-04-14 00:00:00 | 4.7933 | 20.32 | -21.18 | 21.18 | 10000000
2016-04-14 01:00:00 | 4.7082 | 20 | -20.94 | 20.94 | 10000000
2016-04-14 02:00:00 | 4.6657 | 19.84 | -21.06 | 21.06 | 10000000
2016-04-14 03:00:00 | 4.6232 | 19.68 | -21.74 | 21.74 | 10000000
2016-04-14 04:00:00 | 4.6657 | 19.84 | -27 | 27 | 10000000
2016-04-14 05:00:00 | 4.7933 | 20.32 | -32.03 | 32.03 | 10000000
2016-04-14 06:00:00 | 4.8358 | 20.48 | -37.28 | 37.28 | 10000000
2016-04-14 07:00:00 | 4.7507 | 20.16 | -34.59 | 34.59 | 10000000
2016-04-14 08:00:00 | 4.3682 | 18.72 | -30.91 | 30.91 | 10000000
2016-04-14 09:00:00 | 3.773 | 16.48 | -28.08 | 28.08 | 10000000
2016-04-14 10:00:00 | 3.1354 | 14.08 | -26.4 | 26.4 | 10000000
2016-04-14 11:00:00 | 2.7953 | 12.8 | -25.05 | 25.05 | 10000000
2016-04-14 12:00:00 | 2.8804 | 13.12 | -23.83 | 23.83 | 10000000
2016-04-14 13:00:00 | 2.4978 | 11.68 | -23.44 | 23.44 | 10000000
2016-04-14 14:00:00 | 2.8378 | 12.96 | -23.22 | 23.22 | 10000000
2016-04-14 15:00:00 | 2.5403 | 11.84 | -24.2 | 24.2 | 10000000
2016-04-14 16:00:00 | 3.3054 | 14.72 | -27.25 | 27.25 | 10000000
2016-04-14 17:00:00 | 3.773 | 16.48 | -32.51 | 32.51 | 10000000
2016-04-14 18:00:00 | 4.4532 | 19.04 | -31.98 | 31.98 | 10000000
2016-04-14 19:00:00 | 5.3034 | 22.24 | -31.53 | 31.53 | 10000000
2016-04-14 20:00:00 | 5.856 | 24.32 | -28.33 | 28.33 | 10000000
2016-04-14 21:00:00 | 6.111 | 25.28 | -23.9 | 23.9 | 10000000
2016-04-14 22:00:00 | 6.196 | 25.6 | -22.1 | 22.1 | 10000000
2016-04-14 23:00:00 | 6.4511 | 26.56 | -21.31 | 21.31 | 10000000
2016-04-15 00:00:00 | 6.7487 | 27.68 | -20.45 | 20.45 | 10000000
2016-04-15 01:00:00 | 6.4511 | 26.56 | -20.14 | 20.14 | 10000000
2016-04-15 02:00:00 | 6.4086 | 26.4 | -20.34 | 20.34 | 10000000
2016-04-15 03:00:00 | 7.0037 | 28.64 | -21.08 | 21.08 | 10000000
2016-04-15 04:00:00 | 7.1312 | 29.12 | -25 | 25 | 10000000
2016-04-15 05:00:00 | 6.196 | 25.6 | -31.69 | 31.69 | 10000000
2016-04-15 06:00:00 | 5.3884 | 22.56 | -34.7 | 34.7 | 10000000
2016-04-15 07:00:00 | 4.7933 | 20.32 | -33.02 | 33.02 | 10000000
2016-04-15 08:00:00 | 3.773 | 16.48 | -30.98 | 30.98 | 10000000
2016-04-15 09:00:00 | 2.7953 | 12.8 | -29.94 | 29.94 | 10000000
2016-04-15 10:00:00 | 2.2427 | 10.72 | -28 | 28 | 10000000
2016-04-15 11:00:00 | 1.9452 | 9.6 | -23.82 | 23.82 | 10000000
2016-04-15 12:00:00 | 2.2002 | 10.56 | -22.81 | 22.81 | 10000000
2016-04-15 13:00:00 | 2.1152 | 10.24 | -21.36 | 21.36 | 10000000
2016-04-15 14:00:00 | 3.2204 | 14.4 | -21.32 | 21.32 | 10000000
2016-04-15 15:00:00 | 3.3054 | 14.72 | -22.51 | 22.51 | 10000000
2016-04-15 16:00:00 | 3.3054 | 14.72 | -23.94 | 23.94 | 10000000
2016-04-15 17:00:00 | 3.2629 | 14.56 | -26.34 | 26.34 | 10000000
2016-04-15 18:00:00 | 3.4755 | 15.36 | -28.08 | 28.08 | 10000000
2016-04-15 19:00:00 | 3.6455 | 16 | -27.08 | 27.08 | 10000000
2016-04-15 20:00:00 | 4.1981 | 18.08 | -25 | 25 | 10000000
2016-04-15 21:00:00 | 4.0281 | 17.44 | -24.69 | 24.69 | 10000000
2016-04-15 22:00:00 | 4.3257 | 18.56 | -21.3 | 21.3 | 10000000
2016-04-15 23:00:00 | 4.4107 | 18.88 | -19.7 | 19.7 | 10000000
2016-04-16 00:00:00 | 4.4957 | 19.2 | -19.24 | 19.24 | 10000000
2016-04-16 01:00:00 | 4.7507 | 20.16 | -18.28 | 18.28 | 10000000
2016-04-16 02:00:00 | 4.6657 | 19.84 | -17.19 | 17.19 | 10000000
2016-04-16 03:00:00 | 5.0058 | 21.12 | -18.76 | 18.76 | 10000000
2016-04-16 04:00:00 | 5.4309 | 22.72 | -19.46 | 19.46 | 10000000
2016-04-16 05:00:00 | 4.9208 | 20.8 | -19.54 | 19.54 | 10000000
2016-04-16 06:00:00 | 4.4532 | 19.04 | -21.14 | 21.14 | 10000000
2016-04-16 07:00:00 | 3.4755 | 15.36 | -21.64 | 21.64 | 10000000
2016-04-16 08:00:00 | 2.5828 | 12 | -19.8 | 19.8 | 10000000
2016-04-16 09:00:00 | 1.8601 | 9.28 | -19.06 | 19.06 | 10000000
2016-04-16 10:00:00 | 1.9877 | 9.76 | -18.05 | 18.05 | 10000000
2016-04-16 11:00:00 | 1.9452 | 9.6 | -14.06 | 14.06 | 10000000
2016-04-16 12:00:00 | 1.8176 | 9.12 | -13.77 | 13.77 | 10000000
2016-04-16 13:00:00 | 1.6051 | 8.32 | -13.19 | 13.19 | 10000000
2016-04-16 14:00:00 | 1.4776 | 7.84 | -12.69 | 12.69 | 10000000
2016-04-16 15:00:00 | 1.3075 | 7.2 | -14.08 | 14.08 | 10000000
2016-04-16 16:00:00 | 2.1577 | 10.4 | -17.69 | 17.69 | 10000000
2016-04-16 17:00:00 | 2.1152 | 10.24 | -22.05 | 22.05 | 10000000
2016-04-16 18:00:00 | 3.0079 | 13.6 | -23.7 | 23.7 | 10000000
2016-04-16 19:00:00 | 3.518 | 15.52 | -24.31 | 24.31 | 10000000
2016-04-16 20:00:00 | 3.6455 | 16 | -23.94 | 23.94 | 10000000
2016-04-16 21:00:00 | 3.7305 | 16.32 | -20.83 | 20.83 | 10000000
2016-04-16 22:00:00 | 4.1981 | 18.08 | -19.33 | 19.33 | 10000000
2016-04-16 23:00:00 | 4.2406 | 18.24 | -17.74 | 17.74 | 10000000
2016-04-17 00:00:00 | 4.0281 | 17.44 | -15.85 | 15.85 | 10000000
2016-04-17 01:00:00 | 3.9856 | 17.28 | -15.13 | 15.13 | 10000000
2016-04-17 02:00:00 | 4.0706 | 17.6 | -15.15 | 15.15 | 10000000
2016-04-17 03:00:00 | 4.1981 | 18.08 | -14.57 | 14.57 | 10000000
2016-04-17 04:00:00 | 4.4107 | 18.88 | -14.82 | 14.82 | 10000000
2016-04-17 05:00:00 | 4.7933 | 20.32 | -14.57 | 14.57 | 10000000
2016-04-17 06:00:00 | 4.8358 | 20.48 | -16.48 | 16.48 | 10000000
2016-04-17 07:00:00 | 4.6657 | 19.84 | -18.69 | 18.69 | 10000000
2016-04-17 08:00:00 | 4.5382 | 19.36 | -18.69 | 18.69 | 10000000
2016-04-17 09:00:00 | 4.1981 | 18.08 | -18.94 | 18.94 | 10000000
2016-04-17 10:00:00 | 3.5605 | 15.68 | -18.16 | 18.16 | 10000000
2016-04-17 11:00:00 | 3.0929 | 13.92 | -16.16 | 16.16 | 10000000
2016-04-17 12:00:00 | 3.0504 | 13.76 | -13.82 | 13.82 | 10000000
2016-04-17 13:00:00 | 3.1354 | 14.08 | -12.52 | 12.52 | 10000000
2016-04-17 14:00:00 | 3.0079 | 13.6 | -13.52 | 13.52 | 10000000
2016-04-17 15:00:00 | 3.0504 | 13.76 | -16.16 | 16.16 | 10000000
2016-04-17 16:00:00 | 2.7953 | 12.8 | -19.35 | 19.35 | 10000000
2016-04-17 17:00:00 | 3.0929 | 13.92 | -21.19 | 21.19 | 10000000
2016-04-17 18:00:00 | 3.773 | 16.48 | -26.4 | 26.4 | 10000000
2016-04-17 19:00:00 | 4.7082 | 20 | -29.65 | 29.65 | 10000000
2016-04-17 20:00:00 | 4.9633 | 20.96 | -30.16 | 30.16 | 10000000
2016-04-17 21:00:00 | 5.4309 | 22.72 | -27.25 | 27.25 | 10000000
2016-04-17 22:00:00 | 5.941 | 24.64 | -20.92 | 20.92 | 10000000
2016-04-17 23:00:00 | 5.941 | 24.64 | -20.9 | 20.9 | 10000000
2016-04-18 00:00:00 | 6.0685 | 25.12 | -19.7 | 19.7 | 10000000
2016-04-18 01:00:00 | 6.3661 | 26.24 | -18.9 | 18.9 | 10000000
2016-04-18 02:00:00 | 6.7487 | 27.68 | -19 | 19 | 10000000
2016-04-18 03:00:00 | 6.7912 | 27.84 | -20.6 | 20.6 | 10000000
2016-04-18 04:00:00 | 6.7912 | 27.84 | -30 | 30 | 10000000
2016-04-18 05:00:00 | 6.6211 | 27.2 | -37.06 | 37.06 | 10000000
2016-04-18 06:00:00 | 5.8985 | 24.48 | -38.79 | 38.79 | 10000000
2016-04-18 07:00:00 | 5.0483 | 21.28 | -29.27 | 29.27 | 10000000
2016-04-18 08:00:00 | 4.5807 | 19.52 | -24.09 | 24.09 | 10000000
2016-04-18 09:00:00 | 4.0281 | 17.44 | -23.28 | 23.28 | 10000000
2016-04-18 10:00:00 | 3.9856 | 17.28 | -21.14 | 21.14 | 10000000
2016-04-18 11:00:00 | 3.7305 | 16.32 | -20.7 | 20.7 | 10000000
2016-04-18 12:00:00 | 3.5605 | 15.68 | -20.65 | 20.65 | 10000000
2016-04-18 13:00:00 | 3.4755 | 15.36 | -20.49 | 20.49 | 10000000
2016-04-18 14:00:00 | 3.3905 | 15.04 | -20.31 | 20.31 | 10000000
2016-04-18 15:00:00 | 3.3054 | 14.72 | -20.94 | 20.94 | 10000000
2016-04-18 16:00:00 | 3.348 | 14.88 | -23.19 | 23.19 | 10000000
2016-04-18 17:00:00 | 3.433 | 15.2 | -25.62 | 25.62 | 10000000
2016-04-18 18:00:00 | 3.5605 | 15.68 | -27.92 | 27.92 | 10000000
2016-04-18 19:00:00 | 3.6455 | 16 | -29.03 | 29.03 | 10000000
2016-04-18 20:00:00 | 3.688 | 16.16 | -22.55 | 22.55 | 10000000
2016-04-18 21:00:00 | 3.688 | 16.16 | -19.31 | 19.31 | 10000000
2016-04-18 22:00:00 | 3.6455 | 16 | -19.32 | 19.32 | 10000000
2016-04-18 23:00:00 | 3.773 | 16.48 | -18.69 | 18.69 | 10000000
2016-04-19 00:00:00 | 3.8581 | 16.8 | -18.04 | 18.04 | 10000000
2016-04-19 01:00:00 | 3.9431 | 17.12 | -17.49 | 17.49 | 10000000
2016-04-19 02:00:00 | 4.3682 | 18.72 | -18.44 | 18.44 | 10000000
2016-04-19 03:00:00 | 4.4532 | 19.04 | -19.8 | 19.8 | 10000000
2016-04-19 04:00:00 | 4.7933 | 20.32 | -26.93 | 26.93 | 10000000
2016-04-19 05:00:00 | 4.7082 | 20 | -29.99 | 29.99 | 10000000
2016-04-19 06:00:00 | 4.2831 | 18.4 | -29.68 | 29.68 | 10000000
2016-04-19 07:00:00 | 3.9006 | 16.96 | -21.96 | 21.96 | 10000000
2016-04-19 08:00:00 | 3.3905 | 15.04 | -20.94 | 20.94 | 10000000
2016-04-19 09:00:00 | 3.0929 | 13.92 | -20.42 | 20.42 | 10000000
2016-04-19 10:00:00 | 4.0281 | 17.44 | -17.79 | 17.79 | 10000000
2016-04-19 11:00:00 | 3.1354 | 14.08 | -15.62 | 15.62 | 10000000
2016-04-19 12:00:00 | 2.9654 | 13.44 | -13.6 | 13.6 | 10000000
2016-04-19 13:00:00 | 2.7103 | 12.48 | -13.68 | 13.68 | 10000000
2016-04-19 14:00:00 | 2.6253 | 12.16 | -15.02 | 15.02 | 10000000
2016-04-19 15:00:00 | 2.9229 | 13.28 | -19.24 | 19.24 | 10000000
2016-04-19 16:00:00 | 3.3905 | 15.04 | -20.76 | 20.76 | 10000000
2016-04-19 17:00:00 | 3.3905 | 15.04 | -23.99 | 23.99 | 10000000
2016-04-19 18:00:00 | 3.688 | 16.16 | -25.95 | 25.95 | 10000000
2016-04-19 19:00:00 | 4.4532 | 19.04 | -24.87 | 24.87 | 10000000
2016-04-19 20:00:00 | 4.7507 | 20.16 | -21.42 | 21.42 | 10000000
2016-04-19 21:00:00 | 4.4957 | 19.2 | -19.33 | 19.33 | 10000000
2016-04-19 22:00:00 | 4.5382 | 19.36 | -19.14 | 19.14 | 10000000
2016-04-19 23:00:00 | 4.5382 | 19.36 | -18.85 | 18.85 | 10000000
2016-04-20 00:00:00 | 4.8783 | 20.64 | -16.5 | 16.5 | 10000000
2016-04-20 01:00:00 | 5.1333 | 21.6 | -17.49 | 17.49 | 10000000
2016-04-20 02:00:00 | 5.4734 | 22.88 | -18.63 | 18.63 | 10000000
2016-04-20 03:00:00 | 4.8783 | 20.64 | -20 | 20 | 10000000
2016-04-20 04:00:00 | 4.8783 | 20.64 | -25.76 | 25.76 | 10000000
2016-04-20 05:00:00 | 4.7933 | 20.32 | -30.55 | 30.55 | 10000000
2016-04-20 06:00:00 | 4.6657 | 19.84 | -31.91 | 31.91 | 10000000
2016-04-20 07:00:00 | 4.5807 | 19.52 | -26.44 | 26.44 | 10000000
2016-04-20 08:00:00 | 4.2831 | 18.4 | -23.02 | 23.02 | 10000000
2016-04-20 09:00:00 | 4.1981 | 18.08 | -22.43 | 22.43 | 10000000
2016-04-20 10:00:00 | 4.1981 | 18.08 | -21.51 | 21.51 | 10000000
2016-04-20 11:00:00 | 3.773 | 16.48 | -20.49 | 20.49 | 10000000
2016-04-20 12:00:00 | 3.433 | 15.2 | -20.89 | 20.89 | 10000000
2016-04-20 13:00:00 | 3.1354 | 14.08 | -21.57 | 21.57 | 10000000
2016-04-20 14:00:00 | 3.1354 | 14.08 | -21.59 | 21.59 | 10000000
2016-04-20 15:00:00 | 3.1354 | 14.08 | -22.89 | 22.89 | 10000000
2016-04-20 16:00:00 | 2.6678 | 12.32 | -27.24 | 27.24 | 10000000
2016-04-20 17:00:00 | 2.9654 | 13.44 | -31.09 | 31.09 | 10000000
2016-04-20 18:00:00 | 3.9006 | 16.96 | -32.16 | 32.16 | 10000000
2016-04-20 19:00:00 | 5.0058 | 21.12 | -30.66 | 30.66 | 10000000
2016-04-20 20:00:00 | 5.4309 | 22.72 | -28.52 | 28.52 | 10000000
2016-04-20 21:00:00 | 5.6009 | 23.36 | -24.5 | 24.5 | 10000000
2016-04-20 22:00:00 | 5.771 | 24 | -22.51 | 22.51 | 10000000
2016-04-20 23:00:00 | 5.6009 | 23.36 | -20.5 | 20.5 | 10000000
2016-04-21 00:00:00 | 6.0685 | 25.12 | -19.93 | 19.93 | 10000000
2016-04-21 01:00:00 | 6.1535 | 25.44 | -19.58 | 19.58 | 10000000
2016-04-21 02:00:00 | 6.3236 | 26.08 | -19.84 | 19.84 | 10000000
2016-04-21 03:00:00 | 6.3236 | 26.08 | -21.11 | 21.11 | 10000000
2016-04-21 04:00:00 | 6.8762 | 28.16 | -29.1 | 29.1 | 10000000
2016-04-21 05:00:00 | 6.5361 | 26.88 | -34.58 | 34.58 | 10000000
2016-04-21 06:00:00 | 5.5584 | 23.2 | -35.38 | 35.38 | 10000000
2016-04-21 07:00:00 | 4.7082 | 20 | -32.92 | 32.92 | 10000000
2016-04-21 08:00:00 | 4.2406 | 18.24 | -28.91 | 28.91 | 10000000
2016-04-21 09:00:00 | 4.1556 | 17.92 | -26.12 | 26.12 | 10000000
2016-04-21 10:00:00 | 3.518 | 15.52 | -23.59 | 23.59 | 10000000
2016-04-21 11:00:00 | 3.0929 | 13.92 | -23.43 | 23.43 | 10000000
2016-04-21 12:00:00 | 2.7528 | 12.64 | -23.47 | 23.47 | 10000000
2016-04-21 13:00:00 | 2.7528 | 12.64 | -23.93 | 23.93 | 10000000
2016-04-21 14:00:00 | 2.2002 | 10.56 | -23.95 | 23.95 | 10000000
2016-04-21 15:00:00 | 2.0727 | 10.08 | -27.61 | 27.61 | 10000000
2016-04-21 16:00:00 | 2.1152 | 10.24 | -30.74 | 30.74 | 10000000
2016-04-21 17:00:00 | 2.2427 | 10.72 | -32.33 | 32.33 | 10000000
2016-04-21 18:00:00 | 3.0504 | 13.76 | -32.34 | 32.34 | 10000000
2016-04-21 19:00:00 | 3.9006 | 16.96 | -32.02 | 32.02 | 10000000
2016-04-21 20:00:00 | 4.2406 | 18.24 | -29.19 | 29.19 | 10000000
2016-04-21 21:00:00 | 4.6657 | 19.84 | -25 | 25 | 10000000
2016-04-21 22:00:00 | 5.2183 | 21.92 | -21.95 | 21.95 | 10000000
2016-04-21 23:00:00 | 5.3884 | 22.56 | -20.7 | 20.7 | 10000000
2016-04-22 00:00:00 | 5.3034 | 22.24 | -19.59 | 19.59 | 10000000
2016-04-22 01:00:00 | 5.1333 | 21.6 | -19.32 | 19.32 | 10000000
2016-04-22 02:00:00 | 5.2608 | 22.08 | -19.85 | 19.85 | 10000000
2016-04-22 03:00:00 | 5.5584 | 23.2 | -22.94 | 22.94 | 10000000
2016-04-22 04:00:00 | 5.771 | 24 | -28 | 28 | 10000000
2016-04-22 05:00:00 | 5.3884 | 22.56 | -33.14 | 33.14 | 10000000
2016-04-22 06:00:00 | 5.1333 | 21.6 | -34.61 | 34.61 | 10000000
2016-04-22 07:00:00 | 4.4957 | 19.2 | -31.59 | 31.59 | 10000000
2016-04-22 08:00:00 | 4.1131 | 17.76 | -28.69 | 28.69 | 10000000
2016-04-22 09:00:00 | 3.6455 | 16 | -25.22 | 25.22 | 10000000
2016-04-22 10:00:00 | 3.433 | 15.2 | -23.98 | 23.98 | 10000000
2016-04-22 11:00:00 | 2.9654 | 13.44 | -22.95 | 22.95 | 10000000
2016-04-22 12:00:00 | 2.4978 | 11.68 | -22.24 | 22.24 | 10000000
2016-04-22 13:00:00 | 2.4978 | 11.68 | -22.32 | 22.32 | 10000000
2016-04-22 14:00:00 | 2.3702 | 11.2 | -22.89 | 22.89 | 10000000
2016-04-22 15:00:00 | 2.6678 | 12.32 | -24.75 | 24.75 | 10000000
2016-04-22 16:00:00 | 2.2427 | 10.72 | -28.99 | 28.99 | 10000000
2016-04-22 17:00:00 | 2.6678 | 12.32 | -30.93 | 30.93 | 10000000
2016-04-22 18:00:00 | 3.603 | 15.84 | -30.94 | 30.94 | 10000000
2016-04-22 19:00:00 | 4.5807 | 19.52 | -29.33 | 29.33 | 10000000
2016-04-22 20:00:00 | 4.7082 | 20 | -27.94 | 27.94 | 10000000
2016-04-22 21:00:00 | 5.2183 | 21.92 | -25.04 | 25.04 | 10000000
2016-04-22 22:00:00 | 6.026 | 24.96 | -27.72 | 27.72 | 10000000
2016-04-22 23:00:00 | 6.1535 | 25.44 | -22.45 | 22.45 | 10000000
2016-04-23 00:00:00 | 6.2386 | 25.76 | -21.47 | 21.47 | 10000000
2016-04-23 01:00:00 | 5.9835 | 24.8 | -20.99 | 20.99 | 10000000
2016-04-23 02:00:00 | 5.771 | 24 | -20.99 | 20.99 | 10000000
2016-04-23 03:00:00 | 5.8985 | 24.48 | -20.9 | 20.9 | 10000000
2016-04-23 04:00:00 | 6.3661 | 26.24 | -21.05 | 21.05 | 10000000
2016-04-23 05:00:00 | 6.3236 | 26.08 | -21.48 | 21.48 | 10000000
2016-04-23 06:00:00 | 5.4734 | 22.88 | -23.62 | 23.62 | 10000000
2016-04-23 07:00:00 | 5.0908 | 21.44 | -27.29 | 27.29 | 10000000
2016-04-23 08:00:00 | 4.8358 | 20.48 | -26.91 | 26.91 | 10000000
2016-04-23 09:00:00 | 4.5382 | 19.36 | -25.76 | 25.76 | 10000000
2016-04-23 10:00:00 | 4.0281 | 17.44 | -23.4 | 23.4 | 10000000
2016-04-23 11:00:00 | 3.7305 | 16.32 | -21.36 | 21.36 | 10000000
2016-04-23 12:00:00 | 3.8155 | 16.64 | -20.42 | 20.42 | 10000000
2016-04-23 13:00:00 | 3.3054 | 14.72 | -18.29 | 18.29 | 10000000
2016-04-23 14:00:00 | 3.1354 | 14.08 | -16.27 | 16.27 | 10000000
2016-04-23 15:00:00 | 2.9229 | 13.28 | -19.13 | 19.13 | 10000000
2016-04-23 16:00:00 | 3.433 | 15.2 | -21.07 | 21.07 | 10000000
2016-04-23 17:00:00 | 3.688 | 16.16 | -22.46 | 22.46 | 10000000
2016-04-23 18:00:00 | 4.6232 | 19.68 | -25 | 25 | 10000000
2016-04-23 19:00:00 | 5.3884 | 22.56 | -27.19 | 27.19 | 10000000
2016-04-23 20:00:00 | 6.3236 | 26.08 | -25.05 | 25.05 | 10000000
2016-04-23 21:00:00 | 6.6211 | 27.2 | -22.1 | 22.1 | 10000000
2016-04-23 22:00:00 | 6.8762 | 28.16 | -18.21 | 18.21 | 10000000
2016-04-23 23:00:00 | 6.9612 | 28.48 | -15.07 | 15.07 | 10000000
2016-04-24 00:00:00 | 7.2163 | 29.44 | -14.31 | 14.31 | 10000000
2016-04-24 01:00:00 | 7.0887 | 28.96 | -12.59 | 12.59 | 10000000
2016-04-24 02:00:00 | 7.3438 | 29.92 | -12.79 | 12.79 | 10000000
2016-04-24 03:00:00 | 7.5563 | 30.72 | -13.62 | 13.62 | 10000000
2016-04-24 04:00:00 | 7.2588 | 29.6 | -12.76 | 12.76 | 10000000
2016-04-24 05:00:00 | 6.9187 | 28.32 | -12.2 | 12.2 | 10000000
2016-04-24 06:00:00 | 6.2386 | 25.76 | -13.75 | 13.75 | 10000000
2016-04-24 07:00:00 | 5.771 | 24 | -12.57 | 12.57 | 10000000
2016-04-24 08:00:00 | 5.3034 | 22.24 | -12.54 | 12.54 | 10000000
2016-04-24 09:00:00 | 5.2183 | 21.92 | -13.79 | 13.79 | 10000000
2016-04-24 10:00:00 | 6.6211 | 27.2 | -14.19 | 14.19 | 10000000
2016-04-24 11:00:00 | 6.026 | 24.96 | -11.88 | 11.88 | 10000000
2016-04-24 12:00:00 | 4.7082 | 20 | -9.44 | 9.44 | 10000000
2016-04-24 13:00:00 | 4.7507 | 20.16 | -9.5 | 9.5 | 10000000
2016-04-24 14:00:00 | 3.9431 | 17.12 | -8.47 | 8.47 | 10000000
2016-04-24 15:00:00 | 4.1131 | 17.76 | -13.04 | 13.04 | 10000000
2016-04-24 16:00:00 | 4.4957 | 19.2 | -20.28 | 20.28 | 10000000
2016-04-24 17:00:00 | 5.1758 | 21.76 | -21.96 | 21.96 | 10000000
2016-04-24 18:00:00 | 5.8135 | 24.16 | -23.94 | 23.94 | 10000000
2016-04-24 19:00:00 | 5.6859 | 23.68 | -24.37 | 24.37 | 10000000
2016-04-24 20:00:00 | 6.1535 | 25.44 | -27.87 | 27.87 | 10000000
2016-04-24 21:00:00 | 6.6211 | 27.2 | -24.04 | 24.04 | 10000000
2016-04-24 22:00:00 | 6.4511 | 26.56 | -22.56 | 22.56 | 10000000
2016-04-24 23:00:00 | 7.4713 | 30.4 | -21.46 | 21.46 | 10000000
2016-04-25 00:00:00 | 7.4288 | 30.24 | -20.82 | 20.82 | 10000000
2016-04-25 01:00:00 | 7.4288 | 30.24 | -20.23 | 20.23 | 10000000
2016-04-25 02:00:00 | 7.1737 | 29.28 | -20.26 | 20.26 | 10000000
2016-04-25 03:00:00 | 7.0887 | 28.96 | -21.1 | 21.1 | 10000000
2016-04-25 04:00:00 | 7.4288 | 30.24 | -29.02 | 29.02 | 10000000
2016-04-25 05:00:00 | 7.0462 | 28.8 | -32.97 | 32.97 | 10000000
2016-04-25 06:00:00 | 6.9187 | 28.32 | -34.48 | 34.48 | 10000000
2016-04-25 07:00:00 | 6.6636 | 27.36 | -30.03 | 30.03 | 10000000
2016-04-25 08:00:00 | 6.4936 | 26.72 | -28.95 | 28.95 | 10000000
2016-04-25 09:00:00 | 5.7284 | 23.84 | -27.94 | 27.94 | 10000000
2016-04-25 10:00:00 | 5.0483 | 21.28 | -28.31 | 28.31 | 10000000
2016-04-25 11:00:00 | 5.0058 | 21.12 | -27.37 | 27.37 | 10000000
2016-04-25 12:00:00 | 4.2406 | 18.24 | -24.39 | 24.39 | 10000000
2016-04-25 13:00:00 | 4.5382 | 19.36 | -23.75 | 23.75 | 10000000
2016-04-25 14:00:00 | 4.3682 | 18.72 | -23.78 | 23.78 | 10000000
2016-04-25 15:00:00 | 4.0281 | 17.44 | -25.95 | 25.95 | 10000000
2016-04-25 16:00:00 | 4.1131 | 17.76 | -28.41 | 28.41 | 10000000
2016-04-25 17:00:00 | 4.3682 | 18.72 | -31.19 | 31.19 | 10000000
2016-04-25 18:00:00 | 5.0908 | 21.44 | -31.46 | 31.46 | 10000000
2016-04-25 19:00:00 | 5.771 | 24 | -30.15 | 30.15 | 10000000
2016-04-25 20:00:00 | 5.7284 | 23.84 | -28.14 | 28.14 | 10000000
2016-04-25 21:00:00 | 6.0685 | 25.12 | -22.97 | 22.97 | 10000000
2016-04-25 22:00:00 | 6.2811 | 25.92 | -21.81 | 21.81 | 10000000
2016-04-25 23:00:00 | 6.2811 | 25.92 | -20.9 | 20.9 | 10000000
2016-04-26 00:00:00 | 6.2811 | 25.92 | -20.96 | 20.96 | 10000000
2016-04-26 01:00:00 | 6.4511 | 26.56 | -20.62 | 20.62 | 10000000
2016-04-26 02:00:00 | 6.3236 | 26.08 | -21.07 | 21.07 | 10000000
2016-04-26 03:00:00 | 6.2811 | 25.92 | -22.73 | 22.73 | 10000000
2016-04-26 04:00:00 | 7.0037 | 28.64 | -29.91 | 29.91 | 10000000
2016-04-26 05:00:00 | 7.1312 | 29.12 | -34.07 | 34.07 | 10000000
2016-04-26 06:00:00 | 6.9612 | 28.48 | -35.14 | 35.14 | 10000000
2016-04-26 07:00:00 | 6.8762 | 28.16 | -32.7 | 32.7 | 10000000
2016-04-26 08:00:00 | 6.1535 | 25.44 | -30.36 | 30.36 | 10000000
2016-04-26 09:00:00 | 5.6859 | 23.68 | -29.78 | 29.78 | 10000000
2016-04-26 10:00:00 | 5.4309 | 22.72 | -26.95 | 26.95 | 10000000
2016-04-26 11:00:00 | 5.0483 | 21.28 | -25.65 | 25.65 | 10000000
2016-04-26 12:00:00 | 5.0483 | 21.28 | -25.29 | 25.29 | 10000000
2016-04-26 13:00:00 | 4.9208 | 20.8 | -25.23 | 25.23 | 10000000
2016-04-26 14:00:00 | 5.3034 | 22.24 | -24.73 | 24.73 | 10000000
2016-04-26 15:00:00 | 5.3884 | 22.56 | -25.29 | 25.29 | 10000000
2016-04-26 16:00:00 | 4.7933 | 20.32 | -28.92 | 28.92 | 10000000
2016-04-26 17:00:00 | 4.9208 | 20.8 | -31.11 | 31.11 | 10000000
2016-04-26 18:00:00 | 5.5584 | 23.2 | -31.61 | 31.61 | 10000000
2016-04-26 19:00:00 | 6.0685 | 25.12 | -31.07 | 31.07 | 10000000
2016-04-26 20:00:00 | 6.196 | 25.6 | -27.98 | 27.98 | 10000000
2016-04-26 21:00:00 | 6.1535 | 25.44 | -23.99 | 23.99 | 10000000
2016-04-26 22:00:00 | 6.6636 | 27.36 | -23.01 | 23.01 | 10000000
2016-04-26 23:00:00 | 6.7487 | 27.68 | -22.42 | 22.42 | 10000000
2016-04-27 00:00:00 | 6.7061 | 27.52 | -22.53 | 22.53 | 10000000
2016-04-27 01:00:00 | 6.7061 | 27.52 | -22.04 | 22.04 | 10000000
2016-04-27 02:00:00 | 6.3661 | 26.24 | -22.17 | 22.17 | 10000000
2016-04-27 03:00:00 | 6.3661 | 26.24 | -23.77 | 23.77 | 10000000
2016-04-27 04:00:00 | 6.3236 | 26.08 | -28.6 | 28.6 | 10000000
2016-04-27 05:00:00 | 6.111 | 25.28 | -31.47 | 31.47 | 10000000
2016-04-27 06:00:00 | 5.8985 | 24.48 | -30.27 | 30.27 | 10000000
2016-04-27 07:00:00 | 5.856 | 24.32 | -28.85 | 28.85 | 10000000
2016-04-27 08:00:00 | 5.3034 | 22.24 | -25.65 | 25.65 | 10000000
2016-04-27 09:00:00 | 4.8358 | 20.48 | -24.91 | 24.91 | 10000000
2016-04-27 10:00:00 | 5.5584 | 23.2 | -24.21 | 24.21 | 10000000
2016-04-27 11:00:00 | 4.5382 | 19.36 | -24.14 | 24.14 | 10000000
2016-04-27 12:00:00 | 5.3884 | 22.56 | -23.56 | 23.56 | 10000000
2016-04-27 13:00:00 | 5.8985 | 24.48 | -23.42 | 23.42 | 10000000
2016-04-27 14:00:00 | 5.6859 | 23.68 | -23.53 | 23.53 | 10000000
2016-04-27 15:00:00 | 5.6434 | 23.52 | -24.03 | 24.03 | 10000000
2016-04-27 16:00:00 | 4.7082 | 20 | -28.95 | 28.95 | 10000000
2016-04-27 17:00:00 | 6.2386 | 25.76 | -30.27 | 30.27 | 10000000
2016-04-27 18:00:00 | 5.856 | 24.32 | -33 | 33 | 10000000
2016-04-27 19:00:00 | 5.771 | 24 | -31.95 | 31.95 | 10000000
2016-04-27 20:00:00 | 5.8135 | 24.16 | -27.93 | 27.93 | 10000000
2016-04-27 21:00:00 | 6.111 | 25.28 | -25.51 | 25.51 | 10000000
2016-04-27 22:00:00 | 5.8135 | 24.16 | -23 | 23 | 10000000
2016-04-27 23:00:00 | 5.7284 | 23.84 | -23.46 | 23.46 | 10000000
2016-04-28 00:00:00 | 5.8985 | 24.48 | -24.55 | 24.55 | 10000000
2016-04-28 01:00:00 | 6.026 | 24.96 | -23.28 | 23.28 | 10000000
2016-04-28 02:00:00 | 6.0685 | 25.12 | -23.73 | 23.73 | 10000000
2016-04-28 03:00:00 | 6.026 | 24.96 | -25.59 | 25.59 | 10000000
2016-04-28 04:00:00 | 6.1535 | 25.44 | -31.12 | 31.12 | 10000000
2016-04-28 05:00:00 | 5.9835 | 24.8 | -37.99 | 37.99 | 10000000
2016-04-28 06:00:00 | 5.941 | 24.64 | -37.99 | 37.99 | 10000000
2016-04-28 07:00:00 | 5.8135 | 24.16 | -34.1 | 34.1 | 10000000
2016-04-28 08:00:00 | 5.6859 | 23.68 | -29.93 | 29.93 | 10000000
2016-04-28 09:00:00 | 5.5159 | 23.04 | -29.39 | 29.39 | 10000000
2016-04-28 10:00:00 | 5.3034 | 22.24 | -26.16 | 26.16 | 10000000
2016-04-28 11:00:00 | 4.8783 | 20.64 | -24.98 | 24.98 | 10000000
2016-04-28 12:00:00 | 4.7082 | 20 | -27.39 | 27.39 | 10000000
2016-04-28 13:00:00 | 3.9856 | 17.28 | -26.96 | 26.96 | 10000000
2016-04-28 14:00:00 | 4.0281 | 17.44 | -26.5 | 26.5 | 10000000
2016-04-28 15:00:00 | 3.9006 | 16.96 | -30 | 30 | 10000000
2016-04-28 16:00:00 | 3.9856 | 17.28 | -34.79 | 34.79 | 10000000
2016-04-28 17:00:00 | 4.5807 | 19.52 | -38.43 | 38.43 | 10000000
2016-04-28 18:00:00 | 5.0058 | 21.12 | -35.75 | 35.75 | 10000000
2016-04-28 19:00:00 | 5.6434 | 23.52 | -37.19 | 37.19 | 10000000
2016-04-28 20:00:00 | 6.2386 | 25.76 | -34.92 | 34.92 | 10000000
2016-04-28 21:00:00 | 6.3236 | 26.08 | -30.3 | 30.3 | 10000000
2016-04-28 22:00:00 | 6.5361 | 26.88 | -26.41 | 26.41 | 10000000
2016-04-28 23:00:00 | 6.5361 | 26.88 | -25.01 | 25.01 | 10000000
2016-04-29 00:00:00 | 7.0037 | 28.64 | -23.99 | 23.99 | 10000000
2016-04-29 01:00:00 | 7.0887 | 28.96 | -22.46 | 22.46 | 10000000
2016-04-29 02:00:00 | 7.0887 | 28.96 | -22.35 | 22.35 | 10000000
2016-04-29 03:00:00 | 7.4288 | 30.24 | -23.47 | 23.47 | 10000000
2016-04-29 04:00:00 | 7.3438 | 29.92 | -26.8 | 26.8 | 10000000
2016-04-29 05:00:00 | 6.8762 | 28.16 | -30.68 | 30.68 | 10000000
2016-04-29 06:00:00 | 5.856 | 24.32 | -28.51 | 28.51 | 10000000
2016-04-29 07:00:00 | 4.8358 | 20.48 | -22.39 | 22.39 | 10000000
2016-04-29 08:00:00 | 3.688 | 16.16 | -20.69 | 20.69 | 10000000
2016-04-29 09:00:00 | 2.7953 | 12.8 | -20.05 | 20.05 | 10000000
2016-04-29 10:00:00 | 2.4553 | 11.52 | -19.09 | 19.09 | 10000000
2016-04-29 11:00:00 | 2.4553 | 11.52 | -20.14 | 20.14 | 10000000
2016-04-29 12:00:00 | 1.7326 | 8.8 | -20.86 | 20.86 | 10000000
2016-04-29 13:00:00 | 1.8601 | 9.28 | -22.01 | 22.01 | 10000000
2016-04-29 14:00:00 | 1.8601 | 9.28 | -22.59 | 22.59 | 10000000
2016-04-29 15:00:00 | 2.0302 | 9.92 | -26.01 | 26.01 | 10000000
2016-04-29 16:00:00 | 2.0302 | 9.92 | -30.82 | 30.82 | 10000000
2016-04-29 17:00:00 | 2.5403 | 11.84 | -34.83 | 34.83 | 10000000
2016-04-29 18:00:00 | 3.3905 | 15.04 | -35.18 | 35.18 | 10000000
2016-04-29 19:00:00 | 3.7305 | 16.32 | -33.08 | 33.08 | 10000000
2016-04-29 20:00:00 | 3.5605 | 15.68 | -30.93 | 30.93 | 10000000
2016-04-29 21:00:00 | 4.0706 | 17.6 | -27.35 | 27.35 | 10000000
2016-04-29 22:00:00 | 4.1556 | 17.92 | -24.17 | 24.17 | 10000000
2016-04-29 23:00:00 | 4.4532 | 19.04 | -24.25 | 24.25 | 10000000
2016-04-30 00:00:00 | 4.1131 | 17.76 | -24.54 | 24.54 | 10000000
2016-04-30 01:00:00 | 4.3257 | 18.56 | -25.04 | 25.04 | 10000000
2016-04-30 02:00:00 | 4.3682 | 18.72 | -24 | 24 | 10000000
2016-04-30 03:00:00 | 4.5807 | 19.52 | -24 | 24 | 10000000
2016-04-30 04:00:00 | 4.9633 | 20.96 | -24.22 | 24.22 | 10000000
2016-04-30 05:00:00 | 4.9633 | 20.96 | -25.45 | 25.45 | 10000000
2016-04-30 06:00:00 | 4.7082 | 20 | -26.81 | 26.81 | 10000000
2016-04-30 07:00:00 | 4.0281 | 17.44 | -28.69 | 28.69 | 10000000
2016-04-30 08:00:00 | 2.9229 | 13.28 | -25.7 | 25.7 | 10000000
2016-04-30 09:00:00 | 2.0302 | 9.92 | -24.05 | 24.05 | 10000000
2016-04-30 10:00:00 | 1.18 | 6.72 | -22.44 | 22.44 | 10000000
2016-04-30 11:00:00 | 1.18 | 6.72 | -22.01 | 22.01 | 10000000
2016-04-30 12:00:00 | 1.18 | 6.72 | -21.48 | 21.48 | 10000000
2016-04-30 13:00:00 | 1.18 | 6.72 | -21.17 | 21.17 | 10000000
2016-04-30 14:00:00 | 1.18 | 6.72 | -21.54 | 21.54 | 10000000
2016-04-30 15:00:00 | 1.18 | 6.72 | -22.34 | 22.34 | 10000000
2016-04-30 16:00:00 | 1.18 | 6.72 | -25.02 | 25.02 | 10000000
2016-04-30 17:00:00 | 1.18 | 6.72 | -25.51 | 25.51 | 10000000
2016-04-30 18:00:00 | 1.6901 | 8.64 | -25.61 | 25.61 | 10000000
2016-04-30 19:00:00 | 2.4978 | 11.68 | -28.53 | 28.53 | 10000000
2016-04-30 20:00:00 | 2.9654 | 13.44 | -27.92 | 27.92 | 10000000
2016-04-30 21:00:00 | 3.3054 | 14.72 | -24.03 | 24.03 | 10000000
2016-04-30 22:00:00 | 3.7305 | 16.32 | -20.1 | 20.1 | 10000000
2016-04-30 23:00:00 | 3.9431 | 17.12 | -19.81 | 19.81 | 10000000
2016-05-01 00:00:00 | 5.0908 | 21.44 | -18.72 | 18.72 | 10000000
2016-05-01 01:00:00 | 5.5159 | 23.04 | -17.03 | 17.03 | 10000000
2016-05-01 02:00:00 | 5.3034 | 22.24 | -17.17 | 17.17 | 10000000
2016-05-01 03:00:00 | 5.771 | 24 | -17.92 | 17.92 | 10000000
2016-05-01 04:00:00 | 5.2183 | 21.92 | -17.64 | 17.64 | 10000000
2016-05-01 05:00:00 | 5.6009 | 23.36 | -17.04 | 17.04 | 10000000
2016-05-01 06:00:00 | 4.2831 | 18.4 | -16.82 | 16.82 | 10000000
2016-05-01 07:00:00 | 3.3054 | 14.72 | -17.42 | 17.42 | 10000000
2016-05-01 08:00:00 | 2.3702 | 11.2 | -16.77 | 16.77 | 10000000
2016-05-01 09:00:00 | 1.5626 | 8.16 | -16.97 | 16.97 | 10000000
2016-05-01 10:00:00 | 1.18 | 6.72 | -15.16 | 15.16 | 10000000
2016-05-01 11:00:00 | 1.18 | 6.72 | -13.73 | 13.73 | 10000000
2016-05-01 12:00:00 | 1.18 | 6.72 | -14.29 | 14.29 | 10000000
2016-05-01 13:00:00 | 1.18 | 6.72 | -13.54 | 13.54 | 10000000
2016-05-01 14:00:00 | 1.18 | 6.72 | -14.25 | 14.25 | 10000000
2016-05-01 15:00:00 | 1.18 | 6.72 | -16.21 | 16.21 | 10000000
2016-05-01 16:00:00 | 1.18 | 6.72 | -21.35 | 21.35 | 10000000
2016-05-01 17:00:00 | 1.18 | 6.72 | -23.57 | 23.57 | 10000000
2016-05-01 18:00:00 | 1.9027 | 9.44 | -25.08 | 25.08 | 10000000
2016-05-01 19:00:00 | 2.8804 | 13.12 | -25.74 | 25.74 | 10000000
2016-05-01 20:00:00 | 4.6232 | 19.68 | -26.35 | 26.35 | 10000000
2016-05-01 21:00:00 | 4.3682 | 18.72 | -24.48 | 24.48 | 10000000
2016-05-01 22:00:00 | 5.2183 | 21.92 | -21.45 | 21.45 | 10000000
2016-05-01 23:00:00 | 5.1333 | 21.6 | -20.23 | 20.23 | 10000000
2016-05-02 00:00:00 | 5.6009 | 23.36 | -20.03 | 20.03 | 10000000
2016-05-02 01:00:00 | 5.2183 | 21.92 | -19.94 | 19.94 | 10000000
2016-05-02 02:00:00 | 5.3884 | 22.56 | -20.08 | 20.08 | 10000000
2016-05-02 03:00:00 | 5.3034 | 22.24 | -23.47 | 23.47 | 10000000
2016-05-02 04:00:00 | 6.4936 | 26.72 | -31.12 | 31.12 | 10000000
2016-05-02 05:00:00 | 6.196 | 25.6 | -35.53 | 35.53 | 10000000
2016-05-02 06:00:00 | 5.0908 | 21.44 | -34.96 | 34.96 | 10000000
2016-05-02 07:00:00 | 3.0504 | 13.76 | -31.35 | 31.35 | 10000000
2016-05-02 08:00:00 | 2.0727 | 10.08 | -28.29 | 28.29 | 10000000
2016-05-02 09:00:00 | 1.6901 | 8.64 | -26.91 | 26.91 | 10000000
2016-05-02 10:00:00 | 1.2225 | 6.88 | -25.29 | 25.29 | 10000000
2016-05-02 11:00:00 | 1.18 | 6.72 | -25.07 | 25.07 | 10000000
2016-05-02 12:00:00 | 1.18 | 6.72 | -25.02 | 25.02 | 10000000
2016-05-02 13:00:00 | 1.18 | 6.72 | -25.53 | 25.53 | 10000000
2016-05-02 14:00:00 | 1.18 | 6.72 | -26.94 | 26.94 | 10000000
2016-05-02 15:00:00 | 1.18 | 6.72 | -29.06 | 29.06 | 10000000
2016-05-02 16:00:00 | 1.18 | 6.72 | -33 | 33 | 10000000
2016-05-02 17:00:00 | 1.18 | 6.72 | -35.79 | 35.79 | 10000000
2016-05-02 18:00:00 | 1.5201 | 8 | -35.76 | 35.76 | 10000000
2016-05-02 19:00:00 | 2.6253 | 12.16 | -34.08 | 34.08 | 10000000
2016-05-02 20:00:00 | 3.1354 | 14.08 | -31.93 | 31.93 | 10000000
2016-05-02 21:00:00 | 3.4755 | 15.36 | -27.05 | 27.05 | 10000000
2016-05-02 22:00:00 | 4.3682 | 18.72 | -23.91 | 23.91 | 10000000
2016-05-02 23:00:00 | 5.0058 | 21.12 | -22.32 | 22.32 | 10000000
2016-05-03 00:00:00 | 5.2608 | 22.08 | -21.84 | 21.84 | 10000000
2016-05-03 01:00:00 | 5.3034 | 22.24 | -21.37 | 21.37 | 10000000
2016-05-03 02:00:00 | 5.3884 | 22.56 | -21.85 | 21.85 | 10000000
2016-05-03 03:00:00 | 5.5584 | 23.2 | -23.26 | 23.26 | 10000000
2016-05-03 04:00:00 | 6.0685 | 25.12 | -30.39 | 30.39 | 10000000
2016-05-03 05:00:00 | 4.7507 | 20.16 | -33.9 | 33.9 | 10000000
2016-05-03 06:00:00 | 3.348 | 14.88 | -36.48 | 36.48 | 10000000
2016-05-03 07:00:00 | 2.5828 | 12 | -35.95 | 35.95 | 10000000
2016-05-03 08:00:00 | 1.18 | 6.72 | -35.58 | 35.58 | 10000000
2016-05-03 09:00:00 | 1.18 | 6.72 | -34.9 | 34.9 | 10000000
2016-05-03 10:00:00 | 1.18 | 6.72 | -31.55 | 31.55 | 10000000
2016-05-03 11:00:00 | 1.18 | 6.72 | -26.59 | 26.59 | 10000000
2016-05-03 12:00:00 | 1.18 | 6.72 | -24.9 | 24.9 | 10000000
2016-05-03 13:00:00 | 1.18 | 6.72 | -24.1 | 24.1 | 10000000
2016-05-03 14:00:00 | 1.18 | 6.72 | -23.91 | 23.91 | 10000000
2016-05-03 15:00:00 | 1.18 | 6.72 | -25.17 | 25.17 | 10000000
2016-05-03 16:00:00 | 1.18 | 6.72 | -28.51 | 28.51 | 10000000
2016-05-03 17:00:00 | 2.1152 | 10.24 | -31.69 | 31.69 | 10000000
2016-05-03 18:00:00 | 2.9229 | 13.28 | -32.1 | 32.1 | 10000000
2016-05-03 19:00:00 | 3.348 | 14.88 | -32.8 | 32.8 | 10000000
2016-05-03 20:00:00 | 3.9856 | 17.28 | -30.92 | 30.92 | 10000000
2016-05-03 21:00:00 | 3.9006 | 16.96 | -24.59 | 24.59 | 10000000
2016-05-03 22:00:00 | 3.9431 | 17.12 | -22.94 | 22.94 | 10000000
2016-05-03 23:00:00 | 3.773 | 16.48 | -21.98 | 21.98 | 10000000
2016-05-04 00:00:00 | 3.773 | 16.48 | -21.95 | 21.95 | 10000000
2016-05-04 01:00:00 | 3.8581 | 16.8 | -21.69 | 21.69 | 10000000
2016-05-04 02:00:00 | 4.0706 | 17.6 | -22.14 | 22.14 | 10000000
2016-05-04 03:00:00 | 4.1131 | 17.76 | -23.59 | 23.59 | 10000000
2016-05-04 04:00:00 | 4.2406 | 18.24 | -31.47 | 31.47 | 10000000
2016-05-04 05:00:00 | 4.2831 | 18.4 | -35.05 | 35.05 | 10000000
2016-05-04 06:00:00 | 4.0281 | 17.44 | -35.97 | 35.97 | 10000000
2016-05-04 07:00:00 | 3.8581 | 16.8 | -32.46 | 32.46 | 10000000
2016-05-04 08:00:00 | 3.773 | 16.48 | -28.51 | 28.51 | 10000000
2016-05-04 09:00:00 | 3.5605 | 15.68 | -27.14 | 27.14 | 10000000
2016-05-04 10:00:00 | 3.1354 | 14.08 | -25.43 | 25.43 | 10000000
2016-05-04 11:00:00 | 2.3277 | 11.04 | -24.37 | 24.37 | 10000000
2016-05-04 12:00:00 | 1.5626 | 8.16 | -24.01 | 24.01 | 10000000
2016-05-04 13:00:00 | 1.4776 | 7.84 | -23.64 | 23.64 | 10000000
2016-05-04 14:00:00 | 1.6901 | 8.64 | -23.88 | 23.88 | 10000000
2016-05-04 15:00:00 | 1.5201 | 8 | -25.1 | 25.1 | 10000000
2016-05-04 16:00:00 | 1.6051 | 8.32 | -28.96 | 28.96 | 10000000
2016-05-04 17:00:00 | 1.9877 | 9.76 | -31.73 | 31.73 | 10000000
2016-05-04 18:00:00 | 2.7103 | 12.48 | -32 | 32 | 10000000
2016-05-04 19:00:00 | 4.0706 | 17.6 | -32.9 | 32.9 | 10000000
2016-05-04 20:00:00 | 4.2406 | 18.24 | -31.93 | 31.93 | 10000000
2016-05-04 21:00:00 | 5.0483 | 21.28 | -27.8 | 27.8 | 10000000
2016-05-04 22:00:00 | 5.1758 | 21.76 | -23.69 | 23.69 | 10000000
2016-05-04 23:00:00 | 5.4309 | 22.72 | -21.86 | 21.86 | 10000000
2016-05-05 00:00:00 | 5.0058 | 21.12 | -21.26 | 21.26 | 10000000
2016-05-05 01:00:00 | 4.9208 | 20.8 | -20.26 | 20.26 | 10000000
2016-05-05 02:00:00 | 4.9208 | 20.8 | -19.79 | 19.79 | 10000000
2016-05-05 03:00:00 | 4.9208 | 20.8 | -19.79 | 19.79 | 10000000
2016-05-05 04:00:00 | 4.8358 | 20.48 | -19.95 | 19.95 | 10000000
2016-05-05 05:00:00 | 4.4957 | 19.2 | -20.07 | 20.07 | 10000000
2016-05-05 06:00:00 | 3.773 | 16.48 | -20 | 20 | 10000000
2016-05-05 07:00:00 | 3.3054 | 14.72 | -19.57 | 19.57 | 10000000
2016-05-05 08:00:00 | 2.5403 | 11.84 | -19.01 | 19.01 | 10000000
2016-05-05 09:00:00 | 1.9027 | 9.44 | -17.76 | 17.76 | 10000000
2016-05-05 10:00:00 | 1.2225 | 6.88 | -16.97 | 16.97 | 10000000
2016-05-05 11:00:00 | 1.18 | 6.72 | -13.42 | 13.42 | 10000000
2016-05-05 12:00:00 | 1.18 | 6.72 | -10.85 | 10.85 | 10000000
2016-05-05 13:00:00 | 1.18 | 6.72 | -10.49 | 10.49 | 10000000
2016-05-05 14:00:00 | 1.18 | 6.72 | -13.06 | 13.06 | 10000000
2016-05-05 15:00:00 | 1.18 | 6.72 | -17.77 | 17.77 | 10000000
2016-05-05 16:00:00 | 1.18 | 6.72 | -20.67 | 20.67 | 10000000
2016-05-05 17:00:00 | 1.18 | 6.72 | -24.2 | 24.2 | 10000000
2016-05-05 18:00:00 | 1.3925 | 7.52 | -24.08 | 24.08 | 10000000
2016-05-05 19:00:00 | 2.4553 | 11.52 | -24.87 | 24.87 | 10000000
2016-05-05 20:00:00 | 3.0079 | 13.6 | -25.79 | 25.79 | 10000000
2016-05-05 21:00:00 | 3.4755 | 15.36 | -21.62 | 21.62 | 10000000
2016-05-05 22:00:00 | 3.688 | 16.16 | -20.73 | 20.73 | 10000000
2016-05-05 23:00:00 | 3.9431 | 17.12 | -19.08 | 19.08 | 10000000
2016-05-06 00:00:00 | 4.7082 | 20 | -18.46 | 18.46 | 10000000
2016-05-06 01:00:00 | 4.9633 | 20.96 | -17.87 | 17.87 | 10000000
2016-05-06 02:00:00 | 5.2608 | 22.08 | -19.11 | 19.11 | 10000000
2016-05-06 03:00:00 | 5.6009 | 23.36 | -20 | 20 | 10000000
2016-05-06 04:00:00 | 5.5584 | 23.2 | -24.44 | 24.44 | 10000000
2016-05-06 05:00:00 | 4.4957 | 19.2 | -30.33 | 30.33 | 10000000
2016-05-06 06:00:00 | 2.5828 | 12 | -30.99 | 30.99 | 10000000
2016-05-06 07:00:00 | 1.8601 | 9.28 | -29.98 | 29.98 | 10000000
2016-05-06 08:00:00 | 1.18 | 6.72 | -24.28 | 24.28 | 10000000
2016-05-06 09:00:00 | 1.18 | 6.72 | -22.58 | 22.58 | 10000000
2016-05-06 10:00:00 | 1.18 | 6.72 | -19.66 | 19.66 | 10000000
2016-05-06 11:00:00 | 1.18 | 6.72 | -14.24 | 14.24 | 10000000
2016-05-06 12:00:00 | 1.18 | 6.72 | -11.92 | 11.92 | 10000000
2016-05-06 13:00:00 | 1.18 | 6.72 | -14.96 | 14.96 | 10000000
2016-05-06 14:00:00 | 1.18 | 6.72 | -17.93 | 17.93 | 10000000
2016-05-06 15:00:00 | 1.18 | 6.72 | -21.85 | 21.85 | 10000000
2016-05-06 16:00:00 | 1.18 | 6.72 | -27.99 | 27.99 | 10000000
2016-05-06 17:00:00 | 1.18 | 6.72 | -30.94 | 30.94 | 10000000
2016-05-06 18:00:00 | 1.18 | 6.72 | -28.8 | 28.8 | 10000000
2016-05-06 19:00:00 | 1.18 | 6.72 | -27.86 | 27.86 | 10000000
2016-05-06 20:00:00 | 1.18 | 6.72 | -25.43 | 25.43 | 10000000
2016-05-06 21:00:00 | 1.5201 | 8 | -21.42 | 21.42 | 10000000
2016-05-06 22:00:00 | 1.3925 | 7.52 | -19.73 | 19.73 | 10000000
2016-05-06 23:00:00 | 1.8176 | 9.12 | -16.9 | 16.9 | 10000000
2016-05-07 00:00:00 | 2.2852 | 10.88 | -14.95 | 14.95 | 10000000
2016-05-07 01:00:00 | 2.7103 | 12.48 | -14.64 | 14.64 | 10000000
2016-05-07 02:00:00 | 3.0079 | 13.6 | -14.96 | 14.96 | 10000000
2016-05-07 03:00:00 | 3.433 | 15.2 | -15.2 | 15.2 | 10000000
2016-05-07 04:00:00 | 3.8581 | 16.8 | -16.27 | 16.27 | 10000000
2016-05-07 05:00:00 | 2.9229 | 13.28 | -19.32 | 19.32 | 10000000
2016-05-07 06:00:00 | 2.2002 | 10.56 | -19.94 | 19.94 | 10000000
2016-05-07 07:00:00 | 1.2225 | 6.88 | -19.41 | 19.41 | 10000000
2016-05-07 08:00:00 | 1.18 | 6.72 | -13.1 | 13.1 | 10000000
2016-05-07 09:00:00 | 1.18 | 6.72 | -10.54 | 10.54 | 10000000
2016-05-07 10:00:00 | 1.18 | 6.72 | -6.12 | 6.12 | 10000000
2016-05-07 11:00:00 | 1.18 | 6.72 | -5.32 | 5.32 | 10000000
2016-05-07 12:00:00 | 1.18 | 6.72 | -3.05 | 3.05 | 10000000
2016-05-07 13:00:00 | 1.18 | 6.72 | -3.84 | 3.84 | 10000000
2016-05-07 14:00:00 | 1.18 | 6.72 | -8.67 | 8.67 | 10000000
2016-05-07 15:00:00 | 1.18 | 6.72 | -13.49 | 13.49 | 10000000
2016-05-07 16:00:00 | 1.18 | 6.72 | -19.92 | 19.92 | 10000000
2016-05-07 17:00:00 | 1.18 | 6.72 | -21.43 | 21.43 | 10000000
2016-05-07 18:00:00 | 1.18 | 6.72 | -19.93 | 19.93 | 10000000
2016-05-07 19:00:00 | 1.18 | 6.72 | -19.81 | 19.81 | 10000000
2016-05-07 20:00:00 | 1.18 | 6.72 | -19.72 | 19.72 | 10000000
2016-05-07 21:00:00 | 1.3925 | 7.52 | -18.22 | 18.22 | 10000000
2016-05-07 22:00:00 | 1.6051 | 8.32 | -14.2 | 14.2 | 10000000
2016-05-07 23:00:00 | 1.9027 | 9.44 | -10.01 | 10.01 | 10000000
2016-05-08 00:00:00 | 2.1577 | 10.4 | -7.98 | 7.98 | 10000000
2016-05-08 01:00:00 | 2.3277 | 11.04 | -5.07 | 5.07 | 10000000
2016-05-08 02:00:00 | 2.7953 | 12.8 | -4 | 4 | 10000000
2016-05-08 03:00:00 | 2.6253 | 12.16 | -3 | 3 | 10000000
2016-05-08 04:00:00 | 2.7103 | 12.48 | -2.91 | 2.91 | 10000000
2016-05-08 05:00:00 | 2.1577 | 10.4 | -2.79 | 2.79 | 10000000
2016-05-08 06:00:00 | 1.4351 | 7.68 | -4 | 4 | 10000000
2016-05-08 07:00:00 | 1.18 | 6.72 | -2.35 | 2.35 | 10000000
2016-05-08 08:00:00 | 1.18 | 6.72 | 1.63 |  | 0
2016-05-08 09:00:00 | 1.18 | 6.72 | 7.09 |  | 0
2016-05-08 10:00:00 | 1.18 | 6.72 | 76.09 |  | 0
2016-05-08 11:00:00 | 1.18 | 6.72 | 100.06 |  | 0
2016-05-08 12:00:00 | 1.18 | 6.72 | 130.09 |  | 0
2016-05-08 13:00:00 | 1.18 | 6.72 | 82.06 |  | 0
2016-05-08 14:00:00 | 1.18 | 6.72 | 76 |  | 0
2016-05-08 15:00:00 | 1.18 | 6.72 | 0.6 |  | 0
2016-05-08 16:00:00 | 1.18 | 6.72 | -10.4 | 10.4 | 10000000
2016-05-08 17:00:00 | 1.18 | 6.72 | -19.35 | 19.35 | 10000000
2016-05-08 18:00:00 | 1.18 | 6.72 | -19.4 | 19.4 | 10000000
2016-05-08 19:00:00 | 1.18 | 6.72 | -20.02 | 20.02 | 10000000
2016-05-08 20:00:00 | 1.18 | 6.72 | -20.12 | 20.12 | 10000000
2016-05-08 21:00:00 | 1.18 | 6.72 | -18.66 | 18.66 | 10000000
2016-05-08 22:00:00 | 1.18 | 6.72 | -14.28 | 14.28 | 10000000
2016-05-08 23:00:00 | 1.18 | 6.72 | -12.68 | 12.68 | 10000000
2016-05-09 00:00:00 | 1.4776 | 7.84 | -12.09 | 12.09 | 10000000
2016-05-09 01:00:00 | 1.8176 | 9.12 | -9.57 | 9.57 | 10000000
2016-05-09 02:00:00 | 2.8378 | 12.96 | -11 | 11 | 10000000
2016-05-09 03:00:00 | 3.8581 | 16.8 | -14.18 | 14.18 | 10000000
2016-05-09 04:00:00 | 2.2852 | 10.88 | -28.57 | 28.57 | 10000000
2016-05-09 05:00:00 | 2.2852 | 10.88 | -32.95 | 32.95 | 10000000
2016-05-09 06:00:00 | 1.18 | 6.72 | -34.69 | 34.69 | 10000000
2016-05-09 07:00:00 | 1.18 | 6.72 | -31.24 | 31.24 | 10000000
2016-05-09 08:00:00 | 1.18 | 6.72 | -24.23 | 24.23 | 10000000
2016-05-09 09:00:00 | 1.18 | 6.72 | -22.15 | 22.15 | 10000000
2016-05-09 10:00:00 | 1.18 | 6.72 | -17.08 | 17.08 | 10000000
2016-05-09 11:00:00 | 1.18 | 6.72 | -12.01 | 12.01 | 10000000
2016-05-09 12:00:00 | 1.18 | 6.72 | -10.85 | 10.85 | 10000000
2016-05-09 13:00:00 | 1.18 | 6.72 | -18.63 | 18.63 | 10000000
2016-05-09 14:00:00 | 1.18 | 6.72 | -21 | 21 | 10000000
2016-05-09 15:00:00 | 1.18 | 6.72 | -23.71 | 23.71 | 10000000
2016-05-09 16:00:00 | 1.18 | 6.72 | -27.12 | 27.12 | 10000000
2016-05-09 17:00:00 | 1.18 | 6.72 | -31.46 | 31.46 | 10000000
2016-05-09 18:00:00 | 1.18 | 6.72 | -31.28 | 31.28 | 10000000
2016-05-09 19:00:00 | 1.18 | 6.72 | -30 | 30 | 10000000
2016-05-09 20:00:00 | 1.18 | 6.72 | -24.92 | 24.92 | 10000000
2016-05-09 21:00:00 | 1.18 | 6.72 | -21.83 | 21.83 | 10000000
2016-05-09 22:00:00 | 1.5626 | 8.16 | -22.55 | 22.55 | 10000000
2016-05-09 23:00:00 | 1.265 | 7.04 | -21.09 | 21.09 | 10000000
2016-05-10 00:00:00 | 1.6901 | 8.64 | -19.61 | 19.61 | 10000000
2016-05-10 01:00:00 | 1.6476 | 8.48 | -19.33 | 19.33 | 10000000
2016-05-10 02:00:00 | 2.1577 | 10.4 | -19.87 | 19.87 | 10000000
2016-05-10 03:00:00 | 2.5828 | 12 | -21.56 | 21.56 | 10000000
2016-05-10 04:00:00 | 3.688 | 16.16 | -28.5 | 28.5 | 10000000
2016-05-10 05:00:00 | 1.9027 | 9.44 | -31.87 | 31.87 | 10000000
2016-05-10 06:00:00 | 1.18 | 6.72 | -36.66 | 36.66 | 10000000
2016-05-10 07:00:00 | 1.18 | 6.72 | -34.61 | 34.61 | 10000000
2016-05-10 08:00:00 | 1.18 | 6.72 | -29.96 | 29.96 | 10000000
2016-05-10 09:00:00 | 1.18 | 6.72 | -25.54 | 25.54 | 10000000
2016-05-10 10:00:00 | 1.18 | 6.72 | -23.46 | 23.46 | 10000000
2016-05-10 11:00:00 | 1.18 | 6.72 | -23.34 | 23.34 | 10000000
2016-05-10 12:00:00 | 1.18 | 6.72 | -23.41 | 23.41 | 10000000
2016-05-10 13:00:00 | 1.18 | 6.72 | -27.6 | 27.6 | 10000000
2016-05-10 14:00:00 | 1.18 | 6.72 | -28.21 | 28.21 | 10000000
2016-05-10 15:00:00 | 1.18 | 6.72 | -30.69 | 30.69 | 10000000
2016-05-10 16:00:00 | 1.18 | 6.72 | -31.93 | 31.93 | 10000000
2016-05-10 17:00:00 | 1.18 | 6.72 | -32.5 | 32.5 | 10000000
2016-05-10 18:00:00 | 1.18 | 6.72 | -32.25 | 32.25 | 10000000
2016-05-10 19:00:00 | 1.18 | 6.72 | -31.99 | 31.99 | 10000000
2016-05-10 20:00:00 | 1.18 | 6.72 | -29.96 | 29.96 | 10000000
2016-05-10 21:00:00 | 1.18 | 6.72 | -22.34 | 22.34 | 10000000
2016-05-10 22:00:00 | 1.3925 | 7.52 | -22.4 | 22.4 | 10000000
2016-05-10 23:00:00 | 1.4351 | 7.68 | -20.54 | 20.54 | 10000000
2016-05-11 00:00:00 | 1.6901 | 8.64 | -19.92 | 19.92 | 10000000
2016-05-11 01:00:00 | 1.6901 | 8.64 | -19.11 | 19.11 | 10000000
2016-05-11 02:00:00 | 2.2002 | 10.56 | -19.87 | 19.87 | 10000000
2016-05-11 03:00:00 | 2.4553 | 11.52 | -21.84 | 21.84 | 10000000
2016-05-11 04:00:00 | 2.3702 | 11.2 | -28.96 | 28.96 | 10000000
2016-05-11 05:00:00 | 1.8176 | 9.12 | -35.27 | 35.27 | 10000000
2016-05-11 06:00:00 | 1.18 | 6.72 | -39.6 | 39.6 | 10000000
2016-05-11 07:00:00 | 1.18 | 6.72 | -34.94 | 34.94 | 10000000
2016-05-11 08:00:00 | 1.18 | 6.72 | -29.41 | 29.41 | 10000000
2016-05-11 09:00:00 | 1.18 | 6.72 | -24.58 | 24.58 | 10000000
2016-05-11 10:00:00 | 1.18 | 6.72 | -22.19 | 22.19 | 10000000
2016-05-11 11:00:00 | 1.18 | 6.72 | -20.87 | 20.87 | 10000000
2016-05-11 12:00:00 | 1.18 | 6.72 | -20.74 | 20.74 | 10000000
2016-05-11 13:00:00 | 1.18 | 6.72 | -21.73 | 21.73 | 10000000
2016-05-11 14:00:00 | 1.18 | 6.72 | -22.54 | 22.54 | 10000000
2016-05-11 15:00:00 | 1.18 | 6.72 | -23.36 | 23.36 | 10000000
2016-05-11 16:00:00 | 1.18 | 6.72 | -25.87 | 25.87 | 10000000
2016-05-11 17:00:00 | 1.18 | 6.72 | -31.32 | 31.32 | 10000000
2016-05-11 18:00:00 | 1.18 | 6.72 | -29.94 | 29.94 | 10000000
2016-05-11 19:00:00 | 1.18 | 6.72 | -25.09 | 25.09 | 10000000
2016-05-11 20:00:00 | 1.18 | 6.72 | -22.23 | 22.23 | 10000000
2016-05-11 21:00:00 | 1.18 | 6.72 | -19.44 | 19.44 | 10000000
2016-05-11 22:00:00 | 1.35 | 7.36 | -19.5 | 19.5 | 10000000
2016-05-11 23:00:00 | 1.35 | 7.36 | -17.81 | 17.81 | 10000000
2016-05-12 00:00:00 | 1.7326 | 8.8 | -14.67 | 14.67 | 10000000
2016-05-12 01:00:00 | 2.1152 | 10.24 | -14 | 14 | 10000000
2016-05-12 02:00:00 | 2.9229 | 13.28 | -13.02 | 13.02 | 10000000
2016-05-12 03:00:00 | 3.348 | 14.88 | -18.08 | 18.08 | 10000000
2016-05-12 04:00:00 | 3.348 | 14.88 | -24.08 | 24.08 | 10000000
2016-05-12 05:00:00 | 2.7103 | 12.48 | -30.93 | 30.93 | 10000000
2016-05-12 06:00:00 | 1.9452 | 9.6 | -34.05 | 34.05 | 10000000
2016-05-12 07:00:00 | 1.18 | 6.72 | -30.96 | 30.96 | 10000000
2016-05-12 08:00:00 | 1.18 | 6.72 | -28.93 | 28.93 | 10000000
2016-05-12 09:00:00 | 1.18 | 6.72 | -26.95 | 26.95 | 10000000
2016-05-12 10:00:00 | 1.18 | 6.72 | -25.24 | 25.24 | 10000000
2016-05-12 11:00:00 | 1.18 | 6.72 | -24.15 | 24.15 | 10000000
2016-05-12 12:00:00 | 1.18 | 6.72 | -24.75 | 24.75 | 10000000
2016-05-12 13:00:00 | 1.18 | 6.72 | -25.07 | 25.07 | 10000000
2016-05-12 14:00:00 | 1.18 | 6.72 | -25.14 | 25.14 | 10000000
2016-05-12 15:00:00 | 1.18 | 6.72 | -27.47 | 27.47 | 10000000
2016-05-12 16:00:00 | 1.18 | 6.72 | -29.79 | 29.79 | 10000000
2016-05-12 17:00:00 | 1.18 | 6.72 | -32.91 | 32.91 | 10000000
2016-05-12 18:00:00 | 1.18 | 6.72 | -32.85 | 32.85 | 10000000
2016-05-12 19:00:00 | 1.5201 | 8 | -31.84 | 31.84 | 10000000
2016-05-12 20:00:00 | 2.1152 | 10.24 | -29.98 | 29.98 | 10000000
2016-05-12 21:00:00 | 2.7103 | 12.48 | -25.14 | 25.14 | 10000000
2016-05-12 22:00:00 | 2.7528 | 12.64 | -23.07 | 23.07 | 10000000
2016-05-12 23:00:00 | 2.7528 | 12.64 | -21.41 | 21.41 | 10000000
2016-05-13 00:00:00 | 3.1354 | 14.08 | -21.04 | 21.04 | 10000000
2016-05-13 01:00:00 | 3.688 | 16.16 | -20.55 | 20.55 | 10000000
2016-05-13 02:00:00 | 3.9006 | 16.96 | -21.13 | 21.13 | 10000000
2016-05-13 03:00:00 | 4.0706 | 17.6 | -23 | 23 | 10000000
2016-05-13 04:00:00 | 3.9431 | 17.12 | -28.07 | 28.07 | 10000000
2016-05-13 05:00:00 | 3.2629 | 14.56 | -36.14 | 36.14 | 10000000
2016-05-13 06:00:00 | 2.4128 | 11.36 | -40.21 | 40.21 | 10000000
2016-05-13 07:00:00 | 1.7751 | 8.96 | -38.23 | 38.23 | 10000000
2016-05-13 08:00:00 | 1.18 | 6.72 | -35.37 | 35.37 | 10000000
2016-05-13 09:00:00 | 1.18 | 6.72 | -35.45 | 35.45 | 10000000
2016-05-13 10:00:00 | 1.18 | 6.72 | -30.94 | 30.94 | 10000000
2016-05-13 11:00:00 | 1.18 | 6.72 | -27.99 | 27.99 | 10000000
2016-05-13 12:00:00 | 1.18 | 6.72 | -25.28 | 25.28 | 10000000
2016-05-13 13:00:00 | 1.18 | 6.72 | -23.8 | 23.8 | 10000000
2016-05-13 14:00:00 | 1.18 | 6.72 | -23.53 | 23.53 | 10000000
2016-05-13 15:00:00 | 1.18 | 6.72 | -24.01 | 24.01 | 10000000
2016-05-13 16:00:00 | 1.18 | 6.72 | -26.37 | 26.37 | 10000000
2016-05-13 17:00:00 | 1.18 | 6.72 | -29 | 29 | 10000000
2016-05-13 18:00:00 | 1.7326 | 8.8 | -27.1 | 27.1 | 10000000
2016-05-13 19:00:00 | 3.348 | 14.88 | -25.03 | 25.03 | 10000000
2016-05-13 20:00:00 | 3.603 | 15.84 | -26.96 | 26.96 | 10000000
2016-05-13 21:00:00 | 4.1981 | 18.08 | -23.02 | 23.02 | 10000000
2016-05-13 22:00:00 | 4.7933 | 20.32 | -13.76 | 13.76 | 10000000
2016-05-13 23:00:00 | 4.8358 | 20.48 | -13.1 | 13.1 | 10000000
2016-05-14 00:00:00 | 4.8358 | 20.48 | -11.51 | 11.51 | 10000000
2016-05-14 01:00:00 | 4.5382 | 19.36 | -9.71 | 9.71 | 10000000
2016-05-14 02:00:00 | 4.5807 | 19.52 | -10.37 | 10.37 | 10000000
2016-05-14 03:00:00 | 4.1556 | 17.92 | -10.21 | 10.21 | 10000000
2016-05-14 04:00:00 | 4.2831 | 18.4 | -9.91 | 9.91 | 10000000
2016-05-14 05:00:00 | 3.773 | 16.48 | -11.24 | 11.24 | 10000000
2016-05-14 06:00:00 | 3.0929 | 13.92 | -15.57 | 15.57 | 10000000
2016-05-14 07:00:00 | 2.7103 | 12.48 | -14.86 | 14.86 | 10000000
2016-05-14 08:00:00 | 2.4128 | 11.36 | -11.99 | 11.99 | 10000000
2016-05-14 09:00:00 | 2.1577 | 10.4 | -11.37 | 11.37 | 10000000
2016-05-14 10:00:00 | 1.7326 | 8.8 | -10.27 | 10.27 | 10000000
2016-05-14 11:00:00 | 1.7751 | 8.96 | -8.14 | 8.14 | 10000000
2016-05-14 12:00:00 | 1.35 | 7.36 | -7.01 | 7.01 | 10000000
2016-05-14 13:00:00 | 1.6476 | 8.48 | -4.95 | 4.95 | 10000000
2016-05-14 14:00:00 | 1.9877 | 9.76 | -4.92 | 4.92 | 10000000
2016-05-14 15:00:00 | 2.2427 | 10.72 | -9.91 | 9.91 | 10000000
2016-05-14 16:00:00 | 1.9877 | 9.76 | -15.01 | 15.01 | 10000000
2016-05-14 17:00:00 | 2.5828 | 12 | -20.71 | 20.71 | 10000000
2016-05-14 18:00:00 | 2.9229 | 13.28 | -20.46 | 20.46 | 10000000
2016-05-14 19:00:00 | 3.4755 | 15.36 | -19.3 | 19.3 | 10000000
2016-05-14 20:00:00 | 3.7305 | 16.32 | -23.6 | 23.6 | 10000000
2016-05-14 21:00:00 | 4.2406 | 18.24 | -20.52 | 20.52 | 10000000
2016-05-14 22:00:00 | 4.4532 | 19.04 | -20 | 20 | 10000000
2016-05-14 23:00:00 | 4.4957 | 19.2 | -12.98 | 12.98 | 10000000
2016-05-15 00:00:00 | 4.6657 | 19.84 | -11.94 | 11.94 | 10000000
2016-05-15 01:00:00 | 4.8783 | 20.64 | -9.13 | 9.13 | 10000000
2016-05-15 02:00:00 | 4.9208 | 20.8 | -9.19 | 9.19 | 10000000
2016-05-15 03:00:00 | 5.2183 | 21.92 | -9.56 | 9.56 | 10000000
2016-05-15 04:00:00 | 5.1333 | 21.6 | -7.1 | 7.1 | 10000000
2016-05-15 05:00:00 | 4.8783 | 20.64 | -5.63 | 5.63 | 10000000
2016-05-15 06:00:00 | 4.3682 | 18.72 | -5.5 | 5.5 | 10000000
2016-05-15 07:00:00 | 3.9431 | 17.12 | -4.57 | 4.57 | 10000000
2016-05-15 08:00:00 | 3.2629 | 14.56 | -3.5 | 3.5 | 10000000
2016-05-15 09:00:00 | 2.8378 | 12.96 | -3.63 | 3.63 | 10000000
2016-05-15 10:00:00 | 2.7103 | 12.48 | -0.73 | 0.73 | 10000000
2016-05-15 11:00:00 | 4.7933 | 20.32 | 9.25 |  | 0
2016-05-15 12:00:00 | 3.8155 | 16.64 | 35.02 |  | 0
2016-05-15 13:00:00 | 3.7305 | 16.32 | 8.24 |  | 0
2016-05-15 14:00:00 | 3.6455 | 16 | 2.97 |  | 0
2016-05-15 15:00:00 | 3.5605 | 15.68 | -2.49 | 2.49 | 10000000
2016-05-15 16:00:00 | 3.6455 | 16 | -14.45 | 14.45 | 10000000
2016-05-15 17:00:00 | 3.4755 | 15.36 | -21.41 | 21.41 | 10000000
2016-05-15 18:00:00 | 3.7305 | 16.32 | -21.69 | 21.69 | 10000000
2016-05-15 19:00:00 | 4.3682 | 18.72 | -22.95 | 22.95 | 10000000
2016-05-15 20:00:00 | 4.4532 | 19.04 | -24.28 | 24.28 | 10000000
2016-05-15 21:00:00 | 4.9633 | 20.96 | -22.36 | 22.36 | 10000000
2016-05-15 22:00:00 | 4.9633 | 20.96 | -17.85 | 17.85 | 10000000
2016-05-15 23:00:00 | 4.9633 | 20.96 | -16.86 | 16.86 | 10000000
2016-05-16 00:00:00 | 5.0908 | 21.44 | -16.06 | 16.06 | 10000000
2016-05-16 01:00:00 | 4.8783 | 20.64 | -15.04 | 15.04 | 10000000
2016-05-16 02:00:00 | 4.8358 | 20.48 | -14.06 | 14.06 | 10000000
2016-05-16 03:00:00 | 4.7507 | 20.16 | -15.93 | 15.93 | 10000000
2016-05-16 04:00:00 | 4.7507 | 20.16 | -16.42 | 16.42 | 10000000
2016-05-16 05:00:00 | 4.7507 | 20.16 | -19.43 | 19.43 | 10000000
2016-05-16 06:00:00 | 4.4107 | 18.88 | -22.54 | 22.54 | 10000000
2016-05-16 07:00:00 | 4.2406 | 18.24 | -22.91 | 22.91 | 10000000
2016-05-16 08:00:00 | 4.0281 | 17.44 | -23.11 | 23.11 | 10000000
2016-05-16 09:00:00 | 3.0929 | 13.92 | -23.35 | 23.35 | 10000000
2016-05-16 10:00:00 | 2.5828 | 12 | -22.9 | 22.9 | 10000000
2016-05-16 11:00:00 | 2.2427 | 10.72 | -18.23 | 18.23 | 10000000
2016-05-16 12:00:00 | 1.6051 | 8.32 | -16.09 | 16.09 | 10000000
2016-05-16 13:00:00 | 2.0727 | 10.08 | -16.26 | 16.26 | 10000000
2016-05-16 14:00:00 | 1.6476 | 8.48 | -17.15 | 17.15 | 10000000
2016-05-16 15:00:00 | 4.2406 | 18.24 | -18.27 | 18.27 | 10000000
2016-05-16 16:00:00 | 2.7528 | 12.64 | -24 | 24 | 10000000
2016-05-16 17:00:00 | 3.0929 | 13.92 | -27.16 | 27.16 | 10000000
2016-05-16 18:00:00 | 3.1354 | 14.08 | -28.37 | 28.37 | 10000000
2016-05-16 19:00:00 | 3.603 | 15.84 | -31.93 | 31.93 | 10000000
2016-05-16 20:00:00 | 4.2831 | 18.4 | -29.99 | 29.99 | 10000000
2016-05-16 21:00:00 | 3.9431 | 17.12 | -24.99 | 24.99 | 10000000
2016-05-16 22:00:00 | 4.4957 | 19.2 | -30 | 30 | 10000000
2016-05-16 23:00:00 | 4.7507 | 20.16 | -24 | 24 | 10000000
2016-05-17 00:00:00 | 4.8783 | 20.64 | -22.82 | 22.82 | 10000000
2016-05-17 01:00:00 | 4.7933 | 20.32 | -21.6 | 21.6 | 10000000
2016-05-17 02:00:00 | 4.8358 | 20.48 | -21.73 | 21.73 | 10000000
2016-05-17 03:00:00 | 4.8783 | 20.64 | -22.91 | 22.91 | 10000000
2016-05-17 04:00:00 | 4.7507 | 20.16 | -29.95 | 29.95 | 10000000
2016-05-17 05:00:00 | 4.6232 | 19.68 | -36.36 | 36.36 | 10000000
2016-05-17 06:00:00 | 4.4107 | 18.88 | -38 | 38 | 10000000
2016-05-17 07:00:00 | 3.9856 | 17.28 | -30.93 | 30.93 | 10000000
2016-05-17 08:00:00 | 3.3054 | 14.72 | -28.99 | 28.99 | 10000000
2016-05-17 09:00:00 | 3.5605 | 15.68 | -32.22 | 32.22 | 10000000
2016-05-17 10:00:00 | 3.603 | 15.84 | -31.61 | 31.61 | 10000000
2016-05-17 11:00:00 | 2.9654 | 13.44 | -30.08 | 30.08 | 10000000
2016-05-17 12:00:00 | 3.1779 | 14.24 | -29.93 | 29.93 | 10000000
2016-05-17 13:00:00 | 2.8378 | 12.96 | -30 | 30 | 10000000
2016-05-17 14:00:00 | 3.0079 | 13.6 | -30.02 | 30.02 | 10000000
2016-05-17 15:00:00 | 2.5403 | 11.84 | -30.14 | 30.14 | 10000000
2016-05-17 16:00:00 | 2.6678 | 12.32 | -34.64 | 34.64 | 10000000
2016-05-17 17:00:00 | 2.7953 | 12.8 | -34.92 | 34.92 | 10000000
2016-05-17 18:00:00 | 3.0079 | 13.6 | -36.76 | 36.76 | 10000000
2016-05-17 19:00:00 | 3.2629 | 14.56 | -37.44 | 37.44 | 10000000
2016-05-17 20:00:00 | 3.348 | 14.88 | -33.22 | 33.22 | 10000000
2016-05-17 21:00:00 | 3.4755 | 15.36 | -29 | 29 | 10000000
2016-05-17 22:00:00 | 3.688 | 16.16 | -24.91 | 24.91 | 10000000
2016-05-17 23:00:00 | 3.688 | 16.16 | -24.29 | 24.29 | 10000000
2016-05-18 00:00:00 | 3.8581 | 16.8 | -23.89 | 23.89 | 10000000
2016-05-18 01:00:00 | 3.8581 | 16.8 | -22.92 | 22.92 | 10000000
2016-05-18 02:00:00 | 4.6657 | 19.84 | -23.31 | 23.31 | 10000000
2016-05-18 03:00:00 | 4.6232 | 19.68 | -24.57 | 24.57 | 10000000
2016-05-18 04:00:00 | 4.6232 | 19.68 | -31.12 | 31.12 | 10000000
2016-05-18 05:00:00 | 4.1981 | 18.08 | -37.06 | 37.06 | 10000000
2016-05-18 06:00:00 | 3.3054 | 14.72 | -39.48 | 39.48 | 10000000
2016-05-18 07:00:00 | 3.0079 | 13.6 | -35.31 | 35.31 | 10000000
2016-05-18 08:00:00 | 2.5828 | 12 | -32.58 | 32.58 | 10000000
2016-05-18 09:00:00 | 2.2852 | 10.88 | -30.98 | 30.98 | 10000000
2016-05-18 10:00:00 | 1.3925 | 7.52 | -31.12 | 31.12 | 10000000
2016-05-18 11:00:00 | 1.18 | 6.72 | -30.9 | 30.9 | 10000000
2016-05-18 12:00:00 | 1.18 | 6.72 | -30.87 | 30.87 | 10000000
2016-05-18 13:00:00 | 1.18 | 6.72 | -30.85 | 30.85 | 10000000
2016-05-18 14:00:00 | 1.18 | 6.72 | -31.32 | 31.32 | 10000000
2016-05-18 15:00:00 | 1.18 | 6.72 | -31.69 | 31.69 | 10000000
2016-05-18 16:00:00 | 1.18 | 6.72 | -33.08 | 33.08 | 10000000
2016-05-18 17:00:00 | 1.18 | 6.72 | -34.94 | 34.94 | 10000000
2016-05-18 18:00:00 | 1.18 | 6.72 | -34.64 | 34.64 | 10000000
2016-05-18 19:00:00 | 1.18 | 6.72 | -34.95 | 34.95 | 10000000
2016-05-18 20:00:00 | 1.6051 | 8.32 | -33.09 | 33.09 | 10000000
2016-05-18 21:00:00 | 1.7751 | 8.96 | -27.2 | 27.2 | 10000000
2016-05-18 22:00:00 | 1.8601 | 9.28 | -24.88 | 24.88 | 10000000
2016-05-18 23:00:00 | 2.0727 | 10.08 | -22.91 | 22.91 | 10000000
2016-05-19 00:00:00 | 2.2427 | 10.72 | -22.23 | 22.23 | 10000000
2016-05-19 01:00:00 | 2.6253 | 12.16 | -21.85 | 21.85 | 10000000
2016-05-19 02:00:00 | 2.5403 | 11.84 | -22.29 | 22.29 | 10000000
2016-05-19 03:00:00 | 2.5828 | 12 | -23.9 | 23.9 | 10000000
2016-05-19 04:00:00 | 2.6678 | 12.32 | -31.58 | 31.58 | 10000000
2016-05-19 05:00:00 | 2.4978 | 11.68 | -39.4 | 39.4 | 10000000
2016-05-19 06:00:00 | 2.1152 | 10.24 | -46 | 46 | 10000000
2016-05-19 07:00:00 | 1.5201 | 8 | -44.13 | 44.13 | 10000000
2016-05-19 08:00:00 | 1.18 | 6.72 | -45 | 45 | 10000000
2016-05-19 09:00:00 | 1.18 | 6.72 | -44.91 | 44.91 | 10000000
2016-05-19 10:00:00 | 1.18 | 6.72 | -40.07 | 40.07 | 10000000
2016-05-19 11:00:00 | 1.18 | 6.72 | -38.96 | 38.96 | 10000000
2016-05-19 12:00:00 | 1.18 | 6.72 | -35 | 35 | 10000000
2016-05-19 13:00:00 | 1.18 | 6.72 | -33.06 | 33.06 | 10000000
2016-05-19 14:00:00 | 1.18 | 6.72 | -31.91 | 31.91 | 10000000
2016-05-19 15:00:00 | 1.18 | 6.72 | -32.35 | 32.35 | 10000000
2016-05-19 16:00:00 | 1.18 | 6.72 | -34 | 34 | 10000000
2016-05-19 17:00:00 | 1.18 | 6.72 | -36.08 | 36.08 | 10000000
2016-05-19 18:00:00 | 1.18 | 6.72 | -34.96 | 34.96 | 10000000
2016-05-19 19:00:00 | 1.18 | 6.72 | -33.85 | 33.85 | 10000000
2016-05-19 20:00:00 | 1.18 | 6.72 | -32.08 | 32.08 | 10000000
2016-05-19 21:00:00 | 1.18 | 6.72 | -29.14 | 29.14 | 10000000
2016-05-19 22:00:00 | 1.35 | 7.36 | -24.73 | 24.73 | 10000000
2016-05-19 23:00:00 | 1.9027 | 9.44 | -23.42 | 23.42 | 10000000
2016-05-20 00:00:00 | 2.3277 | 11.04 | -21.5 | 21.5 | 10000000
2016-05-20 01:00:00 | 2.4128 | 11.36 | -21.34 | 21.34 | 10000000
2016-05-20 02:00:00 | 2.7103 | 12.48 | -21.52 | 21.52 | 10000000
2016-05-20 03:00:00 | 2.8804 | 13.12 | -23.23 | 23.23 | 10000000
2016-05-20 04:00:00 | 2.9654 | 13.44 | -27.71 | 27.71 | 10000000
2016-05-20 05:00:00 | 1.7326 | 8.8 | -33.07 | 33.07 | 10000000
2016-05-20 06:00:00 | 1.6901 | 8.64 | -34.97 | 34.97 | 10000000
2016-05-20 07:00:00 | 1.18 | 6.72 | -31.91 | 31.91 | 10000000
2016-05-20 08:00:00 | 1.18 | 6.72 | -27.5 | 27.5 | 10000000
2016-05-20 09:00:00 | 1.18 | 6.72 | -26.27 | 26.27 | 10000000
2016-05-20 10:00:00 | 1.18 | 6.72 | -24.99 | 24.99 | 10000000
2016-05-20 11:00:00 | 1.18 | 6.72 | -24.3 | 24.3 | 10000000
2016-05-20 12:00:00 | 1.18 | 6.72 | -24.22 | 24.22 | 10000000
2016-05-20 13:00:00 | 1.18 | 6.72 | -24.2 | 24.2 | 10000000
2016-05-20 14:00:00 | 1.18 | 6.72 | -24.57 | 24.57 | 10000000
2016-05-20 15:00:00 | 1.18 | 6.72 | -28.9 | 28.9 | 10000000
2016-05-20 16:00:00 | 1.18 | 6.72 | -32.69 | 32.69 | 10000000
2016-05-20 17:00:00 | 1.18 | 6.72 | -33.92 | 33.92 | 10000000
2016-05-20 18:00:00 | 1.18 | 6.72 | -34.06 | 34.06 | 10000000
2016-05-20 19:00:00 | 1.18 | 6.72 | -33.21 | 33.21 | 10000000
2016-05-20 20:00:00 | 1.6051 | 8.32 | -33.66 | 33.66 | 10000000
2016-05-20 21:00:00 | 1.6476 | 8.48 | -27.98 | 27.98 | 10000000
2016-05-20 22:00:00 | 1.4776 | 7.84 | -24.36 | 24.36 | 10000000
2016-05-20 23:00:00 | 1.8176 | 9.12 | -23.49 | 23.49 | 10000000
2016-05-21 00:00:00 | 2.3702 | 11.2 | -22.6 | 22.6 | 10000000
2016-05-21 01:00:00 | 2.3277 | 11.04 | -21.75 | 21.75 | 10000000
2016-05-21 02:00:00 | 2.7528 | 12.64 | -21.26 | 21.26 | 10000000
2016-05-21 03:00:00 | 3.1779 | 14.24 | -20.5 | 20.5 | 10000000
2016-05-21 04:00:00 | 2.3702 | 11.2 | -20.66 | 20.66 | 10000000
2016-05-21 05:00:00 | 2.0302 | 9.92 | -22.88 | 22.88 | 10000000
2016-05-21 06:00:00 | 1.6051 | 8.32 | -23.06 | 23.06 | 10000000
2016-05-21 07:00:00 | 1.18 | 6.72 | -22.55 | 22.55 | 10000000
2016-05-21 08:00:00 | 1.18 | 6.72 | -20.32 | 20.32 | 10000000
2016-05-21 09:00:00 | 1.18 | 6.72 | -18.95 | 18.95 | 10000000
2016-05-21 10:00:00 | 1.18 | 6.72 | -16.19 | 16.19 | 10000000
2016-05-21 11:00:00 | 1.18 | 6.72 | -15.24 | 15.24 | 10000000
2016-05-21 12:00:00 | 1.18 | 6.72 | -15.09 | 15.09 | 10000000
2016-05-21 13:00:00 | 1.18 | 6.72 | -13.29 | 13.29 | 10000000
2016-05-21 14:00:00 | 1.18 | 6.72 | -17.42 | 17.42 | 10000000
2016-05-21 15:00:00 | 1.18 | 6.72 | -19.06 | 19.06 | 10000000
2016-05-21 16:00:00 | 1.18 | 6.72 | -23.9 | 23.9 | 10000000
2016-05-21 17:00:00 | 1.18 | 6.72 | -26.28 | 26.28 | 10000000
2016-05-21 18:00:00 | 1.18 | 6.72 | -30.94 | 30.94 | 10000000
2016-05-21 19:00:00 | 1.18 | 6.72 | -31.49 | 31.49 | 10000000
2016-05-21 20:00:00 | 1.18 | 6.72 | -28.94 | 28.94 | 10000000
2016-05-21 21:00:00 | 1.18 | 6.72 | -23.42 | 23.42 | 10000000
2016-05-21 22:00:00 | 1.18 | 6.72 | -17.79 | 17.79 | 10000000
2016-05-21 23:00:00 | 1.18 | 6.72 | -10.38 | 10.38 | 10000000
2016-05-22 00:00:00 | 1.6051 | 8.32 | -7.62 | 7.62 | 10000000
2016-05-22 01:00:00 | 1.6051 | 8.32 | -4.6 | 4.6 | 10000000
2016-05-22 02:00:00 | 1.9452 | 9.6 | -2.81 | 2.81 | 10000000
2016-05-22 03:00:00 | 2.3702 | 11.2 | -0.13 | 0.13 | 10000000
2016-05-22 04:00:00 | 1.9027 | 9.44 | 1 |  | 0
2016-05-22 05:00:00 | 1.3925 | 7.52 | -0.5 | 0.5 | 10000000
2016-05-22 06:00:00 | 1.18 | 6.72 | -2.59 | 2.59 | 10000000
2016-05-22 07:00:00 | 1.18 | 6.72 | 0.94 |  | 0
2016-05-22 08:00:00 | 1.18 | 6.72 | 1.11 |  | 0
2016-05-22 09:00:00 | 1.18 | 6.72 | 0.9 |  | 0
2016-05-22 10:00:00 | 1.18 | 6.72 | 5.68 |  | 0
2016-05-22 11:00:00 | 1.18 | 6.72 | 25.72 |  | 0
2016-05-22 12:00:00 | 1.18 | 6.72 | 10.97 |  | 0
2016-05-22 13:00:00 | 1.18 | 6.72 | 7.82 |  | 0
2016-05-22 14:00:00 | 1.18 | 6.72 | 5.19 |  | 0
2016-05-22 15:00:00 | 1.18 | 6.72 | -2.02 | 2.02 | 10000000
2016-05-22 16:00:00 | 1.18 | 6.72 | -21.33 | 21.33 | 10000000
2016-05-22 17:00:00 | 1.18 | 6.72 | -23.65 | 23.65 | 10000000
2016-05-22 18:00:00 | 1.18 | 6.72 | -25.32 | 25.32 | 10000000
2016-05-22 19:00:00 | 1.18 | 6.72 | -26.11 | 26.11 | 10000000
2016-05-22 20:00:00 | 1.18 | 6.72 | -27.22 | 27.22 | 10000000
2016-05-22 21:00:00 | 1.18 | 6.72 | -22.9 | 22.9 | 10000000
2016-05-22 22:00:00 | 1.18 | 6.72 | -22.61 | 22.61 | 10000000
2016-05-22 23:00:00 | 1.18 | 6.72 | -20.89 | 20.89 | 10000000
2016-05-23 00:00:00 | 1.18 | 6.72 | -19.51 | 19.51 | 10000000
2016-05-23 01:00:00 | 1.18 | 6.72 | -18.91 | 18.91 | 10000000
2016-05-23 02:00:00 | 1.18 | 6.72 | -19.46 | 19.46 | 10000000
2016-05-23 03:00:00 | 1.9877 | 9.76 | -20.69 | 20.69 | 10000000
2016-05-23 04:00:00 | 1.9027 | 9.44 | -28.05 | 28.05 | 10000000
2016-05-23 05:00:00 | 1.4351 | 7.68 | -34.51 | 34.51 | 10000000
2016-05-23 06:00:00 | 1.18 | 6.72 | -35.93 | 35.93 | 10000000
2016-05-23 07:00:00 | 1.18 | 6.72 | -33.99 | 33.99 | 10000000
2016-05-23 08:00:00 | 1.18 | 6.72 | -36 | 36 | 10000000
2016-05-23 09:00:00 | 1.18 | 6.72 | -35.94 | 35.94 | 10000000
2016-05-23 10:00:00 | 1.18 | 6.72 | -33.91 | 33.91 | 10000000
2016-05-23 11:00:00 | 1.18 | 6.72 | -33.54 | 33.54 | 10000000
2016-05-23 12:00:00 | 1.18 | 6.72 | -32.5 | 32.5 | 10000000
2016-05-23 13:00:00 | 1.18 | 6.72 | -32.78 | 32.78 | 10000000
2016-05-23 14:00:00 | 1.18 | 6.72 | -31.96 | 31.96 | 10000000
2016-05-23 15:00:00 | 1.18 | 6.72 | -31.68 | 31.68 | 10000000
2016-05-23 16:00:00 | 1.18 | 6.72 | -32.49 | 32.49 | 10000000
2016-05-23 17:00:00 | 1.18 | 6.72 | -33.09 | 33.09 | 10000000
2016-05-23 18:00:00 | 1.18 | 6.72 | -33.97 | 33.97 | 10000000
2016-05-23 19:00:00 | 1.18 | 6.72 | -31.97 | 31.97 | 10000000
2016-05-23 20:00:00 | 1.18 | 6.72 | -24.47 | 24.47 | 10000000
2016-05-23 21:00:00 | 1.18 | 6.72 | -22.71 | 22.71 | 10000000
2016-05-23 22:00:00 | 1.18 | 6.72 | -21.99 | 21.99 | 10000000
2016-05-23 23:00:00 | 1.3075 | 7.2 | -21.75 | 21.75 | 10000000
2016-05-24 00:00:00 | 1.5626 | 8.16 | -20.48 | 20.48 | 10000000
2016-05-24 01:00:00 | 1.9027 | 9.44 | -20 | 20 | 10000000
2016-05-24 02:00:00 | 2.1152 | 10.24 | -20.72 | 20.72 | 10000000
2016-05-24 03:00:00 | 1.9452 | 9.6 | -22.61 | 22.61 | 10000000
2016-05-24 04:00:00 | 1.5626 | 8.16 | -26.13 | 26.13 | 10000000
2016-05-24 05:00:00 | 1.4351 | 7.68 | -34.38 | 34.38 | 10000000
2016-05-24 06:00:00 | 1.18 | 6.72 | -37.09 | 37.09 | 10000000
2016-05-24 07:00:00 | 1.18 | 6.72 | -36.19 | 36.19 | 10000000
2016-05-24 08:00:00 | 1.18 | 6.72 | -36.94 | 36.94 | 10000000
2016-05-24 09:00:00 | 1.18 | 6.72 | -36.06 | 36.06 | 10000000
2016-05-24 10:00:00 | 1.18 | 6.72 | -33.09 | 33.09 | 10000000
2016-05-24 11:00:00 | 1.18 | 6.72 | -33 | 33 | 10000000
2016-05-24 12:00:00 | 1.18 | 6.72 | -32.69 | 32.69 | 10000000
2016-05-24 13:00:00 | 1.18 | 6.72 | -30.92 | 30.92 | 10000000
2016-05-24 14:00:00 | 1.18 | 6.72 | -29.12 | 29.12 | 10000000
2016-05-24 15:00:00 | 1.18 | 6.72 | -29.8 | 29.8 | 10000000
2016-05-24 16:00:00 | 1.18 | 6.72 | -31.25 | 31.25 | 10000000
2016-05-24 17:00:00 | 1.18 | 6.72 | -32.2 | 32.2 | 10000000
2016-05-24 18:00:00 | 1.18 | 6.72 | -31.64 | 31.64 | 10000000
2016-05-24 19:00:00 | 1.18 | 6.72 | -32.38 | 32.38 | 10000000
2016-05-24 20:00:00 | 1.18 | 6.72 | -30.43 | 30.43 | 10000000
2016-05-24 21:00:00 | 1.18 | 6.72 | -24.98 | 24.98 | 10000000
2016-05-24 22:00:00 | 1.35 | 7.36 | -22.97 | 22.97 | 10000000
2016-05-24 23:00:00 | 1.35 | 7.36 | -22.57 | 22.57 | 10000000
2016-05-25 00:00:00 | 1.35 | 7.36 | -21.57 | 21.57 | 10000000
2016-05-25 01:00:00 | 1.3075 | 7.2 | -21 | 21 | 10000000
2016-05-25 02:00:00 | 1.3925 | 7.52 | -21.63 | 21.63 | 10000000
2016-05-25 03:00:00 | 1.4776 | 7.84 | -22.99 | 22.99 | 10000000
2016-05-25 04:00:00 | 1.4776 | 7.84 | -30.92 | 30.92 | 10000000
2016-05-25 05:00:00 | 1.3925 | 7.52 | -35.8 | 35.8 | 10000000
2016-05-25 06:00:00 | 1.265 | 7.04 | -39.2 | 39.2 | 10000000
2016-05-25 07:00:00 | 1.18 | 6.72 | -34.99 | 34.99 | 10000000
2016-05-25 08:00:00 | 1.18 | 6.72 | -34.16 | 34.16 | 10000000
2016-05-25 09:00:00 | 1.18 | 6.72 | -33.07 | 33.07 | 10000000
2016-05-25 10:00:00 | 1.18 | 6.72 | -31.02 | 31.02 | 10000000
2016-05-25 11:00:00 | 1.18 | 6.72 | -28.95 | 28.95 | 10000000
2016-05-25 12:00:00 | 1.18 | 6.72 | -30.13 | 30.13 | 10000000
2016-05-25 13:00:00 | 1.18 | 6.72 | -30.12 | 30.12 | 10000000
2016-05-25 14:00:00 | 1.18 | 6.72 | -30.9 | 30.9 | 10000000
2016-05-25 15:00:00 | 1.18 | 6.72 | -32.92 | 32.92 | 10000000
2016-05-25 16:00:00 | 1.18 | 6.72 | -35.8 | 35.8 | 10000000
2016-05-25 17:00:00 | 1.18 | 6.72 | -36.61 | 36.61 | 10000000
2016-05-25 18:00:00 | 1.18 | 6.72 | -36.76 | 36.76 | 10000000
2016-05-25 19:00:00 | 1.18 | 6.72 | -35.49 | 35.49 | 10000000
2016-05-25 20:00:00 | 1.5201 | 8 | -34.92 | 34.92 | 10000000
2016-05-25 21:00:00 | 2.2002 | 10.56 | -28.06 | 28.06 | 10000000
2016-05-25 22:00:00 | 2.9229 | 13.28 | -25.74 | 25.74 | 10000000
2016-05-25 23:00:00 | 2.8378 | 12.96 | -24.16 | 24.16 | 10000000
2016-05-26 00:00:00 | 2.6253 | 12.16 | -23.42 | 23.42 | 10000000
2016-05-26 01:00:00 | 2.5828 | 12 | -23.27 | 23.27 | 10000000
2016-05-26 02:00:00 | 2.4553 | 11.52 | -23.33 | 23.33 | 10000000
2016-05-26 03:00:00 | 2.3277 | 11.04 | -23.79 | 23.79 | 10000000
2016-05-26 04:00:00 | 2.3702 | 11.2 | -26.15 | 26.15 | 10000000
2016-05-26 05:00:00 | 2.3277 | 11.04 | -30.96 | 30.96 | 10000000
2016-05-26 06:00:00 | 2.2427 | 10.72 | -30.97 | 30.97 | 10000000
2016-05-26 07:00:00 | 2.0302 | 9.92 | -27.94 | 27.94 | 10000000
2016-05-26 08:00:00 | 1.8601 | 9.28 | -25.57 | 25.57 | 10000000
2016-05-26 09:00:00 | 1.6901 | 8.64 | -24.79 | 24.79 | 10000000
2016-05-26 10:00:00 | 1.3075 | 7.2 | -25.46 | 25.46 | 10000000
2016-05-26 11:00:00 | 1.18 | 6.72 | -24.71 | 24.71 | 10000000
2016-05-26 12:00:00 | 1.18 | 6.72 | -24.69 | 24.69 | 10000000
2016-05-26 13:00:00 | 1.18 | 6.72 | -25.16 | 25.16 | 10000000
2016-05-26 14:00:00 | 1.18 | 6.72 | -25.76 | 25.76 | 10000000
2016-05-26 15:00:00 | 1.18 | 6.72 | -28.07 | 28.07 | 10000000
2016-05-26 16:00:00 | 1.18 | 6.72 | -34 | 34 | 10000000
2016-05-26 17:00:00 | 1.18 | 6.72 | -35.27 | 35.27 | 10000000
2016-05-26 18:00:00 | 1.18 | 6.72 | -34.95 | 34.95 | 10000000
2016-05-26 19:00:00 | 1.18 | 6.72 | -32.94 | 32.94 | 10000000
2016-05-26 20:00:00 | 1.3075 | 7.2 | -33.1 | 33.1 | 10000000
2016-05-26 21:00:00 | 1.7751 | 8.96 | -26.94 | 26.94 | 10000000
2016-05-26 22:00:00 | 2.0302 | 9.92 | -24.43 | 24.43 | 10000000
2016-05-26 23:00:00 | 2.2427 | 10.72 | -23.42 | 23.42 | 10000000
2016-05-27 00:00:00 | 2.2852 | 10.88 | -21.95 | 21.95 | 10000000
2016-05-27 01:00:00 | 2.2852 | 10.88 | -20.61 | 20.61 | 10000000
2016-05-27 02:00:00 | 2.3702 | 11.2 | -21.69 | 21.69 | 10000000
2016-05-27 03:00:00 | 2.3702 | 11.2 | -23.45 | 23.45 | 10000000
2016-05-27 04:00:00 | 2.3702 | 11.2 | -27.88 | 27.88 | 10000000
2016-05-27 05:00:00 | 2.2002 | 10.56 | -32.99 | 32.99 | 10000000
2016-05-27 06:00:00 | 2.0727 | 10.08 | -35.48 | 35.48 | 10000000
2016-05-27 07:00:00 | 1.8601 | 9.28 | -34.26 | 34.26 | 10000000
2016-05-27 08:00:00 | 1.5201 | 8 | -32.95 | 32.95 | 10000000
2016-05-27 09:00:00 | 1.18 | 6.72 | -32.91 | 32.91 | 10000000
2016-05-27 10:00:00 | 1.18 | 6.72 | -30.37 | 30.37 | 10000000
2016-05-27 11:00:00 | 1.18 | 6.72 | -27.2 | 27.2 | 10000000
2016-05-27 12:00:00 | 1.18 | 6.72 | -26.64 | 26.64 | 10000000
2016-05-27 13:00:00 | 1.18 | 6.72 | -26.86 | 26.86 | 10000000
2016-05-27 14:00:00 | 1.18 | 6.72 | -27.68 | 27.68 | 10000000
2016-05-27 15:00:00 | 1.18 | 6.72 | -30.96 | 30.96 | 10000000
2016-05-27 16:00:00 | 1.18 | 6.72 | -32.91 | 32.91 | 10000000
2016-05-27 17:00:00 | 1.18 | 6.72 | -33.2 | 33.2 | 10000000
2016-05-27 18:00:00 | 1.18 | 6.72 | -32.19 | 32.19 | 10000000
2016-05-27 19:00:00 | 1.18 | 6.72 | -31.85 | 31.85 | 10000000
2016-05-27 20:00:00 | 1.9452 | 9.6 | -30.23 | 30.23 | 10000000
2016-05-27 21:00:00 | 2.6678 | 12.32 | -25.99 | 25.99 | 10000000
2016-05-27 22:00:00 | 2.9654 | 13.44 | -28.92 | 28.92 | 10000000
2016-05-27 23:00:00 | 2.7528 | 12.64 | -24.38 | 24.38 | 10000000
2016-05-28 00:00:00 | 2.7103 | 12.48 | -22.79 | 22.79 | 10000000
2016-05-28 01:00:00 | 2.9654 | 13.44 | -22.14 | 22.14 | 10000000
2016-05-28 02:00:00 | 3.2629 | 14.56 | -21.69 | 21.69 | 10000000
2016-05-28 03:00:00 | 3.5605 | 15.68 | -21.91 | 21.91 | 10000000
2016-05-28 04:00:00 | 3.6455 | 16 | -22.56 | 22.56 | 10000000
2016-05-28 05:00:00 | 2.6678 | 12.32 | -24.02 | 24.02 | 10000000
2016-05-28 06:00:00 | 2.1577 | 10.4 | -26.57 | 26.57 | 10000000
2016-05-28 07:00:00 | 1.7751 | 8.96 | -26.95 | 26.95 | 10000000
2016-05-28 08:00:00 | 1.18 | 6.72 | -24.46 | 24.46 | 10000000
2016-05-28 09:00:00 | 1.18 | 6.72 | -23.49 | 23.49 | 10000000
2016-05-28 10:00:00 | 1.18 | 6.72 | -22.87 | 22.87 | 10000000
2016-05-28 11:00:00 | 1.18 | 6.72 | -22.06 | 22.06 | 10000000
2016-05-28 12:00:00 | 1.18 | 6.72 | -21.47 | 21.47 | 10000000
2016-05-28 13:00:00 | 1.18 | 6.72 | -20.42 | 20.42 | 10000000
2016-05-28 14:00:00 | 1.18 | 6.72 | -20 | 20 | 10000000
2016-05-28 15:00:00 | 1.18 | 6.72 | -22.01 | 22.01 | 10000000
2016-05-28 16:00:00 | 1.18 | 6.72 | -25.57 | 25.57 | 10000000
2016-05-28 17:00:00 | 1.18 | 6.72 | -26.42 | 26.42 | 10000000
2016-05-28 18:00:00 | 1.18 | 6.72 | -27.1 | 27.1 | 10000000
2016-05-28 19:00:00 | 1.35 | 7.36 | -25.69 | 25.69 | 10000000
2016-05-28 20:00:00 | 1.9452 | 9.6 | -23.37 | 23.37 | 10000000
2016-05-28 21:00:00 | 2.1152 | 10.24 | -22.31 | 22.31 | 10000000
2016-05-28 22:00:00 | 1.9877 | 9.76 | -18.03 | 18.03 | 10000000
2016-05-28 23:00:00 | 1.8601 | 9.28 | -13.15 | 13.15 | 10000000
2016-05-29 00:00:00 | 2.0302 | 9.92 | -12.97 | 12.97 | 10000000
2016-05-29 01:00:00 | 2.2852 | 10.88 | -13.17 | 13.17 | 10000000
2016-05-29 02:00:00 | 2.2852 | 10.88 | -8.9 | 8.9 | 10000000
2016-05-29 03:00:00 | 2.5403 | 11.84 | -6.16 | 6.16 | 10000000
2016-05-29 04:00:00 | 2.0727 | 10.08 | -10.58 | 10.58 | 10000000
2016-05-29 05:00:00 | 1.6901 | 8.64 | -13.87 | 13.87 | 10000000
2016-05-29 06:00:00 | 1.18 | 6.72 | -14.67 | 14.67 | 10000000
2016-05-29 07:00:00 | 1.18 | 6.72 | -15.23 | 15.23 | 10000000
2016-05-29 08:00:00 | 1.18 | 6.72 | -12.87 | 12.87 | 10000000
2016-05-29 09:00:00 | 1.18 | 6.72 | -14.03 | 14.03 | 10000000
2016-05-29 10:00:00 | 1.18 | 6.72 | -10.46 | 10.46 | 10000000
2016-05-29 11:00:00 | 1.18 | 6.72 | -8.57 | 8.57 | 10000000
2016-05-29 12:00:00 | 1.18 | 6.72 | -4.6 | 4.6 | 10000000
2016-05-29 13:00:00 | 1.18 | 6.72 | -3.78 | 3.78 | 10000000
2016-05-29 14:00:00 | 1.18 | 6.72 | -5.32 | 5.32 | 10000000
2016-05-29 15:00:00 | 1.18 | 6.72 | -8.42 | 8.42 | 10000000
2016-05-29 16:00:00 | 1.18 | 6.72 | -18.08 | 18.08 | 10000000
2016-05-29 17:00:00 | 1.18 | 6.72 | -21.88 | 21.88 | 10000000
2016-05-29 18:00:00 | 1.18 | 6.72 | -22.77 | 22.77 | 10000000
2016-05-29 19:00:00 | 1.18 | 6.72 | -23.04 | 23.04 | 10000000
2016-05-29 20:00:00 | 1.18 | 6.72 | -23.1 | 23.1 | 10000000
2016-05-29 21:00:00 | 1.18 | 6.72 | -19.73 | 19.73 | 10000000
2016-05-29 22:00:00 | 1.18 | 6.72 | -18.07 | 18.07 | 10000000
2016-05-29 23:00:00 | 1.18 | 6.72 | -13.87 | 13.87 | 10000000
2016-05-30 00:00:00 | 1.18 | 6.72 | -12.27 | 12.27 | 10000000
2016-05-30 01:00:00 | 1.18 | 6.72 | -11.28 | 11.28 | 10000000
2016-05-30 02:00:00 | 1.18 | 6.72 | -11.86 | 11.86 | 10000000
2016-05-30 03:00:00 | 1.18 | 6.72 | -18.01 | 18.01 | 10000000
2016-05-30 04:00:00 | 1.18 | 6.72 | -26.16 | 26.16 | 10000000
2016-05-30 05:00:00 | 1.18 | 6.72 | -34.94 | 34.94 | 10000000
2016-05-30 06:00:00 | 1.18 | 6.72 | -35.25 | 35.25 | 10000000
2016-05-30 07:00:00 | 1.18 | 6.72 | -35.43 | 35.43 | 10000000
2016-05-30 08:00:00 | 1.18 | 6.72 | -34.79 | 34.79 | 10000000
2016-05-30 09:00:00 | 1.18 | 6.72 | -34.25 | 34.25 | 10000000
2016-05-30 10:00:00 | 1.18 | 6.72 | -29 | 29 | 10000000
2016-05-30 11:00:00 | 1.18 | 6.72 | -26.33 | 26.33 | 10000000
2016-05-30 12:00:00 | 1.18 | 6.72 | -25.08 | 25.08 | 10000000
2016-05-30 13:00:00 | 1.18 | 6.72 | -24.67 | 24.67 | 10000000
2016-05-30 14:00:00 | 1.18 | 6.72 | -25.06 | 25.06 | 10000000
2016-05-30 15:00:00 | 1.18 | 6.72 | -25.47 | 25.47 | 10000000
2016-05-30 16:00:00 | 1.18 | 6.72 | -28.74 | 28.74 | 10000000
2016-05-30 17:00:00 | 1.18 | 6.72 | -28.99 | 28.99 | 10000000
2016-05-30 18:00:00 | 1.18 | 6.72 | -25.48 | 25.48 | 10000000
2016-05-30 19:00:00 | 1.18 | 6.72 | -24.68 | 24.68 | 10000000
2016-05-30 20:00:00 | 1.18 | 6.72 | -23.9 | 23.9 | 10000000
2016-05-30 21:00:00 | 1.18 | 6.72 | -21.94 | 21.94 | 10000000
2016-05-30 22:00:00 | 1.18 | 6.72 | -21.17 | 21.17 | 10000000
2016-05-30 23:00:00 | 1.18 | 6.72 | -19.25 | 19.25 | 10000000
2016-05-31 00:00:00 | 1.18 | 6.72 | -16.44 | 16.44 | 10000000
2016-05-31 01:00:00 | 1.18 | 6.72 | -16.09 | 16.09 | 10000000
2016-05-31 02:00:00 | 1.18 | 6.72 | -17.31 | 17.31 | 10000000
2016-05-31 03:00:00 | 1.265 | 7.04 | -20.98 | 20.98 | 10000000
2016-05-31 04:00:00 | 1.18 | 6.72 | -24.52 | 24.52 | 10000000
2016-05-31 05:00:00 | 1.18 | 6.72 | -32.93 | 32.93 | 10000000
2016-05-31 06:00:00 | 1.18 | 6.72 | -35.81 | 35.81 | 10000000
2016-05-31 07:00:00 | 1.18 | 6.72 | -35.47 | 35.47 | 10000000
2016-05-31 08:00:00 | 1.18 | 6.72 | -34.94 | 34.94 | 10000000
2016-05-31 09:00:00 | 1.18 | 6.72 | -35.8 | 35.8 | 10000000
2016-05-31 10:00:00 | 1.18 | 6.72 | -32.78 | 32.78 | 10000000
2016-05-31 11:00:00 | 1.18 | 6.72 | -30.94 | 30.94 | 10000000
2016-05-31 12:00:00 | 1.18 | 6.72 | -30.57 | 30.57 | 10000000
2016-05-31 13:00:00 | 1.18 | 6.72 | -28.82 | 28.82 | 10000000
2016-05-31 14:00:00 | 1.18 | 6.72 | -29.26 | 29.26 | 10000000
2016-05-31 15:00:00 | 1.18 | 6.72 | -32.37 | 32.37 | 10000000
2016-05-31 16:00:00 | 1.18 | 6.72 | -34.94 | 34.94 | 10000000
2016-05-31 17:00:00 | 1.18 | 6.72 | -35.92 | 35.92 | 10000000
2016-05-31 18:00:00 | 1.18 | 6.72 | -32.95 | 32.95 | 10000000
2016-05-31 19:00:00 | 1.18 | 6.72 | -31.98 | 31.98 | 10000000
2016-05-31 20:00:00 | 1.18 | 6.72 | -30.78 | 30.78 | 10000000
2016-05-31 21:00:00 | 1.18 | 6.72 | -26.15 | 26.15 | 10000000
2016-05-31 22:00:00 | 1.18 | 6.72 | -24 | 24 | 10000000
2016-05-31 23:00:00 | 1.18 | 6.72 | -22.23 | 22.23 | 10000000
2016-06-01 00:00:00 | 1.18 | 6.72 | -21.07 | 21.07 | 10000000
2016-06-01 01:00:00 | 1.18 | 6.72 | -20.08 | 20.08 | 10000000
2016-06-01 02:00:00 | 1.18 | 6.72 | -20.18 | 20.18 | 10000000
2016-06-01 03:00:00 | 1.18 | 6.72 | -23.1 | 23.1 | 10000000
2016-06-01 04:00:00 | 1.18 | 6.72 | -29.9 | 29.9 | 10000000
2016-06-01 05:00:00 | 1.18 | 6.72 | -37.49 | 37.49 | 10000000
2016-06-01 06:00:00 | 1.18 | 6.72 | -40.87 | 40.87 | 10000000
2016-06-01 07:00:00 | 1.18 | 6.72 | -41 | 41 | 10000000
2016-06-01 08:00:00 | 1.18 | 6.72 | -40.44 | 40.44 | 10000000
2016-06-01 09:00:00 | 1.18 | 6.72 | -40.51 | 40.51 | 10000000
2016-06-01 10:00:00 | 1.18 | 6.72 | -36.64 | 36.64 | 10000000
2016-06-01 11:00:00 | 1.18 | 6.72 | -32.11 | 32.11 | 10000000
2016-06-01 12:00:00 | 1.18 | 6.72 | -30.9 | 30.9 | 10000000
2016-06-01 13:00:00 | 1.18 | 6.72 | -28.96 | 28.96 | 10000000
2016-06-01 14:00:00 | 1.18 | 6.72 | -28.12 | 28.12 | 10000000
2016-06-01 15:00:00 | 1.18 | 6.72 | -30.11 | 30.11 | 10000000
2016-06-01 16:00:00 | 1.18 | 6.72 | -32.66 | 32.66 | 10000000
2016-06-01 17:00:00 | 1.18 | 6.72 | -32.92 | 32.92 | 10000000
2016-06-01 18:00:00 | 1.18 | 6.72 | -30.95 | 30.95 | 10000000
2016-06-01 19:00:00 | 1.18 | 6.72 | -29.57 | 29.57 | 10000000
2016-06-01 20:00:00 | 1.18 | 6.72 | -30.9 | 30.9 | 10000000
2016-06-01 21:00:00 | 1.18 | 6.72 | -26.64 | 26.64 | 10000000
2016-06-01 22:00:00 | 1.18 | 6.72 | -21.96 | 21.96 | 10000000
2016-06-01 23:00:00 | 1.18 | 6.72 | -20.75 | 20.75 | 10000000
2016-06-02 00:00:00 | 1.18 | 6.72 | -20.06 | 20.06 | 10000000
2016-06-02 01:00:00 | 1.18 | 6.72 | -20 | 20 | 10000000
2016-06-02 02:00:00 | 1.18 | 6.72 | -20 | 20 | 10000000
2016-06-02 03:00:00 | 1.18 | 6.72 | -22.37 | 22.37 | 10000000
2016-06-02 04:00:00 | 1.18 | 6.72 | -29.03 | 29.03 | 10000000
2016-06-02 05:00:00 | 1.18 | 6.72 | -37.97 | 37.97 | 10000000
2016-06-02 06:00:00 | 1.18 | 6.72 | -39.54 | 39.54 | 10000000
2016-06-02 07:00:00 | 1.18 | 6.72 | -37.98 | 37.98 | 10000000
2016-06-02 08:00:00 | 1.18 | 6.72 | -37.09 | 37.09 | 10000000
2016-06-02 09:00:00 | 1.18 | 6.72 | -36.37 | 36.37 | 10000000
2016-06-02 10:00:00 | 1.18 | 6.72 | -32.08 | 32.08 | 10000000
2016-06-02 11:00:00 | 1.18 | 6.72 | -28.67 | 28.67 | 10000000
2016-06-02 12:00:00 | 1.18 | 6.72 | -26.68 | 26.68 | 10000000
2016-06-02 13:00:00 | 1.18 | 6.72 | -25.95 | 25.95 | 10000000
2016-06-02 14:00:00 | 1.18 | 6.72 | -25.92 | 25.92 | 10000000
2016-06-02 15:00:00 | 1.18 | 6.72 | -28.22 | 28.22 | 10000000
2016-06-02 16:00:00 | 1.18 | 6.72 | -31.84 | 31.84 | 10000000
2016-06-02 17:00:00 | 1.18 | 6.72 | -32.96 | 32.96 | 10000000
2016-06-02 18:00:00 | 1.18 | 6.72 | -31.96 | 31.96 | 10000000
2016-06-02 19:00:00 | 1.18 | 6.72 | -29.46 | 29.46 | 10000000
2016-06-02 20:00:00 | 1.18 | 6.72 | -29.16 | 29.16 | 10000000
2016-06-02 21:00:00 | 1.18 | 6.72 | -24.59 | 24.59 | 10000000
2016-06-02 22:00:00 | 1.18 | 6.72 | -24.1 | 24.1 | 10000000
2016-06-02 23:00:00 | 1.18 | 6.72 | -21.68 | 21.68 | 10000000
2016-06-03 00:00:00 | 1.18 | 6.72 | -21.22 | 21.22 | 10000000
2016-06-03 01:00:00 | 1.18 | 6.72 | -20.64 | 20.64 | 10000000
2016-06-03 02:00:00 | 1.18 | 6.72 | -20.9 | 20.9 | 10000000
2016-06-03 03:00:00 | 1.18 | 6.72 | -22.5 | 22.5 | 10000000
2016-06-03 04:00:00 | 1.18 | 6.72 | -27.46 | 27.46 | 10000000
2016-06-03 05:00:00 | 1.18 | 6.72 | -35.45 | 35.45 | 10000000
2016-06-03 06:00:00 | 1.18 | 6.72 | -40.08 | 40.08 | 10000000
2016-06-03 07:00:00 | 1.18 | 6.72 | -39.93 | 39.93 | 10000000
2016-06-03 08:00:00 | 1.18 | 6.72 | -36.44 | 36.44 | 10000000
2016-06-03 09:00:00 | 1.18 | 6.72 | -35.64 | 35.64 | 10000000
2016-06-03 10:00:00 | 1.18 | 6.72 | -30.92 | 30.92 | 10000000
2016-06-03 11:00:00 | 1.18 | 6.72 | -27.77 | 27.77 | 10000000
2016-06-03 12:00:00 | 1.18 | 6.72 | -25.28 | 25.28 | 10000000
2016-06-03 13:00:00 | 1.18 | 6.72 | -25.26 | 25.26 | 10000000
2016-06-03 14:00:00 | 1.18 | 6.72 | -25.49 | 25.49 | 10000000
2016-06-03 15:00:00 | 1.18 | 6.72 | -28 | 28 | 10000000
2016-06-03 16:00:00 | 1.18 | 6.72 | -31.82 | 31.82 | 10000000
2016-06-03 17:00:00 | 1.18 | 6.72 | -33.61 | 33.61 | 10000000
2016-06-03 18:00:00 | 1.18 | 6.72 | -31.98 | 31.98 | 10000000
2016-06-03 19:00:00 | 1.18 | 6.72 | -30.66 | 30.66 | 10000000
2016-06-03 20:00:00 | 1.18 | 6.72 | -32.16 | 32.16 | 10000000
2016-06-03 21:00:00 | 1.18 | 6.72 | -28.94 | 28.94 | 10000000
2016-06-03 22:00:00 | 1.18 | 6.72 | -23.72 | 23.72 | 10000000
2016-06-03 23:00:00 | 1.3075 | 7.2 | -23.21 | 23.21 | 10000000
2016-06-04 00:00:00 | 1.5201 | 8 | -21.63 | 21.63 | 10000000
2016-06-04 01:00:00 | 1.4351 | 7.68 | -21.29 | 21.29 | 10000000
2016-06-04 02:00:00 | 1.7326 | 8.8 | -21.26 | 21.26 | 10000000
2016-06-04 03:00:00 | 1.8601 | 9.28 | -21.3 | 21.3 | 10000000
2016-06-04 04:00:00 | 1.6476 | 8.48 | -21.53 | 21.53 | 10000000
2016-06-04 05:00:00 | 1.18 | 6.72 | -23.5 | 23.5 | 10000000
2016-06-04 06:00:00 | 1.18 | 6.72 | -27.49 | 27.49 | 10000000
2016-06-04 07:00:00 | 1.18 | 6.72 | -28.98 | 28.98 | 10000000
2016-06-04 08:00:00 | 1.18 | 6.72 | -26.56 | 26.56 | 10000000
2016-06-04 09:00:00 | 1.18 | 6.72 | -26.91 | 26.91 | 10000000
2016-06-04 10:00:00 | 1.18 | 6.72 | -25.73 | 25.73 | 10000000
2016-06-04 11:00:00 | 1.18 | 6.72 | -22.78 | 22.78 | 10000000
2016-06-04 12:00:00 | 1.18 | 6.72 | -21.58 | 21.58 | 10000000
2016-06-04 13:00:00 | 1.18 | 6.72 | -21.41 | 21.41 | 10000000
2016-06-04 14:00:00 | 1.18 | 6.72 | -21.53 | 21.53 | 10000000
2016-06-04 15:00:00 | 1.18 | 6.72 | -25.29 | 25.29 | 10000000
2016-06-04 16:00:00 | 1.18 | 6.72 | -28.19 | 28.19 | 10000000
2016-06-04 17:00:00 | 1.18 | 6.72 | -30.07 | 30.07 | 10000000
2016-06-04 18:00:00 | 1.18 | 6.72 | -29.87 | 29.87 | 10000000
2016-06-04 19:00:00 | 1.18 | 6.72 | -29.88 | 29.88 | 10000000
2016-06-04 20:00:00 | 1.18 | 6.72 | -30.99 | 30.99 | 10000000
2016-06-04 21:00:00 | 1.18 | 6.72 | -28.88 | 28.88 | 10000000
2016-06-04 22:00:00 | 1.18 | 6.72 | -24.43 | 24.43 | 10000000
2016-06-04 23:00:00 | 1.265 | 7.04 | -22 | 22 | 10000000
2016-06-05 00:00:00 | 1.3925 | 7.52 | -20.08 | 20.08 | 10000000
2016-06-05 01:00:00 | 1.7751 | 8.96 | -19.08 | 19.08 | 10000000
2016-06-05 02:00:00 | 1.9452 | 9.6 | -18.03 | 18.03 | 10000000
2016-06-05 03:00:00 | 2.2427 | 10.72 | -16.61 | 16.61 | 10000000
2016-06-05 04:00:00 | 1.8601 | 9.28 | -16.09 | 16.09 | 10000000
2016-06-05 05:00:00 | 1.18 | 6.72 | -17.78 | 17.78 | 10000000
2016-06-05 06:00:00 | 1.18 | 6.72 | -17.89 | 17.89 | 10000000
2016-06-05 07:00:00 | 1.18 | 6.72 | -17.08 | 17.08 | 10000000
2016-06-05 08:00:00 | 1.18 | 6.72 | -17.84 | 17.84 | 10000000
2016-06-05 09:00:00 | 1.18 | 6.72 | -18.48 | 18.48 | 10000000
2016-06-05 10:00:00 | 1.18 | 6.72 | -17.94 | 17.94 | 10000000
2016-06-05 11:00:00 | 1.18 | 6.72 | -15.15 | 15.15 | 10000000
2016-06-05 12:00:00 | 1.18 | 6.72 | -14.47 | 14.47 | 10000000
2016-06-05 13:00:00 | 1.18 | 6.72 | -14.03 | 14.03 | 10000000
2016-06-05 14:00:00 | 1.18 | 6.72 | -14.54 | 14.54 | 10000000
2016-06-05 15:00:00 | 1.18 | 6.72 | -18.62 | 18.62 | 10000000
2016-06-05 16:00:00 | 1.18 | 6.72 | -23.91 | 23.91 | 10000000
2016-06-05 17:00:00 | 1.18 | 6.72 | -26.92 | 26.92 | 10000000
2016-06-05 18:00:00 | 1.18 | 6.72 | -28.85 | 28.85 | 10000000
2016-06-05 19:00:00 | 1.18 | 6.72 | -29.14 | 29.14 | 10000000
2016-06-05 20:00:00 | 1.18 | 6.72 | -30.74 | 30.74 | 10000000
2016-06-05 21:00:00 | 1.18 | 6.72 | -27.93 | 27.93 | 10000000
2016-06-05 22:00:00 | 1.18 | 6.72 | -24.59 | 24.59 | 10000000
2016-06-05 23:00:00 | 1.18 | 6.72 | -22.76 | 22.76 | 10000000
2016-06-06 00:00:00 | 1.3925 | 7.52 | -21.87 | 21.87 | 10000000
2016-06-06 01:00:00 | 1.7326 | 8.8 | -21.19 | 21.19 | 10000000
2016-06-06 02:00:00 | 1.9027 | 9.44 | -21.15 | 21.15 | 10000000
2016-06-06 03:00:00 | 2.2427 | 10.72 | -22.71 | 22.71 | 10000000
2016-06-06 04:00:00 | 2.2427 | 10.72 | -29.98 | 29.98 | 10000000
2016-06-06 05:00:00 | 1.7751 | 8.96 | -36.16 | 36.16 | 10000000
2016-06-06 06:00:00 | 1.2225 | 6.88 | -37.82 | 37.82 | 10000000
2016-06-06 07:00:00 | 1.18 | 6.72 | -34.94 | 34.94 | 10000000
2016-06-06 08:00:00 | 1.18 | 6.72 | -32.57 | 32.57 | 10000000
2016-06-06 09:00:00 | 1.18 | 6.72 | -31.93 | 31.93 | 10000000
2016-06-06 10:00:00 | 1.18 | 6.72 | -28.63 | 28.63 | 10000000
2016-06-06 11:00:00 | 1.18 | 6.72 | -28.08 | 28.08 | 10000000
2016-06-06 12:00:00 | 1.18 | 6.72 | -28.78 | 28.78 | 10000000
2016-06-06 13:00:00 | 1.18 | 6.72 | -29.63 | 29.63 | 10000000
2016-06-06 14:00:00 | 1.18 | 6.72 | -30.99 | 30.99 | 10000000
2016-06-06 15:00:00 | 1.18 | 6.72 | -34.68 | 34.68 | 10000000
2016-06-06 16:00:00 | 1.18 | 6.72 | -38.76 | 38.76 | 10000000
2016-06-06 17:00:00 | 1.18 | 6.72 | -41.06 | 41.06 | 10000000
2016-06-06 18:00:00 | 1.18 | 6.72 | -37.31 | 37.31 | 10000000
2016-06-06 19:00:00 | 1.3925 | 7.52 | -34.2 | 34.2 | 10000000
2016-06-06 20:00:00 | 2.4978 | 11.68 | -33.81 | 33.81 | 10000000
2016-06-06 21:00:00 | 2.8378 | 12.96 | -28.79 | 28.79 | 10000000
2016-06-06 22:00:00 | 3.2629 | 14.56 | -24.85 | 24.85 | 10000000
2016-06-06 23:00:00 | 3.5605 | 15.68 | -23.34 | 23.34 | 10000000
2016-06-07 00:00:00 | 3.9431 | 17.12 | -22.59 | 22.59 | 10000000
2016-06-07 01:00:00 | 4.8358 | 20.48 | -21.58 | 21.58 | 10000000
2016-06-07 02:00:00 | 5.3459 | 22.4 | -21.67 | 21.67 | 10000000
2016-06-07 03:00:00 | 5.2183 | 21.92 | -22.09 | 22.09 | 10000000
2016-06-07 04:00:00 | 4.7933 | 20.32 | -29.68 | 29.68 | 10000000
2016-06-07 05:00:00 | 3.0504 | 13.76 | -35.82 | 35.82 | 10000000
2016-06-07 06:00:00 | 2.2002 | 10.56 | -39.48 | 39.48 | 10000000
2016-06-07 07:00:00 | 1.265 | 7.04 | -34.49 | 34.49 | 10000000
2016-06-07 08:00:00 | 1.18 | 6.72 | -29.15 | 29.15 | 10000000
2016-06-07 09:00:00 | 1.18 | 6.72 | -28.8 | 28.8 | 10000000
2016-06-07 10:00:00 | 1.18 | 6.72 | -25.94 | 25.94 | 10000000
2016-06-07 11:00:00 | 1.18 | 6.72 | -25.59 | 25.59 | 10000000
2016-06-07 12:00:00 | 1.18 | 6.72 | -25.18 | 25.18 | 10000000
2016-06-07 13:00:00 | 1.18 | 6.72 | -26.41 | 26.41 | 10000000
2016-06-07 14:00:00 | 1.18 | 6.72 | -27.53 | 27.53 | 10000000
2016-06-07 15:00:00 | 1.18 | 6.72 | -32.13 | 32.13 | 10000000
2016-06-07 16:00:00 | 1.18 | 6.72 | -36.02 | 36.02 | 10000000
2016-06-07 17:00:00 | 1.18 | 6.72 | -38.48 | 38.48 | 10000000
2016-06-07 18:00:00 | 1.18 | 6.72 | -34.9 | 34.9 | 10000000
2016-06-07 19:00:00 | 1.18 | 6.72 | -32.97 | 32.97 | 10000000
2016-06-07 20:00:00 | 1.18 | 6.72 | -32.59 | 32.59 | 10000000
2016-06-07 21:00:00 | 1.18 | 6.72 | -27.54 | 27.54 | 10000000
2016-06-07 22:00:00 | 1.18 | 6.72 | -25.98 | 25.98 | 10000000
2016-06-07 23:00:00 | 1.4776 | 7.84 | -23.89 | 23.89 | 10000000
2016-06-08 00:00:00 | 1.8176 | 9.12 | -22.83 | 22.83 | 10000000
2016-06-08 01:00:00 | 2.4553 | 11.52 | -21.68 | 21.68 | 10000000
2016-06-08 02:00:00 | 2.2002 | 10.56 | -21.54 | 21.54 | 10000000
2016-06-08 03:00:00 | 2.1577 | 10.4 | -23.38 | 23.38 | 10000000
2016-06-08 04:00:00 | 2.0302 | 9.92 | -28.21 | 28.21 | 10000000
2016-06-08 05:00:00 | 1.18 | 6.72 | -35.07 | 35.07 | 10000000
2016-06-08 06:00:00 | 1.18 | 6.72 | -41.31 | 41.31 | 10000000
2016-06-08 07:00:00 | 1.18 | 6.72 | -37.33 | 37.33 | 10000000
2016-06-08 08:00:00 | 1.18 | 6.72 | -34.25 | 34.25 | 10000000
2016-06-08 09:00:00 | 1.18 | 6.72 | -32.99 | 32.99 | 10000000
2016-06-08 10:00:00 | 1.18 | 6.72 | -28.52 | 28.52 | 10000000
2016-06-08 11:00:00 | 1.18 | 6.72 | -27.6 | 27.6 | 10000000
2016-06-08 12:00:00 | 1.18 | 6.72 | -27.18 | 27.18 | 10000000
2016-06-08 13:00:00 | 1.18 | 6.72 | -26.37 | 26.37 | 10000000
2016-06-08 14:00:00 | 1.18 | 6.72 | -26 | 26 | 10000000
2016-06-08 15:00:00 | 1.18 | 6.72 | -28.24 | 28.24 | 10000000
2016-06-08 16:00:00 | 1.18 | 6.72 | -30.68 | 30.68 | 10000000
2016-06-08 17:00:00 | 1.18 | 6.72 | -32.9 | 32.9 | 10000000
2016-06-08 18:00:00 | 1.18 | 6.72 | -32.12 | 32.12 | 10000000
2016-06-08 19:00:00 | 1.18 | 6.72 | -32.55 | 32.55 | 10000000
2016-06-08 20:00:00 | 1.18 | 6.72 | -30.9 | 30.9 | 10000000
2016-06-08 21:00:00 | 1.18 | 6.72 | -26.5 | 26.5 | 10000000
2016-06-08 22:00:00 | 1.18 | 6.72 | -23.67 | 23.67 | 10000000
2016-06-08 23:00:00 | 1.2225 | 6.88 | -21.87 | 21.87 | 10000000
2016-06-09 00:00:00 | 1.2225 | 6.88 | -20.81 | 20.81 | 10000000
2016-06-09 01:00:00 | 1.2225 | 6.88 | -20.58 | 20.58 | 10000000
2016-06-09 02:00:00 | 1.4351 | 7.68 | -21.11 | 21.11 | 10000000
2016-06-09 03:00:00 | 1.9877 | 9.76 | -23.06 | 23.06 | 10000000
2016-06-09 04:00:00 | 1.7751 | 8.96 | -28.03 | 28.03 | 10000000
2016-06-09 05:00:00 | 1.6051 | 8.32 | -33.97 | 33.97 | 10000000
2016-06-09 06:00:00 | 1.6901 | 8.64 | -43.08 | 43.08 | 10000000
2016-06-09 07:00:00 | 1.18 | 6.72 | -44 | 44 | 10000000
2016-06-09 08:00:00 | 1.18 | 6.72 | -42.89 | 42.89 | 10000000
2016-06-09 09:00:00 | 1.18 | 6.72 | -41.4 | 41.4 | 10000000
2016-06-09 10:00:00 | 1.18 | 6.72 | -34.99 | 34.99 | 10000000
2016-06-09 11:00:00 | 1.18 | 6.72 | -33.93 | 33.93 | 10000000
2016-06-09 12:00:00 | 1.18 | 6.72 | -30.2 | 30.2 | 10000000
2016-06-09 13:00:00 | 1.18 | 6.72 | -27.34 | 27.34 | 10000000
2016-06-09 14:00:00 | 1.18 | 6.72 | -27.01 | 27.01 | 10000000
2016-06-09 15:00:00 | 1.18 | 6.72 | -28.84 | 28.84 | 10000000
2016-06-09 16:00:00 | 1.18 | 6.72 | -32.95 | 32.95 | 10000000
2016-06-09 17:00:00 | 1.18 | 6.72 | -34.94 | 34.94 | 10000000
2016-06-09 18:00:00 | 1.18 | 6.72 | -33.7 | 33.7 | 10000000
2016-06-09 19:00:00 | 1.18 | 6.72 | -31.51 | 31.51 | 10000000
2016-06-09 20:00:00 | 1.7326 | 8.8 | -30.49 | 30.49 | 10000000
2016-06-09 21:00:00 | 2.5828 | 12 | -25.89 | 25.89 | 10000000
2016-06-09 22:00:00 | 3.1779 | 14.24 | -23.55 | 23.55 | 10000000
2016-06-09 23:00:00 | 2.4978 | 11.68 | -21.57 | 21.57 | 10000000
2016-06-10 00:00:00 | 2.0302 | 9.92 | -21.03 | 21.03 | 10000000
2016-06-10 01:00:00 | 2.1152 | 10.24 | -19.91 | 19.91 | 10000000
2016-06-10 02:00:00 | 2.5403 | 11.84 | -19.16 | 19.16 | 10000000
2016-06-10 03:00:00 | 2.2852 | 10.88 | -20.97 | 20.97 | 10000000
2016-06-10 04:00:00 | 2.9654 | 13.44 | -27.25 | 27.25 | 10000000
2016-06-10 05:00:00 | 2.6678 | 12.32 | -33.94 | 33.94 | 10000000
2016-06-10 06:00:00 | 2.3702 | 11.2 | -35.95 | 35.95 | 10000000
2016-06-10 07:00:00 | 1.4776 | 7.84 | -30.97 | 30.97 | 10000000
2016-06-10 08:00:00 | 1.18 | 6.72 | -24.68 | 24.68 | 10000000
2016-06-10 09:00:00 | 1.18 | 6.72 | -24.47 | 24.47 | 10000000
2016-06-10 10:00:00 | 1.18 | 6.72 | -22.52 | 22.52 | 10000000
2016-06-10 11:00:00 | 1.18 | 6.72 | -21.37 | 21.37 | 10000000
2016-06-10 12:00:00 | 1.18 | 6.72 | -21.06 | 21.06 | 10000000
2016-06-10 13:00:00 | 1.18 | 6.72 | -21.8 | 21.8 | 10000000
2016-06-10 14:00:00 | 1.18 | 6.72 | -23.09 | 23.09 | 10000000
2016-06-10 15:00:00 | 1.18 | 6.72 | -26.29 | 26.29 | 10000000
2016-06-10 16:00:00 | 1.18 | 6.72 | -30.01 | 30.01 | 10000000
2016-06-10 17:00:00 | 1.18 | 6.72 | -32.85 | 32.85 | 10000000
2016-06-10 18:00:00 | 1.18 | 6.72 | -32.06 | 32.06 | 10000000
2016-06-10 19:00:00 | 1.18 | 6.72 | -31.67 | 31.67 | 10000000
2016-06-10 20:00:00 | 2.3277 | 11.04 | -32.86 | 32.86 | 10000000
2016-06-10 21:00:00 | 2.4978 | 11.68 | -29.45 | 29.45 | 10000000
2016-06-10 22:00:00 | 2.4128 | 11.36 | -26.14 | 26.14 | 10000000
2016-06-10 23:00:00 | 2.3702 | 11.2 | -24.2 | 24.2 | 10000000
2016-06-11 00:00:00 | 2.5828 | 12 | -23.01 | 23.01 | 10000000
2016-06-11 01:00:00 | 3.3905 | 15.04 | -21.57 | 21.57 | 10000000
2016-06-11 02:00:00 | 3.8581 | 16.8 | -21.71 | 21.71 | 10000000
2016-06-11 03:00:00 | 4.2831 | 18.4 | -21.25 | 21.25 | 10000000
2016-06-11 04:00:00 | 3.9856 | 17.28 | -21.82 | 21.82 | 10000000
2016-06-11 05:00:00 | 2.7528 | 12.64 | -22.85 | 22.85 | 10000000
2016-06-11 06:00:00 | 1.7751 | 8.96 | -26.06 | 26.06 | 10000000
2016-06-11 07:00:00 | 1.18 | 6.72 | -29.47 | 29.47 | 10000000
2016-06-11 08:00:00 | 1.18 | 6.72 | -29.46 | 29.46 | 10000000
2016-06-11 09:00:00 | 1.18 | 6.72 | -30.03 | 30.03 | 10000000
2016-06-11 10:00:00 | 1.18 | 6.72 | -28.49 | 28.49 | 10000000
2016-06-11 11:00:00 | 1.18 | 6.72 | -25.69 | 25.69 | 10000000
2016-06-11 12:00:00 | 1.18 | 6.72 | -23.85 | 23.85 | 10000000
2016-06-11 13:00:00 | 1.18 | 6.72 | -23.8 | 23.8 | 10000000
2016-06-11 14:00:00 | 1.18 | 6.72 | -24.06 | 24.06 | 10000000
2016-06-11 15:00:00 | 1.18 | 6.72 | -27.92 | 27.92 | 10000000
2016-06-11 16:00:00 | 1.18 | 6.72 | -30.23 | 30.23 | 10000000
2016-06-11 17:00:00 | 1.18 | 6.72 | -31.47 | 31.47 | 10000000
2016-06-11 18:00:00 | 1.18 | 6.72 | -31.85 | 31.85 | 10000000
2016-06-11 19:00:00 | 1.8601 | 9.28 | -29.47 | 29.47 | 10000000
2016-06-11 20:00:00 | 2.7103 | 12.48 | -30.94 | 30.94 | 10000000
2016-06-11 21:00:00 | 3.0504 | 13.76 | -27.73 | 27.73 | 10000000
2016-06-11 22:00:00 | 3.2204 | 14.4 | -22.74 | 22.74 | 10000000
2016-06-11 23:00:00 | 3.518 | 15.52 | -18.6 | 18.6 | 10000000
2016-06-12 00:00:00 | 3.9856 | 17.28 | -18.58 | 18.58 | 10000000
2016-06-12 01:00:00 | 4.4107 | 18.88 | -18.58 | 18.58 | 10000000
2016-06-12 02:00:00 | 4.5382 | 19.36 | -18.54 | 18.54 | 10000000
2016-06-12 03:00:00 | 4.3682 | 18.72 | -17.5 | 17.5 | 10000000
2016-06-12 04:00:00 | 4.2831 | 18.4 | -17.58 | 17.58 | 10000000
2016-06-12 05:00:00 | 3.688 | 16.16 | -19.16 | 19.16 | 10000000
2016-06-12 06:00:00 | 2.9229 | 13.28 | -21.57 | 21.57 | 10000000
2016-06-12 07:00:00 | 2.4128 | 11.36 | -22.91 | 22.91 | 10000000
2016-06-12 08:00:00 | 1.5201 | 8 | -21.19 | 21.19 | 10000000
2016-06-12 09:00:00 | 1.18 | 6.72 | -25.3 | 25.3 | 10000000
2016-06-12 10:00:00 | 1.18 | 6.72 | -22.94 | 22.94 | 10000000
2016-06-12 11:00:00 | 1.18 | 6.72 | -19.16 | 19.16 | 10000000
2016-06-12 12:00:00 | 1.18 | 6.72 | -18.53 | 18.53 | 10000000
2016-06-12 13:00:00 | 1.18 | 6.72 | -19.07 | 19.07 | 10000000
2016-06-12 14:00:00 | 1.18 | 6.72 | -21.06 | 21.06 | 10000000
2016-06-12 15:00:00 | 1.18 | 6.72 | -23.93 | 23.93 | 10000000
2016-06-12 16:00:00 | 1.18 | 6.72 | -27.52 | 27.52 | 10000000
2016-06-12 17:00:00 | 1.18 | 6.72 | -29.78 | 29.78 | 10000000
2016-06-12 18:00:00 | 1.18 | 6.72 | -31.33 | 31.33 | 10000000
2016-06-12 19:00:00 | 1.4776 | 7.84 | -29.4 | 29.4 | 10000000
2016-06-12 20:00:00 | 2.1152 | 10.24 | -29.81 | 29.81 | 10000000
2016-06-12 21:00:00 | 2.2852 | 10.88 | -23.24 | 23.24 | 10000000
2016-06-12 22:00:00 | 2.3702 | 11.2 | -21.34 | 21.34 | 10000000
2016-06-12 23:00:00 | 2.3702 | 11.2 | -19.46 | 19.46 | 10000000
2016-06-13 00:00:00 | 2.4128 | 11.36 | -17.63 | 17.63 | 10000000
2016-06-13 01:00:00 | 2.4978 | 11.68 | -18.37 | 18.37 | 10000000
2016-06-13 02:00:00 | 2.5403 | 11.84 | -18.57 | 18.57 | 10000000
2016-06-13 03:00:00 | 2.5828 | 12 | -21.03 | 21.03 | 10000000
2016-06-13 04:00:00 | 2.4978 | 11.68 | -27.31 | 27.31 | 10000000
2016-06-13 05:00:00 | 2.4978 | 11.68 | -33.49 | 33.49 | 10000000
2016-06-13 06:00:00 | 2.3277 | 11.04 | -37.13 | 37.13 | 10000000
2016-06-13 07:00:00 | 1.9452 | 9.6 | -39.91 | 39.91 | 10000000
2016-06-13 08:00:00 | 1.265 | 7.04 | -38.17 | 38.17 | 10000000
2016-06-13 09:00:00 | 1.18 | 6.72 | -39.09 | 39.09 | 10000000
2016-06-13 10:00:00 | 1.18 | 6.72 | -34.23 | 34.23 | 10000000
2016-06-13 11:00:00 | 1.5626 | 8.16 | -32.32 | 32.32 | 10000000
2016-06-13 12:00:00 | 1.35 | 7.36 | -31.68 | 31.68 | 10000000
2016-06-13 13:00:00 | 1.4776 | 7.84 | -30.89 | 30.89 | 10000000
2016-06-13 14:00:00 | 1.6051 | 8.32 | -29.38 | 29.38 | 10000000
2016-06-13 15:00:00 | 1.6476 | 8.48 | -30.45 | 30.45 | 10000000
2016-06-13 16:00:00 | 1.7326 | 8.8 | -31.75 | 31.75 | 10000000
2016-06-13 17:00:00 | 1.7326 | 8.8 | -32.97 | 32.97 | 10000000
2016-06-13 18:00:00 | 1.6476 | 8.48 | -32.58 | 32.58 | 10000000
2016-06-13 19:00:00 | 1.5626 | 8.16 | -29.98 | 29.98 | 10000000
2016-06-13 20:00:00 | 1.6476 | 8.48 | -29.31 | 29.31 | 10000000
2016-06-13 21:00:00 | 1.6476 | 8.48 | -26.14 | 26.14 | 10000000
2016-06-13 22:00:00 | 1.8176 | 9.12 | -24.82 | 24.82 | 10000000
2016-06-13 23:00:00 | 1.9027 | 9.44 | -22.76 | 22.76 | 10000000
2016-06-14 00:00:00 | 1.9027 | 9.44 | -21.88 | 21.88 | 10000000
2016-06-14 01:00:00 | 1.9452 | 9.6 | -21.64 | 21.64 | 10000000
2016-06-14 02:00:00 | 1.9452 | 9.6 | -22.04 | 22.04 | 10000000
2016-06-14 03:00:00 | 1.9877 | 9.76 | -23 | 23 | 10000000
2016-06-14 04:00:00 | 1.9452 | 9.6 | -27.4 | 27.4 | 10000000
2016-06-14 05:00:00 | 1.7751 | 8.96 | -35.29 | 35.29 | 10000000
2016-06-14 06:00:00 | 1.2225 | 6.88 | -38.39 | 38.39 | 10000000
2016-06-14 07:00:00 | 1.18 | 6.72 | -38.44 | 38.44 | 10000000
2016-06-14 08:00:00 | 1.18 | 6.72 | -37.25 | 37.25 | 10000000
2016-06-14 09:00:00 | 1.18 | 6.72 | -35.83 | 35.83 | 10000000
2016-06-14 10:00:00 | 1.18 | 6.72 | -32 | 32 | 10000000
2016-06-14 11:00:00 | 1.18 | 6.72 | -29.37 | 29.37 | 10000000
2016-06-14 12:00:00 | 1.18 | 6.72 | -27.55 | 27.55 | 10000000
2016-06-14 13:00:00 | 1.18 | 6.72 | -27.38 | 27.38 | 10000000
2016-06-14 14:00:00 | 1.18 | 6.72 | -28.64 | 28.64 | 10000000
2016-06-14 15:00:00 | 1.18 | 6.72 | -32.51 | 32.51 | 10000000
2016-06-14 16:00:00 | 1.18 | 6.72 | -35.08 | 35.08 | 10000000
2016-06-14 17:00:00 | 1.18 | 6.72 | -37.5 | 37.5 | 10000000
2016-06-14 18:00:00 | 1.18 | 6.72 | -36 | 36 | 10000000
2016-06-14 19:00:00 | 1.18 | 6.72 | -32.01 | 32.01 | 10000000
2016-06-14 20:00:00 | 1.18 | 6.72 | -30.1 | 30.1 | 10000000
2016-06-14 21:00:00 | 1.18 | 6.72 | -26.59 | 26.59 | 10000000
2016-06-14 22:00:00 | 1.18 | 6.72 | -26.19 | 26.19 | 10000000
2016-06-14 23:00:00 | 1.5201 | 8 | -25.34 | 25.34 | 10000000
2016-06-15 00:00:00 | 1.9027 | 9.44 | -24.32 | 24.32 | 10000000
2016-06-15 01:00:00 | 1.9877 | 9.76 | -23.73 | 23.73 | 10000000
2016-06-15 02:00:00 | 2.1152 | 10.24 | -23.52 | 23.52 | 10000000
2016-06-15 03:00:00 | 2.2002 | 10.56 | -25.31 | 25.31 | 10000000
2016-06-15 04:00:00 | 1.8601 | 9.28 | -28.37 | 28.37 | 10000000
2016-06-15 05:00:00 | 1.18 | 6.72 | -35.91 | 35.91 | 10000000
2016-06-15 06:00:00 | 1.18 | 6.72 | -38.79 | 38.79 | 10000000
2016-06-15 07:00:00 | 1.18 | 6.72 | -36.2 | 36.2 | 10000000
2016-06-15 08:00:00 | 1.18 | 6.72 | -35.91 | 35.91 | 10000000
2016-06-15 09:00:00 | 1.18 | 6.72 | -35.51 | 35.51 | 10000000
2016-06-15 10:00:00 | 1.18 | 6.72 | -30.21 | 30.21 | 10000000
2016-06-15 11:00:00 | 1.18 | 6.72 | -28.29 | 28.29 | 10000000
2016-06-15 12:00:00 | 1.18 | 6.72 | -27.99 | 27.99 | 10000000
2016-06-15 13:00:00 | 1.18 | 6.72 | -27.73 | 27.73 | 10000000
2016-06-15 14:00:00 | 1.18 | 6.72 | -29.12 | 29.12 | 10000000
2016-06-15 15:00:00 | 1.18 | 6.72 | -31 | 31 | 10000000
2016-06-15 16:00:00 | 1.18 | 6.72 | -34.53 | 34.53 | 10000000
2016-06-15 17:00:00 | 1.18 | 6.72 | -36.91 | 36.91 | 10000000
2016-06-15 18:00:00 | 1.18 | 6.72 | -35.49 | 35.49 | 10000000
2016-06-15 19:00:00 | 1.18 | 6.72 | -33.25 | 33.25 | 10000000
2016-06-15 20:00:00 | 1.2225 | 6.88 | -33.02 | 33.02 | 10000000
2016-06-15 21:00:00 | 1.5201 | 8 | -27.33 | 27.33 | 10000000
2016-06-15 22:00:00 | 1.5201 | 8 | -26.46 | 26.46 | 10000000
2016-06-15 23:00:00 | 1.35 | 7.36 | -25.64 | 25.64 | 10000000
2016-06-16 00:00:00 | 1.3925 | 7.52 | -24.6 | 24.6 | 10000000
2016-06-16 01:00:00 | 1.6476 | 8.48 | -23.61 | 23.61 | 10000000
2016-06-16 02:00:00 | 2.0302 | 9.92 | -23.99 | 23.99 | 10000000
2016-06-16 03:00:00 | 2.2852 | 10.88 | -24.95 | 24.95 | 10000000
2016-06-16 04:00:00 | 2.3702 | 11.2 | -29.84 | 29.84 | 10000000
2016-06-16 05:00:00 | 1.9452 | 9.6 | -37.82 | 37.82 | 10000000
2016-06-16 06:00:00 | 1.6051 | 8.32 | -39.74 | 39.74 | 10000000
2016-06-16 07:00:00 | 1.18 | 6.72 | -35.43 | 35.43 | 10000000
2016-06-16 08:00:00 | 1.18 | 6.72 | -34.88 | 34.88 | 10000000
2016-06-16 09:00:00 | 1.18 | 6.72 | -33.76 | 33.76 | 10000000
2016-06-16 10:00:00 | 1.18 | 6.72 | -29.71 | 29.71 | 10000000
2016-06-16 11:00:00 | 1.18 | 6.72 | -26.98 | 26.98 | 10000000
2016-06-16 12:00:00 | 1.18 | 6.72 | -27.44 | 27.44 | 10000000
2016-06-16 13:00:00 | 1.18 | 6.72 | -28.47 | 28.47 | 10000000
2016-06-16 14:00:00 | 1.18 | 6.72 | -31.75 | 31.75 | 10000000
2016-06-16 15:00:00 | 1.18 | 6.72 | -33.03 | 33.03 | 10000000
2016-06-16 16:00:00 | 1.18 | 6.72 | -34.71 | 34.71 | 10000000
2016-06-16 17:00:00 | 1.18 | 6.72 | -35.2 | 35.2 | 10000000
2016-06-16 18:00:00 | 1.18 | 6.72 | -35.28 | 35.28 | 10000000
2016-06-16 19:00:00 | 1.18 | 6.72 | -33.02 | 33.02 | 10000000
2016-06-16 20:00:00 | 1.18 | 6.72 | -31.05 | 31.05 | 10000000
2016-06-16 21:00:00 | 1.18 | 6.72 | -26.62 | 26.62 | 10000000
2016-06-16 22:00:00 | 1.18 | 6.72 | -25.9 | 25.9 | 10000000
2016-06-16 23:00:00 | 1.18 | 6.72 | -23.73 | 23.73 | 10000000
2016-06-17 00:00:00 | 1.18 | 6.72 | -22.16 | 22.16 | 10000000
2016-06-17 01:00:00 | 1.18 | 6.72 | -21.37 | 21.37 | 10000000
2016-06-17 02:00:00 | 1.18 | 6.72 | -21.72 | 21.72 | 10000000
2016-06-17 03:00:00 | 1.18 | 6.72 | -22.45 | 22.45 | 10000000
2016-06-17 04:00:00 | 1.18 | 6.72 | -27.85 | 27.85 | 10000000
2016-06-17 05:00:00 | 1.265 | 7.04 | -35.3 | 35.3 | 10000000
2016-06-17 06:00:00 | 1.3925 | 7.52 | -39.7 | 39.7 | 10000000
2016-06-17 07:00:00 | 1.265 | 7.04 | -37.5 | 37.5 | 10000000
2016-06-17 08:00:00 | 1.18 | 6.72 | -34.94 | 34.94 | 10000000
2016-06-17 09:00:00 | 1.18 | 6.72 | -33.25 | 33.25 | 10000000
2016-06-17 10:00:00 | 1.265 | 7.04 | -28.81 | 28.81 | 10000000
2016-06-17 11:00:00 | 1.265 | 7.04 | -24.97 | 24.97 | 10000000
2016-06-17 12:00:00 | 1.3925 | 7.52 | -23.92 | 23.92 | 10000000
2016-06-17 13:00:00 | 1.265 | 7.04 | -23.01 | 23.01 | 10000000
2016-06-17 14:00:00 | 1.18 | 6.72 | -23.06 | 23.06 | 10000000
2016-06-17 15:00:00 | 1.18 | 6.72 | -26.55 | 26.55 | 10000000
2016-06-17 16:00:00 | 1.18 | 6.72 | -30.72 | 30.72 | 10000000
2016-06-17 17:00:00 | 1.18 | 6.72 | -32.15 | 32.15 | 10000000
2016-06-17 18:00:00 | 1.18 | 6.72 | -30.59 | 30.59 | 10000000
2016-06-17 19:00:00 | 1.18 | 6.72 | -28.16 | 28.16 | 10000000
2016-06-17 20:00:00 | 1.265 | 7.04 | -29.08 | 29.08 | 10000000
2016-06-17 21:00:00 | 1.3075 | 7.2 | -26.07 | 26.07 | 10000000
2016-06-17 22:00:00 | 1.3075 | 7.2 | -23.06 | 23.06 | 10000000
2016-06-17 23:00:00 | 1.5201 | 8 | -22.45 | 22.45 | 10000000
2016-06-18 00:00:00 | 1.6051 | 8.32 | -21.02 | 21.02 | 10000000
2016-06-18 01:00:00 | 1.9027 | 9.44 | -20.09 | 20.09 | 10000000
2016-06-18 02:00:00 | 2.0302 | 9.92 | -20.06 | 20.06 | 10000000
2016-06-18 03:00:00 | 2.2002 | 10.56 | -18.75 | 18.75 | 10000000
2016-06-18 04:00:00 | 2.0727 | 10.08 | -20.73 | 20.73 | 10000000
2016-06-18 05:00:00 | 1.8176 | 9.12 | -22.75 | 22.75 | 10000000
2016-06-18 06:00:00 | 1.3075 | 7.2 | -24.47 | 24.47 | 10000000
2016-06-18 07:00:00 | 1.18 | 6.72 | -23 | 23 | 10000000
2016-06-18 08:00:00 | 1.18 | 6.72 | -21.64 | 21.64 | 10000000
2016-06-18 09:00:00 | 1.18 | 6.72 | -21.08 | 21.08 | 10000000
2016-06-18 10:00:00 | 1.18 | 6.72 | -16.04 | 16.04 | 10000000
2016-06-18 11:00:00 | 1.18 | 6.72 | -12.85 | 12.85 | 10000000
2016-06-18 12:00:00 | 1.18 | 6.72 | -15.93 | 15.93 | 10000000
2016-06-18 13:00:00 | 1.18 | 6.72 | -18.67 | 18.67 | 10000000
2016-06-18 14:00:00 | 1.18 | 6.72 | -21.49 | 21.49 | 10000000
2016-06-18 15:00:00 | 1.18 | 6.72 | -23.38 | 23.38 | 10000000
2016-06-18 16:00:00 | 1.18 | 6.72 | -26.53 | 26.53 | 10000000
2016-06-18 17:00:00 | 1.18 | 6.72 | -27.28 | 27.28 | 10000000
2016-06-18 18:00:00 | 1.18 | 6.72 | -26.83 | 26.83 | 10000000
2016-06-18 19:00:00 | 1.18 | 6.72 | -26.97 | 26.97 | 10000000
2016-06-18 20:00:00 | 1.18 | 6.72 | -28 | 28 | 10000000
2016-06-18 21:00:00 | 1.6901 | 8.64 | -24.48 | 24.48 | 10000000
2016-06-18 22:00:00 | 1.6051 | 8.32 | -20.64 | 20.64 | 10000000
2016-06-18 23:00:00 | 1.9877 | 9.76 | -15.16 | 15.16 | 10000000
2016-06-19 00:00:00 | 1.9877 | 9.76 | -13.04 | 13.04 | 10000000
2016-06-19 01:00:00 | 2.1152 | 10.24 | -10.88 | 10.88 | 10000000
2016-06-19 02:00:00 | 2.2852 | 10.88 | -15.04 | 15.04 | 10000000
2016-06-19 03:00:00 | 2.6678 | 12.32 | -13.1 | 13.1 | 10000000
2016-06-19 04:00:00 | 2.3277 | 11.04 | -10.16 | 10.16 | 10000000
2016-06-19 05:00:00 | 1.4776 | 7.84 | -10.13 | 10.13 | 10000000
2016-06-19 06:00:00 | 1.18 | 6.72 | -14.29 | 14.29 | 10000000
2016-06-19 07:00:00 | 1.18 | 6.72 | -16.98 | 16.98 | 10000000
2016-06-19 08:00:00 | 1.18 | 6.72 | -17.55 | 17.55 | 10000000
2016-06-19 09:00:00 | 1.18 | 6.72 | -19.08 | 19.08 | 10000000
2016-06-19 10:00:00 | 1.18 | 6.72 | -17.12 | 17.12 | 10000000
2016-06-19 11:00:00 | 1.18 | 6.72 | -11.63 | 11.63 | 10000000
2016-06-19 12:00:00 | 1.18 | 6.72 | -9.04 | 9.04 | 10000000
2016-06-19 13:00:00 | 1.18 | 6.72 | -8.9 | 8.9 | 10000000
2016-06-19 14:00:00 | 1.18 | 6.72 | -11.79 | 11.79 | 10000000
2016-06-19 15:00:00 | 1.18 | 6.72 | -19.04 | 19.04 | 10000000
2016-06-19 16:00:00 | 1.18 | 6.72 | -22.97 | 22.97 | 10000000
2016-06-19 17:00:00 | 1.18 | 6.72 | -26.95 | 26.95 | 10000000
2016-06-19 18:00:00 | 1.18 | 6.72 | -27.8 | 27.8 | 10000000
2016-06-19 19:00:00 | 1.18 | 6.72 | -29.88 | 29.88 | 10000000
2016-06-19 20:00:00 | 1.5626 | 8.16 | -29.26 | 29.26 | 10000000
2016-06-19 21:00:00 | 1.9027 | 9.44 | -27.14 | 27.14 | 10000000
2016-06-19 22:00:00 | 1.6476 | 8.48 | -24.92 | 24.92 | 10000000
2016-06-19 23:00:00 | 1.5201 | 8 | -21.6 | 21.6 | 10000000
2016-06-20 00:00:00 | 2.0302 | 9.92 | -20.4 | 20.4 | 10000000
2016-06-20 01:00:00 | 2.7528 | 12.64 | -17.45 | 17.45 | 10000000
2016-06-20 02:00:00 | 2.9654 | 13.44 | -17.05 | 17.05 | 10000000
2016-06-20 03:00:00 | 3.2204 | 14.4 | -19.99 | 19.99 | 10000000
2016-06-20 04:00:00 | 2.9229 | 13.28 | -28.97 | 28.97 | 10000000
2016-06-20 05:00:00 | 1.9452 | 9.6 | -34.42 | 34.42 | 10000000
2016-06-20 06:00:00 | 1.18 | 6.72 | -34.94 | 34.94 | 10000000
2016-06-20 07:00:00 | 1.18 | 6.72 | -29.44 | 29.44 | 10000000
2016-06-20 08:00:00 | 1.18 | 6.72 | -26.84 | 26.84 | 10000000
2016-06-20 09:00:00 | 1.18 | 6.72 | -26.95 | 26.95 | 10000000
2016-06-20 10:00:00 | 1.18 | 6.72 | -25.51 | 25.51 | 10000000
2016-06-20 11:00:00 | 1.18 | 6.72 | -25.24 | 25.24 | 10000000
2016-06-20 12:00:00 | 1.18 | 6.72 | -25.44 | 25.44 | 10000000
2016-06-20 13:00:00 | 1.18 | 6.72 | -25.49 | 25.49 | 10000000
2016-06-20 14:00:00 | 1.18 | 6.72 | -25.19 | 25.19 | 10000000
2016-06-20 15:00:00 | 1.18 | 6.72 | -27.74 | 27.74 | 10000000
2016-06-20 16:00:00 | 1.18 | 6.72 | -32.97 | 32.97 | 10000000
2016-06-20 17:00:00 | 1.18 | 6.72 | -34.96 | 34.96 | 10000000
2016-06-20 18:00:00 | 1.18 | 6.72 | -33.57 | 33.57 | 10000000
2016-06-20 19:00:00 | 1.18 | 6.72 | -31.76 | 31.76 | 10000000
2016-06-20 20:00:00 | 1.18 | 6.72 | -30.74 | 30.74 | 10000000
2016-06-20 21:00:00 | 1.18 | 6.72 | -25.38 | 25.38 | 10000000
2016-06-20 22:00:00 | 1.18 | 6.72 | -24.23 | 24.23 | 10000000
2016-06-20 23:00:00 | 1.18 | 6.72 | -23.37 | 23.37 | 10000000
2016-06-21 00:00:00 | 1.2225 | 6.88 | -22.34 | 22.34 | 10000000
2016-06-21 01:00:00 | 1.18 | 6.72 | -21.23 | 21.23 | 10000000
2016-06-21 02:00:00 | 1.18 | 6.72 | -21.89 | 21.89 | 10000000
2016-06-21 03:00:00 | 1.18 | 6.72 | -23.93 | 23.93 | 10000000
2016-06-21 04:00:00 | 1.3075 | 7.2 | -29.54 | 29.54 | 10000000
2016-06-21 05:00:00 | 1.18 | 6.72 | -38.73 | 38.73 | 10000000
2016-06-21 06:00:00 | 1.18 | 6.72 | -40.78 | 40.78 | 10000000
2016-06-21 07:00:00 | 1.18 | 6.72 | -42.59 | 42.59 | 10000000
2016-06-21 08:00:00 | 1.18 | 6.72 | -41.79 | 41.79 | 10000000
2016-06-21 09:00:00 | 1.18 | 6.72 | -43.73 | 43.73 | 10000000
2016-06-21 10:00:00 | 1.18 | 6.72 | -39.59 | 39.59 | 10000000
2016-06-21 11:00:00 | 1.18 | 6.72 | -37.64 | 37.64 | 10000000
2016-06-21 12:00:00 | 1.18 | 6.72 | -35.84 | 35.84 | 10000000
2016-06-21 13:00:00 | 1.18 | 6.72 | -34.16 | 34.16 | 10000000
2016-06-21 14:00:00 | 1.18 | 6.72 | -32.45 | 32.45 | 10000000
2016-06-21 15:00:00 | 1.18 | 6.72 | -33.05 | 33.05 | 10000000
2016-06-21 16:00:00 | 1.18 | 6.72 | -34.94 | 34.94 | 10000000
2016-06-21 17:00:00 | 1.18 | 6.72 | -35.91 | 35.91 | 10000000
2016-06-21 18:00:00 | 1.18 | 6.72 | -37.44 | 37.44 | 10000000
2016-06-21 19:00:00 | 1.18 | 6.72 | -34.98 | 34.98 | 10000000
2016-06-21 20:00:00 | 1.18 | 6.72 | -33.93 | 33.93 | 10000000
2016-06-21 21:00:00 | 1.18 | 6.72 | -30 | 30 | 10000000
2016-06-21 22:00:00 | 1.18 | 6.72 | -28.06 | 28.06 | 10000000
2016-06-21 23:00:00 | 1.18 | 6.72 | -24.95 | 24.95 | 10000000
2016-06-22 00:00:00 | 1.3075 | 7.2 | -23.95 | 23.95 | 10000000
2016-06-22 01:00:00 | 1.4351 | 7.68 | -23.14 | 23.14 | 10000000
2016-06-22 02:00:00 | 1.5201 | 8 | -22.97 | 22.97 | 10000000
2016-06-22 03:00:00 | 1.3075 | 7.2 | -24.06 | 24.06 | 10000000
2016-06-22 04:00:00 | 1.35 | 7.36 | -29.98 | 29.98 | 10000000
2016-06-22 05:00:00 | 1.18 | 6.72 | -40 | 40 | 10000000
2016-06-22 06:00:00 | 1.18 | 6.72 | -42 | 42 | 10000000
2016-06-22 07:00:00 | 1.18 | 6.72 | -40 | 40 | 10000000
2016-06-22 08:00:00 | 1.18 | 6.72 | -37.27 | 37.27 | 10000000
2016-06-22 09:00:00 | 1.18 | 6.72 | -36.62 | 36.62 | 10000000
2016-06-22 10:00:00 | 1.18 | 6.72 | -33.6 | 33.6 | 10000000
2016-06-22 11:00:00 | 1.18 | 6.72 | -30.29 | 30.29 | 10000000
2016-06-22 12:00:00 | 1.18 | 6.72 | -28.94 | 28.94 | 10000000
2016-06-22 13:00:00 | 1.18 | 6.72 | -28.93 | 28.93 | 10000000
2016-06-22 14:00:00 | 1.18 | 6.72 | -30.31 | 30.31 | 10000000
2016-06-22 15:00:00 | 1.18 | 6.72 | -33.7 | 33.7 | 10000000
2016-06-22 16:00:00 | 1.18 | 6.72 | -38.12 | 38.12 | 10000000
2016-06-22 17:00:00 | 1.18 | 6.72 | -39.8 | 39.8 | 10000000
2016-06-22 18:00:00 | 1.18 | 6.72 | -38.3 | 38.3 | 10000000
2016-06-22 19:00:00 | 1.18 | 6.72 | -37.39 | 37.39 | 10000000
2016-06-22 20:00:00 | 1.18 | 6.72 | -35.98 | 35.98 | 10000000
2016-06-22 21:00:00 | 1.18 | 6.72 | -30.35 | 30.35 | 10000000
2016-06-22 22:00:00 | 1.18 | 6.72 | -28.09 | 28.09 | 10000000
2016-06-22 23:00:00 | 1.18 | 6.72 | -25.64 | 25.64 | 10000000
2016-06-23 00:00:00 | 1.18 | 6.72 | -24.38 | 24.38 | 10000000
2016-06-23 01:00:00 | 1.18 | 6.72 | -23.3 | 23.3 | 10000000
2016-06-23 02:00:00 | 1.18 | 6.72 | -23.24 | 23.24 | 10000000
2016-06-23 03:00:00 | 1.18 | 6.72 | -24.14 | 24.14 | 10000000
2016-06-23 04:00:00 | 1.18 | 6.72 | -28.16 | 28.16 | 10000000
2016-06-23 05:00:00 | 1.18 | 6.72 | -35.91 | 35.91 | 10000000
2016-06-23 06:00:00 | 1.18 | 6.72 | -35.91 | 35.91 | 10000000
2016-06-23 07:00:00 | 1.18 | 6.72 | -34.97 | 34.97 | 10000000
2016-06-23 08:00:00 | 1.18 | 6.72 | -29.78 | 29.78 | 10000000
2016-06-23 09:00:00 | 1.18 | 6.72 | -27.95 | 27.95 | 10000000
2016-06-23 10:00:00 | 1.18 | 6.72 | -25.62 | 25.62 | 10000000
2016-06-23 11:00:00 | 1.18 | 6.72 | -25.08 | 25.08 | 10000000
2016-06-23 12:00:00 | 1.18 | 6.72 | -25.37 | 25.37 | 10000000
2016-06-23 13:00:00 | 1.18 | 6.72 | -25.71 | 25.71 | 10000000
2016-06-23 14:00:00 | 1.18 | 6.72 | -27.31 | 27.31 | 10000000
2016-06-23 15:00:00 | 1.18 | 6.72 | -30.83 | 30.83 | 10000000
2016-06-23 16:00:00 | 1.18 | 6.72 | -35.92 | 35.92 | 10000000
2016-06-23 17:00:00 | 1.18 | 6.72 | -40.06 | 40.06 | 10000000
2016-06-23 18:00:00 | 1.18 | 6.72 | -38.04 | 38.04 | 10000000
2016-06-23 19:00:00 | 1.18 | 6.72 | -32.72 | 32.72 | 10000000
2016-06-23 20:00:00 | 1.18 | 6.72 | -30.77 | 30.77 | 10000000
2016-06-23 21:00:00 | 1.18 | 6.72 | -26.99 | 26.99 | 10000000
2016-06-23 22:00:00 | 1.18 | 6.72 | -26.03 | 26.03 | 10000000
2016-06-23 23:00:00 | 1.18 | 6.72 | -24.56 | 24.56 | 10000000
2016-06-24 00:00:00 | 1.18 | 6.72 | -24.08 | 24.08 | 10000000
2016-06-24 01:00:00 | 1.18 | 6.72 | -23.36 | 23.36 | 10000000
2016-06-24 02:00:00 | 1.18 | 6.72 | -23.91 | 23.91 | 10000000
2016-06-24 03:00:00 | 1.18 | 6.72 | -26.43 | 26.43 | 10000000
2016-06-24 04:00:00 | 1.18 | 6.72 | -31.86 | 31.86 | 10000000
2016-06-24 05:00:00 | 1.18 | 6.72 | -37.03 | 37.03 | 10000000
2016-06-24 06:00:00 | 1.18 | 6.72 | -38.84 | 38.84 | 10000000
2016-06-24 07:00:00 | 1.18 | 6.72 | -34.46 | 34.46 | 10000000
2016-06-24 08:00:00 | 1.18 | 6.72 | -31.96 | 31.96 | 10000000
2016-06-24 09:00:00 | 1.18 | 6.72 | -30.01 | 30.01 | 10000000
2016-06-24 10:00:00 | 1.18 | 6.72 | -29.93 | 29.93 | 10000000
2016-06-24 11:00:00 | 1.18 | 6.72 | -28.27 | 28.27 | 10000000
2016-06-24 12:00:00 | 1.18 | 6.72 | -28.66 | 28.66 | 10000000
2016-06-24 13:00:00 | 1.18 | 6.72 | -28.38 | 28.38 | 10000000
2016-06-24 14:00:00 | 1.18 | 6.72 | -29.63 | 29.63 | 10000000
2016-06-24 15:00:00 | 1.18 | 6.72 | -31.65 | 31.65 | 10000000
2016-06-24 16:00:00 | 1.18 | 6.72 | -34.98 | 34.98 | 10000000
2016-06-24 17:00:00 | 1.18 | 6.72 | -35.53 | 35.53 | 10000000
2016-06-24 18:00:00 | 1.18 | 6.72 | -34.95 | 34.95 | 10000000
2016-06-24 19:00:00 | 1.18 | 6.72 | -33.28 | 33.28 | 10000000
2016-06-24 20:00:00 | 1.18 | 6.72 | -34.12 | 34.12 | 10000000
2016-06-24 21:00:00 | 1.18 | 6.72 | -32.04 | 32.04 | 10000000
2016-06-24 22:00:00 | 1.18 | 6.72 | -30.14 | 30.14 | 10000000
2016-06-24 23:00:00 | 1.18 | 6.72 | -28.97 | 28.97 | 10000000
2016-06-25 00:00:00 | 1.18 | 6.72 | -26.64 | 26.64 | 10000000
2016-06-25 01:00:00 | 1.18 | 6.72 | -24.28 | 24.28 | 10000000
2016-06-25 02:00:00 | 1.18 | 6.72 | -23.35 | 23.35 | 10000000
2016-06-25 03:00:00 | 1.18 | 6.72 | -23 | 23 | 10000000
2016-06-25 04:00:00 | 1.18 | 6.72 | -24 | 24 | 10000000
2016-06-25 05:00:00 | 1.18 | 6.72 | -26.93 | 26.93 | 10000000
2016-06-25 06:00:00 | 1.18 | 6.72 | -30.25 | 30.25 | 10000000
2016-06-25 07:00:00 | 1.18 | 6.72 | -32.96 | 32.96 | 10000000
2016-06-25 08:00:00 | 1.18 | 6.72 | -33.86 | 33.86 | 10000000
2016-06-25 09:00:00 | 1.18 | 6.72 | -32.95 | 32.95 | 10000000
2016-06-25 10:00:00 | 1.18 | 6.72 | -30.06 | 30.06 | 10000000
2016-06-25 11:00:00 | 1.18 | 6.72 | -27.81 | 27.81 | 10000000
2016-06-25 12:00:00 | 1.18 | 6.72 | -25.08 | 25.08 | 10000000
2016-06-25 13:00:00 | 1.18 | 6.72 | -24.43 | 24.43 | 10000000
2016-06-25 14:00:00 | 1.18 | 6.72 | -24.43 | 24.43 | 10000000
2016-06-25 15:00:00 | 1.18 | 6.72 | -27.31 | 27.31 | 10000000
2016-06-25 16:00:00 | 1.18 | 6.72 | -29.42 | 29.42 | 10000000
2016-06-25 17:00:00 | 1.18 | 6.72 | -30.53 | 30.53 | 10000000
2016-06-25 18:00:00 | 1.18 | 6.72 | -29.8 | 29.8 | 10000000
2016-06-25 19:00:00 | 1.18 | 6.72 | -28.81 | 28.81 | 10000000
2016-06-25 20:00:00 | 1.18 | 6.72 | -29.61 | 29.61 | 10000000
2016-06-25 21:00:00 | 1.18 | 6.72 | -27.02 | 27.02 | 10000000
2016-06-25 22:00:00 | 1.18 | 6.72 | -17.29 | 17.29 | 10000000
2016-06-25 23:00:00 | 1.18 | 6.72 | -12.78 | 12.78 | 10000000
2016-06-26 00:00:00 | 1.18 | 6.72 | -14.25 | 14.25 | 10000000
2016-06-26 01:00:00 | 1.18 | 6.72 | -13.35 | 13.35 | 10000000
2016-06-26 02:00:00 | 1.18 | 6.72 | -13.08 | 13.08 | 10000000
2016-06-26 03:00:00 | 1.18 | 6.72 | -12.43 | 12.43 | 10000000
2016-06-26 04:00:00 | 1.18 | 6.72 | -11.53 | 11.53 | 10000000
2016-06-26 05:00:00 | 1.18 | 6.72 | -12.63 | 12.63 | 10000000
2016-06-26 06:00:00 | 1.18 | 6.72 | -13.46 | 13.46 | 10000000
2016-06-26 07:00:00 | 1.18 | 6.72 | -13.51 | 13.51 | 10000000
2016-06-26 08:00:00 | 1.18 | 6.72 | -9.79 | 9.79 | 10000000
2016-06-26 09:00:00 | 1.18 | 6.72 | -12.86 | 12.86 | 10000000
2016-06-26 10:00:00 | 1.18 | 6.72 | -12.08 | 12.08 | 10000000
2016-06-26 11:00:00 | 1.18 | 6.72 | -9.29 | 9.29 | 10000000
2016-06-26 12:00:00 | 1.18 | 6.72 | -8.05 | 8.05 | 10000000
2016-06-26 13:00:00 | 1.18 | 6.72 | -9.19 | 9.19 | 10000000
2016-06-26 14:00:00 | 1.18 | 6.72 | -11.67 | 11.67 | 10000000
2016-06-26 15:00:00 | 1.18 | 6.72 | -15.79 | 15.79 | 10000000
2016-06-26 16:00:00 | 1.18 | 6.72 | -23.76 | 23.76 | 10000000
2016-06-26 17:00:00 | 1.18 | 6.72 | -26.79 | 26.79 | 10000000
2016-06-26 18:00:00 | 1.18 | 6.72 | -29.97 | 29.97 | 10000000
2016-06-26 19:00:00 | 1.18 | 6.72 | -28.46 | 28.46 | 10000000
2016-06-26 20:00:00 | 1.18 | 6.72 | -31.91 | 31.91 | 10000000
2016-06-26 21:00:00 | 1.18 | 6.72 | -28.12 | 28.12 | 10000000
2016-06-26 22:00:00 | 1.7751 | 8.96 | -24.1 | 24.1 | 10000000
2016-06-26 23:00:00 | 1.4351 | 7.68 | -20.99 | 20.99 | 10000000
2016-06-27 00:00:00 | 1.8176 | 9.12 | -19.04 | 19.04 | 10000000
2016-06-27 01:00:00 | 2.1152 | 10.24 | -16.29 | 16.29 | 10000000
2016-06-27 02:00:00 | 2.4128 | 11.36 | -16.12 | 16.12 | 10000000
2016-06-27 03:00:00 | 2.3277 | 11.04 | -19.02 | 19.02 | 10000000
2016-06-27 04:00:00 | 1.9027 | 9.44 | -27.75 | 27.75 | 10000000
2016-06-27 05:00:00 | 1.2225 | 6.88 | -33.07 | 33.07 | 10000000
2016-06-27 06:00:00 | 1.18 | 6.72 | -34.26 | 34.26 | 10000000
2016-06-27 07:00:00 | 1.18 | 6.72 | -31.02 | 31.02 | 10000000
2016-06-27 08:00:00 | 1.18 | 6.72 | -26.57 | 26.57 | 10000000
2016-06-27 09:00:00 | 1.18 | 6.72 | -26.29 | 26.29 | 10000000
2016-06-27 10:00:00 | 1.18 | 6.72 | -24.82 | 24.82 | 10000000
2016-06-27 11:00:00 | 1.18 | 6.72 | -25.38 | 25.38 | 10000000
2016-06-27 12:00:00 | 1.18 | 6.72 | -24.87 | 24.87 | 10000000
2016-06-27 13:00:00 | 1.18 | 6.72 | -25.95 | 25.95 | 10000000
2016-06-27 14:00:00 | 1.18 | 6.72 | -25.92 | 25.92 | 10000000
2016-06-27 15:00:00 | 1.18 | 6.72 | -28.08 | 28.08 | 10000000
2016-06-27 16:00:00 | 1.18 | 6.72 | -34.98 | 34.98 | 10000000
2016-06-27 17:00:00 | 1.18 | 6.72 | -39.05 | 39.05 | 10000000
2016-06-27 18:00:00 | 1.18 | 6.72 | -38.31 | 38.31 | 10000000
2016-06-27 19:00:00 | 1.18 | 6.72 | -36.52 | 36.52 | 10000000
2016-06-27 20:00:00 | 1.18 | 6.72 | -36.4 | 36.4 | 10000000
2016-06-27 21:00:00 | 1.18 | 6.72 | -31.69 | 31.69 | 10000000
2016-06-27 22:00:00 | 1.18 | 6.72 | -26.84 | 26.84 | 10000000
2016-06-27 23:00:00 | 1.18 | 6.72 | -24.4 | 24.4 | 10000000
2016-06-28 00:00:00 | 1.18 | 6.72 | -24.09 | 24.09 | 10000000
2016-06-28 01:00:00 | 1.18 | 6.72 | -23.13 | 23.13 | 10000000
2016-06-28 02:00:00 | 1.18 | 6.72 | -22.76 | 22.76 | 10000000
2016-06-28 03:00:00 | 1.18 | 6.72 | -24.19 | 24.19 | 10000000
2016-06-28 04:00:00 | 1.18 | 6.72 | -30 | 30 | 10000000
2016-06-28 05:00:00 | 1.18 | 6.72 | -40.08 | 40.08 | 10000000
2016-06-28 06:00:00 | 1.18 | 6.72 | -41.91 | 41.91 | 10000000
2016-06-28 07:00:00 | 1.4776 | 7.84 | -41.98 | 41.98 | 10000000
2016-06-28 08:00:00 | 1.18 | 6.72 | -38.94 | 38.94 | 10000000
2016-06-28 09:00:00 | 1.18 | 6.72 | -37.88 | 37.88 | 10000000
2016-06-28 10:00:00 | 1.7326 | 8.8 | -35.36 | 35.36 | 10000000
2016-06-28 11:00:00 | 1.18 | 6.72 | -34.08 | 34.08 | 10000000
2016-06-28 12:00:00 | 1.18 | 6.72 | -32.62 | 32.62 | 10000000
2016-06-28 13:00:00 | 1.18 | 6.72 | -31.37 | 31.37 | 10000000
2016-06-28 14:00:00 | 1.18 | 6.72 | -30.89 | 30.89 | 10000000
2016-06-28 15:00:00 | 1.18 | 6.72 | -36.04 | 36.04 | 10000000
2016-06-28 16:00:00 | 1.18 | 6.72 | -39.85 | 39.85 | 10000000
2016-06-28 17:00:00 | 1.18 | 6.72 | -41.74 | 41.74 | 10000000
2016-06-28 18:00:00 | 1.18 | 6.72 | -38.99 | 38.99 | 10000000
2016-06-28 19:00:00 | 1.18 | 6.72 | -34.56 | 34.56 | 10000000
2016-06-28 20:00:00 | 1.18 | 6.72 | -33.84 | 33.84 | 10000000
2016-06-28 21:00:00 | 1.18 | 6.72 | -28.34 | 28.34 | 10000000
2016-06-28 22:00:00 | 1.265 | 7.04 | -24.03 | 24.03 | 10000000
2016-06-28 23:00:00 | 1.6051 | 8.32 | -22.14 | 22.14 | 10000000
2016-06-29 00:00:00 | 1.6476 | 8.48 | -20.64 | 20.64 | 10000000
2016-06-29 01:00:00 | 1.7751 | 8.96 | -19.91 | 19.91 | 10000000
2016-06-29 02:00:00 | 1.6476 | 8.48 | -19.17 | 19.17 | 10000000
2016-06-29 03:00:00 | 1.6901 | 8.64 | -19.99 | 19.99 | 10000000
2016-06-29 04:00:00 | 1.6901 | 8.64 | -24.58 | 24.58 | 10000000
2016-06-29 05:00:00 | 1.4776 | 7.84 | -32.91 | 32.91 | 10000000
2016-06-29 06:00:00 | 1.5201 | 8 | -34.94 | 34.94 | 10000000
2016-06-29 07:00:00 | 1.18 | 6.72 | -31.82 | 31.82 | 10000000
2016-06-29 08:00:00 | 1.18 | 6.72 | -26.05 | 26.05 | 10000000
2016-06-29 09:00:00 | 1.18 | 6.72 | -24.71 | 24.71 | 10000000
2016-06-29 10:00:00 | 1.18 | 6.72 | -23.92 | 23.92 | 10000000
2016-06-29 11:00:00 | 1.18 | 6.72 | -23.6 | 23.6 | 10000000
2016-06-29 12:00:00 | 1.18 | 6.72 | -23.4 | 23.4 | 10000000
2016-06-29 13:00:00 | 1.18 | 6.72 | -23.96 | 23.96 | 10000000
2016-06-29 14:00:00 | 1.18 | 6.72 | -23.71 | 23.71 | 10000000
2016-06-29 15:00:00 | 1.18 | 6.72 | -26.54 | 26.54 | 10000000
2016-06-29 16:00:00 | 1.18 | 6.72 | -33.46 | 33.46 | 10000000
2016-06-29 17:00:00 | 1.18 | 6.72 | -38.99 | 38.99 | 10000000
2016-06-29 18:00:00 | 1.18 | 6.72 | -37.49 | 37.49 | 10000000
2016-06-29 19:00:00 | 1.18 | 6.72 | -34.98 | 34.98 | 10000000
2016-06-29 20:00:00 | 1.18 | 6.72 | -34.94 | 34.94 | 10000000
2016-06-29 21:00:00 | 1.18 | 6.72 | -29.96 | 29.96 | 10000000
2016-06-29 22:00:00 | 1.7326 | 8.8 | -25.16 | 25.16 | 10000000
2016-06-29 23:00:00 | 1.5626 | 8.16 | -23.34 | 23.34 | 10000000
2016-06-30 00:00:00 | 1.5626 | 8.16 | -22.08 | 22.08 | 10000000
2016-06-30 01:00:00 | 2.2427 | 10.72 | -20.11 | 20.11 | 10000000
2016-06-30 02:00:00 | 2.1577 | 10.4 | -19.82 | 19.82 | 10000000
2016-06-30 03:00:00 | 1.8601 | 9.28 | -21.58 | 21.58 | 10000000
2016-06-30 04:00:00 | 1.9452 | 9.6 | -26.61 | 26.61 | 10000000
2016-06-30 05:00:00 | 1.18 | 6.72 | -34.94 | 34.94 | 10000000
2016-06-30 06:00:00 | 1.18 | 6.72 | -39.86 | 39.86 | 10000000
2016-06-30 07:00:00 | 1.18 | 6.72 | -38.24 | 38.24 | 10000000
2016-06-30 08:00:00 | 1.18 | 6.72 | -38.49 | 38.49 | 10000000
2016-06-30 09:00:00 | 1.18 | 6.72 | -36 | 36 | 10000000
2016-06-30 10:00:00 | 1.18 | 6.72 | -30.69 | 30.69 | 10000000
2016-06-30 11:00:00 | 1.18 | 6.72 | -27.63 | 27.63 | 10000000
2016-06-30 12:00:00 | 1.18 | 6.72 | -25.8 | 25.8 | 10000000
2016-06-30 13:00:00 | 1.18 | 6.72 | -26.17 | 26.17 | 10000000
2016-06-30 14:00:00 | 1.18 | 6.72 | -26.28 | 26.28 | 10000000
2016-06-30 15:00:00 | 1.18 | 6.72 | -29.77 | 29.77 | 10000000
2016-06-30 16:00:00 | 1.18 | 6.72 | -34.23 | 34.23 | 10000000
2016-06-30 17:00:00 | 1.18 | 6.72 | -38.28 | 38.28 | 10000000
2016-06-30 18:00:00 | 1.18 | 6.72 | -34.91 | 34.91 | 10000000
2016-06-30 19:00:00 | 1.18 | 6.72 | -31.11 | 31.11 | 10000000
2016-06-30 20:00:00 | 1.18 | 6.72 | -32.38 | 32.38 | 10000000
2016-06-30 21:00:00 | 1.18 | 6.72 | -27.72 | 27.72 | 10000000
2016-06-30 22:00:00 | 1.18 | 6.72 | -29.36 | 29.36 | 10000000
2016-06-30 23:00:00 | 1.18 | 6.72 | -24.69 | 24.69 | 10000000
2016-07-01 00:00:00 | 1.18 | 6.72 | -23.42 | 23.42 | 10000000
2016-07-01 01:00:00 | 1.18 | 6.72 | -21.91 | 21.91 | 10000000
2016-07-01 02:00:00 | 1.18 | 6.72 | -20.19 | 20.19 | 10000000
2016-07-01 03:00:00 | 1.18 | 6.72 | -22.44 | 22.44 | 10000000
2016-07-01 04:00:00 | 1.18 | 6.72 | -26.84 | 26.84 | 10000000
2016-07-01 05:00:00 | 1.18 | 6.72 | -33.58 | 33.58 | 10000000
2016-07-01 06:00:00 | 1.18 | 6.72 | -35.78 | 35.78 | 10000000
2016-07-01 07:00:00 | 1.18 | 6.72 | -29.8 | 29.8 | 10000000
2016-07-01 08:00:00 | 1.18 | 6.72 | -24 | 24 | 10000000
2016-07-01 09:00:00 | 1.18 | 6.72 | -23.26 | 23.26 | 10000000
2016-07-01 10:00:00 | 1.18 | 6.72 | -22.56 | 22.56 | 10000000
2016-07-01 11:00:00 | 1.18 | 6.72 | -22.09 | 22.09 | 10000000
2016-07-01 12:00:00 | 1.18 | 6.72 | -22.09 | 22.09 | 10000000
2016-07-01 13:00:00 | 1.18 | 6.72 | -24.22 | 24.22 | 10000000
2016-07-01 14:00:00 | 1.18 | 6.72 | -27 | 27 | 10000000
2016-07-01 15:00:00 | 1.18 | 6.72 | -28.75 | 28.75 | 10000000
2016-07-01 16:00:00 | 1.18 | 6.72 | -32.43 | 32.43 | 10000000
2016-07-01 17:00:00 | 1.18 | 6.72 | -33.95 | 33.95 | 10000000
2016-07-01 18:00:00 | 1.18 | 6.72 | -32.67 | 32.67 | 10000000
2016-07-01 19:00:00 | 1.18 | 6.72 | -30.07 | 30.07 | 10000000
2016-07-01 20:00:00 | 1.18 | 6.72 | -31.91 | 31.91 | 10000000
2016-07-01 21:00:00 | 1.18 | 6.72 | -27.59 | 27.59 | 10000000
2016-07-01 22:00:00 | 1.18 | 6.72 | -22.03 | 22.03 | 10000000
2016-07-01 23:00:00 | 1.18 | 6.72 | -20.38 | 20.38 | 10000000
2016-07-02 00:00:00 | 1.18 | 6.72 | -19.4 | 19.4 | 10000000
2016-07-02 01:00:00 | 1.18 | 6.72 | -17.09 | 17.09 | 10000000
2016-07-02 02:00:00 | 1.18 | 6.72 | -16.79 | 16.79 | 10000000
2016-07-02 03:00:00 | 1.18 | 6.72 | -16.58 | 16.58 | 10000000
2016-07-02 04:00:00 | 1.18 | 6.72 | -17.99 | 17.99 | 10000000
2016-07-02 05:00:00 | 1.18 | 6.72 | -20.05 | 20.05 | 10000000
2016-07-02 06:00:00 | 1.18 | 6.72 | -21.41 | 21.41 | 10000000
2016-07-02 07:00:00 | 1.18 | 6.72 | -23.71 | 23.71 | 10000000
2016-07-02 08:00:00 | 1.18 | 6.72 | -22.04 | 22.04 | 10000000
2016-07-02 09:00:00 | 1.18 | 6.72 | -22.03 | 22.03 | 10000000
2016-07-02 10:00:00 | 1.18 | 6.72 | -21.87 | 21.87 | 10000000
2016-07-02 11:00:00 | 1.18 | 6.72 | -20.86 | 20.86 | 10000000
2016-07-02 12:00:00 | 1.18 | 6.72 | -19.4 | 19.4 | 10000000
2016-07-02 13:00:00 | 1.18 | 6.72 | -18.52 | 18.52 | 10000000
2016-07-02 14:00:00 | 1.18 | 6.72 | -17.95 | 17.95 | 10000000
2016-07-02 15:00:00 | 1.18 | 6.72 | -19.96 | 19.96 | 10000000
2016-07-02 16:00:00 | 1.18 | 6.72 | -23.11 | 23.11 | 10000000
2016-07-02 17:00:00 | 1.18 | 6.72 | -25.33 | 25.33 | 10000000
2016-07-02 18:00:00 | 1.18 | 6.72 | -25.48 | 25.48 | 10000000
2016-07-02 19:00:00 | 1.18 | 6.72 | -25.03 | 25.03 | 10000000
2016-07-02 20:00:00 | 1.4351 | 7.68 | -25.97 | 25.97 | 10000000
2016-07-02 21:00:00 | 1.8601 | 9.28 | -22.4 | 22.4 | 10000000
2016-07-02 22:00:00 | 1.9027 | 9.44 | -18.07 | 18.07 | 10000000
2016-07-02 23:00:00 | 2.2427 | 10.72 | -9.32 | 9.32 | 10000000
2016-07-03 00:00:00 | 2.4128 | 11.36 | -7.88 | 7.88 | 10000000
2016-07-03 01:00:00 | 2.8378 | 12.96 | -6.97 | 6.97 | 10000000
2016-07-03 02:00:00 | 2.8804 | 13.12 | -8.82 | 8.82 | 10000000
2016-07-03 03:00:00 | 2.9229 | 13.28 | -7.77 | 7.77 | 10000000
2016-07-03 04:00:00 | 2.9654 | 13.44 | -8.14 | 8.14 | 10000000
2016-07-03 05:00:00 | 2.2852 | 10.88 | -8.82 | 8.82 | 10000000
2016-07-03 06:00:00 | 1.6476 | 8.48 | -12.2 | 12.2 | 10000000
2016-07-03 07:00:00 | 1.18 | 6.72 | -9.92 | 9.92 | 10000000
2016-07-03 08:00:00 | 1.18 | 6.72 | -8.92 | 8.92 | 10000000
2016-07-03 09:00:00 | 1.18 | 6.72 | -8.86 | 8.86 | 10000000
2016-07-03 10:00:00 | 1.18 | 6.72 | -8.92 | 8.92 | 10000000
2016-07-03 11:00:00 | 1.18 | 6.72 | -7.09 | 7.09 | 10000000
2016-07-03 12:00:00 | 1.18 | 6.72 | -6.98 | 6.98 | 10000000
2016-07-03 13:00:00 | 1.18 | 6.72 | -7.14 | 7.14 | 10000000
2016-07-03 14:00:00 | 1.18 | 6.72 | -8.97 | 8.97 | 10000000
2016-07-03 15:00:00 | 1.18 | 6.72 | -18.08 | 18.08 | 10000000
2016-07-03 16:00:00 | 1.18 | 6.72 | -22.02 | 22.02 | 10000000
2016-07-03 17:00:00 | 1.18 | 6.72 | -26.76 | 26.76 | 10000000
2016-07-03 18:00:00 | 1.18 | 6.72 | -27.97 | 27.97 | 10000000
2016-07-03 19:00:00 | 1.18 | 6.72 | -30.49 | 30.49 | 10000000
2016-07-03 20:00:00 | 2.1577 | 10.4 | -32.35 | 32.35 | 10000000
2016-07-03 21:00:00 | 2.7528 | 12.64 | -29.37 | 29.37 | 10000000
2016-07-03 22:00:00 | 2.5403 | 11.84 | -25.73 | 25.73 | 10000000
2016-07-03 23:00:00 | 2.5828 | 12 | -22.73 | 22.73 | 10000000
2016-07-04 00:00:00 | 2.7103 | 12.48 | -22.26 | 22.26 | 10000000
2016-07-04 01:00:00 | 2.9229 | 13.28 | -21.65 | 21.65 | 10000000
2016-07-04 02:00:00 | 3.0504 | 13.76 | -21.69 | 21.69 | 10000000
2016-07-04 03:00:00 | 3.2629 | 14.56 | -23.37 | 23.37 | 10000000
2016-07-04 04:00:00 | 3.0504 | 13.76 | -31.93 | 31.93 | 10000000
2016-07-04 05:00:00 | 2.3277 | 11.04 | -35.19 | 35.19 | 10000000
2016-07-04 06:00:00 | 1.6051 | 8.32 | -37.93 | 37.93 | 10000000
2016-07-04 07:00:00 | 1.18 | 6.72 | -33.54 | 33.54 | 10000000
2016-07-04 08:00:00 | 1.18 | 6.72 | -32.91 | 32.91 | 10000000
2016-07-04 09:00:00 | 1.18 | 6.72 | -31.68 | 31.68 | 10000000
2016-07-04 10:00:00 | 1.18 | 6.72 | -29.98 | 29.98 | 10000000
2016-07-04 11:00:00 | 1.18 | 6.72 | -29.33 | 29.33 | 10000000
2016-07-04 12:00:00 | 1.18 | 6.72 | -29.75 | 29.75 | 10000000
2016-07-04 13:00:00 | 1.18 | 6.72 | -29.26 | 29.26 | 10000000
2016-07-04 14:00:00 | 1.18 | 6.72 | -30.47 | 30.47 | 10000000
2016-07-04 15:00:00 | 1.18 | 6.72 | -32.9 | 32.9 | 10000000
2016-07-04 16:00:00 | 1.18 | 6.72 | -35.98 | 35.98 | 10000000
2016-07-04 17:00:00 | 1.18 | 6.72 | -38.41 | 38.41 | 10000000
2016-07-04 18:00:00 | 1.18 | 6.72 | -38.65 | 38.65 | 10000000
2016-07-04 19:00:00 | 1.18 | 6.72 | -35.56 | 35.56 | 10000000
2016-07-04 20:00:00 | 1.18 | 6.72 | -34.96 | 34.96 | 10000000
2016-07-04 21:00:00 | 1.265 | 7.04 | -33.98 | 33.98 | 10000000
2016-07-04 22:00:00 | 2.1577 | 10.4 | -29.93 | 29.93 | 10000000
2016-07-04 23:00:00 | 2.4978 | 11.68 | -27 | 27 | 10000000
2016-07-05 00:00:00 | 2.6678 | 12.32 | -25.46 | 25.46 | 10000000
2016-07-05 01:00:00 | 1.9452 | 9.6 | -23.88 | 23.88 | 10000000
2016-07-05 02:00:00 | 2.9229 | 13.28 | -23.43 | 23.43 | 10000000
2016-07-05 03:00:00 | 2.9654 | 13.44 | -25.31 | 25.31 | 10000000
2016-07-05 04:00:00 | 1.8601 | 9.28 | -30.28 | 30.28 | 10000000
2016-07-05 05:00:00 | 1.5626 | 8.16 | -34.94 | 34.94 | 10000000
2016-07-05 06:00:00 | 1.18 | 6.72 | -36.46 | 36.46 | 10000000
2016-07-05 07:00:00 | 1.18 | 6.72 | -35.05 | 35.05 | 10000000
2016-07-05 08:00:00 | 1.18 | 6.72 | -32.54 | 32.54 | 10000000
2016-07-05 09:00:00 | 1.18 | 6.72 | -31.46 | 31.46 | 10000000
2016-07-05 10:00:00 | 1.18 | 6.72 | -28.6 | 28.6 | 10000000
2016-07-05 11:00:00 | 1.18 | 6.72 | -26.52 | 26.52 | 10000000
2016-07-05 12:00:00 | 1.18 | 6.72 | -24.34 | 24.34 | 10000000
2016-07-05 13:00:00 | 1.18 | 6.72 | -22.28 | 22.28 | 10000000
2016-07-05 14:00:00 | 1.18 | 6.72 | -22.14 | 22.14 | 10000000
2016-07-05 15:00:00 | 1.18 | 6.72 | -23.01 | 23.01 | 10000000
2016-07-05 16:00:00 | 1.18 | 6.72 | -24.6 | 24.6 | 10000000
2016-07-05 17:00:00 | 1.18 | 6.72 | -27.57 | 27.57 | 10000000
2016-07-05 18:00:00 | 1.18 | 6.72 | -26.9 | 26.9 | 10000000
2016-07-05 19:00:00 | 1.18 | 6.72 | -23.95 | 23.95 | 10000000
2016-07-05 20:00:00 | 1.18 | 6.72 | -22.89 | 22.89 | 10000000
2016-07-05 21:00:00 | 1.18 | 6.72 | -18.96 | 18.96 | 10000000
2016-07-05 22:00:00 | 1.18 | 6.72 | -8.18 | 8.18 | 10000000
2016-07-05 23:00:00 | 1.18 | 6.72 | -9.26 | 9.26 | 10000000
2016-07-06 00:00:00 | 1.18 | 6.72 | -8.17 | 8.17 | 10000000
2016-07-06 01:00:00 | 1.3925 | 7.52 | -5.84 | 5.84 | 10000000
2016-07-06 02:00:00 | 1.6476 | 8.48 | -4.9 | 4.9 | 10000000
2016-07-06 03:00:00 | 1.9027 | 9.44 | -10.72 | 10.72 | 10000000
2016-07-06 04:00:00 | 2.0727 | 10.08 | -20.09 | 20.09 | 10000000
2016-07-06 05:00:00 | 1.9452 | 9.6 | -24.54 | 24.54 | 10000000
2016-07-06 06:00:00 | 1.9877 | 9.76 | -24.15 | 24.15 | 10000000
2016-07-06 07:00:00 | 1.4776 | 7.84 | -20.12 | 20.12 | 10000000
2016-07-06 08:00:00 | 1.3925 | 7.52 | -13.19 | 13.19 | 10000000
2016-07-06 09:00:00 | 1.2225 | 6.88 | -13.15 | 13.15 | 10000000
2016-07-06 10:00:00 | 1.18 | 6.72 | -9.36 | 9.36 | 10000000
2016-07-06 11:00:00 | 1.18 | 6.72 | -8.17 | 8.17 | 10000000
2016-07-06 12:00:00 | 1.18 | 6.72 | -2.55 | 2.55 | 10000000
2016-07-06 13:00:00 | 1.18 | 6.72 | -9.23 | 9.23 | 10000000
2016-07-06 14:00:00 | 1.18 | 6.72 | -11.6 | 11.6 | 10000000
2016-07-06 15:00:00 | 1.18 | 6.72 | -14.73 | 14.73 | 10000000
2016-07-06 16:00:00 | 1.18 | 6.72 | -23.32 | 23.32 | 10000000
2016-07-06 17:00:00 | 1.18 | 6.72 | -28.27 | 28.27 | 10000000
2016-07-06 18:00:00 | 1.18 | 6.72 | -29.32 | 29.32 | 10000000
2016-07-06 19:00:00 | 1.18 | 6.72 | -29.6 | 29.6 | 10000000
2016-07-06 20:00:00 | 1.18 | 6.72 | -31.75 | 31.75 | 10000000
2016-07-06 21:00:00 | 1.7751 | 8.96 | -28.84 | 28.84 | 10000000
2016-07-06 22:00:00 | 1.5626 | 8.16 | -29.09 | 29.09 | 10000000
2016-07-06 23:00:00 | 1.9027 | 9.44 | -25.56 | 25.56 | 10000000
2016-07-07 00:00:00 | 1.9452 | 9.6 | -24.21 | 24.21 | 10000000
2016-07-07 01:00:00 | 2.2427 | 10.72 | -22.11 | 22.11 | 10000000
2016-07-07 02:00:00 | 2.4978 | 11.68 | -22.98 | 22.98 | 10000000
2016-07-07 03:00:00 | 2.7528 | 12.64 | -23.74 | 23.74 | 10000000
2016-07-07 04:00:00 | 2.6678 | 12.32 | -30.6 | 30.6 | 10000000
2016-07-07 05:00:00 | 2.2852 | 10.88 | -34.28 | 34.28 | 10000000
2016-07-07 06:00:00 | 1.5626 | 8.16 | -35.71 | 35.71 | 10000000
2016-07-07 07:00:00 | 1.3075 | 7.2 | -31.51 | 31.51 | 10000000
2016-07-07 08:00:00 | 1.18 | 6.72 | -28.83 | 28.83 | 10000000
2016-07-07 09:00:00 | 1.18 | 6.72 | -28.79 | 28.79 | 10000000
2016-07-07 10:00:00 | 1.18 | 6.72 | -26.91 | 26.91 | 10000000
2016-07-07 11:00:00 | 1.18 | 6.72 | -25.97 | 25.97 | 10000000
2016-07-07 12:00:00 | 1.18 | 6.72 | -24.66 | 24.66 | 10000000
2016-07-07 13:00:00 | 1.18 | 6.72 | -25.41 | 25.41 | 10000000
2016-07-07 14:00:00 | 1.18 | 6.72 | -27.01 | 27.01 | 10000000
2016-07-07 15:00:00 | 1.18 | 6.72 | -30.42 | 30.42 | 10000000
2016-07-07 16:00:00 | 1.18 | 6.72 | -34.68 | 34.68 | 10000000
2016-07-07 17:00:00 | 1.18 | 6.72 | -37.77 | 37.77 | 10000000
2016-07-07 18:00:00 | 1.18 | 6.72 | -37.91 | 37.91 | 10000000
2016-07-07 19:00:00 | 1.18 | 6.72 | -32.49 | 32.49 | 10000000
2016-07-07 20:00:00 | 1.18 | 6.72 | -36.53 | 36.53 | 10000000
2016-07-07 21:00:00 | 1.18 | 6.72 | -32.8 | 32.8 | 10000000
2016-07-07 22:00:00 | 1.4351 | 7.68 | -28.62 | 28.62 | 10000000
2016-07-07 23:00:00 | 1.7326 | 8.8 | -26.52 | 26.52 | 10000000
2016-07-08 00:00:00 | 1.9877 | 9.76 | -25.04 | 25.04 | 10000000
2016-07-08 01:00:00 | 1.6476 | 8.48 | -23.46 | 23.46 | 10000000
2016-07-08 02:00:00 | 1.6901 | 8.64 | -23.18 | 23.18 | 10000000
2016-07-08 03:00:00 | 1.3925 | 7.52 | -25.02 | 25.02 | 10000000
2016-07-08 04:00:00 | 1.18 | 6.72 | -30 | 30 | 10000000
2016-07-08 05:00:00 | 1.18 | 6.72 | -34.99 | 34.99 | 10000000
2016-07-08 06:00:00 | 1.18 | 6.72 | -38.62 | 38.62 | 10000000
2016-07-08 07:00:00 | 1.18 | 6.72 | -35.26 | 35.26 | 10000000
2016-07-08 08:00:00 | 1.18 | 6.72 | -33.36 | 33.36 | 10000000
2016-07-08 09:00:00 | 1.18 | 6.72 | -32.93 | 32.93 | 10000000
2016-07-08 10:00:00 | 1.18 | 6.72 | -30.15 | 30.15 | 10000000
2016-07-08 11:00:00 | 1.18 | 6.72 | -27.91 | 27.91 | 10000000
2016-07-08 12:00:00 | 1.18 | 6.72 | -26.53 | 26.53 | 10000000
2016-07-08 13:00:00 | 1.18 | 6.72 | -25.91 | 25.91 | 10000000
2016-07-08 14:00:00 | 1.18 | 6.72 | -26.94 | 26.94 | 10000000
2016-07-08 15:00:00 | 1.18 | 6.72 | -27.38 | 27.38 | 10000000
2016-07-08 16:00:00 | 1.18 | 6.72 | -28.54 | 28.54 | 10000000
2016-07-08 17:00:00 | 1.18 | 6.72 | -29.79 | 29.79 | 10000000
2016-07-08 18:00:00 | 1.18 | 6.72 | -28.1 | 28.1 | 10000000
2016-07-08 19:00:00 | 1.18 | 6.72 | -26.91 | 26.91 | 10000000
2016-07-08 20:00:00 | 1.18 | 6.72 | -28.08 | 28.08 | 10000000
2016-07-08 21:00:00 | 1.18 | 6.72 | -24.61 | 24.61 | 10000000
2016-07-08 22:00:00 | 1.18 | 6.72 | -20.7 | 20.7 | 10000000
2016-07-08 23:00:00 | 1.18 | 6.72 | -18.61 | 18.61 | 10000000
2016-07-09 00:00:00 | 1.18 | 6.72 | -17.39 | 17.39 | 10000000
2016-07-09 01:00:00 | 1.265 | 7.04 | -19 | 19 | 10000000
2016-07-09 02:00:00 | 1.4776 | 7.84 | -17.1 | 17.1 | 10000000
2016-07-09 03:00:00 | 1.5626 | 8.16 | -17.01 | 17.01 | 10000000
2016-07-09 04:00:00 | 1.3925 | 7.52 | -18.12 | 18.12 | 10000000
2016-07-09 05:00:00 | 1.18 | 6.72 | -22.32 | 22.32 | 10000000
2016-07-09 06:00:00 | 1.18 | 6.72 | -21.99 | 21.99 | 10000000
2016-07-09 07:00:00 | 1.18 | 6.72 | -21.78 | 21.78 | 10000000
2016-07-09 08:00:00 | 1.18 | 6.72 | -16.99 | 16.99 | 10000000
2016-07-09 09:00:00 | 1.18 | 6.72 | -16.99 | 16.99 | 10000000
2016-07-09 10:00:00 | 1.18 | 6.72 | -15.32 | 15.32 | 10000000
2016-07-09 11:00:00 | 1.18 | 6.72 | -8.98 | 8.98 | 10000000
2016-07-09 12:00:00 | 1.18 | 6.72 | -11.64 | 11.64 | 10000000
2016-07-09 13:00:00 | 1.18 | 6.72 | -11.25 | 11.25 | 10000000
2016-07-09 14:00:00 | 1.18 | 6.72 | -16.9 | 16.9 | 10000000
2016-07-09 15:00:00 | 1.18 | 6.72 | -22 | 22 | 10000000
2016-07-09 16:00:00 | 1.18 | 6.72 | -27.92 | 27.92 | 10000000
2016-07-09 17:00:00 | 1.18 | 6.72 | -30.63 | 30.63 | 10000000
2016-07-09 18:00:00 | 1.18 | 6.72 | -30.25 | 30.25 | 10000000
2016-07-09 19:00:00 | 1.18 | 6.72 | -29.86 | 29.86 | 10000000
2016-07-09 20:00:00 | 1.18 | 6.72 | -30.61 | 30.61 | 10000000
2016-07-09 21:00:00 | 1.18 | 6.72 | -28 | 28 | 10000000
2016-07-09 22:00:00 | 1.18 | 6.72 | -23.17 | 23.17 | 10000000
2016-07-09 23:00:00 | 1.18 | 6.72 | -18.54 | 18.54 | 10000000
2016-07-10 00:00:00 | 1.18 | 6.72 | -15.04 | 15.04 | 10000000
2016-07-10 01:00:00 | 1.18 | 6.72 | -11.96 | 11.96 | 10000000
2016-07-10 02:00:00 | 1.18 | 6.72 | -11.17 | 11.17 | 10000000
2016-07-10 03:00:00 | 1.18 | 6.72 | -9.91 | 9.91 | 10000000
2016-07-10 04:00:00 | 1.18 | 6.72 | -10.63 | 10.63 | 10000000
2016-07-10 05:00:00 | 1.18 | 6.72 | -10.1 | 10.1 | 10000000
2016-07-10 06:00:00 | 1.18 | 6.72 | -12.36 | 12.36 | 10000000
2016-07-10 07:00:00 | 1.18 | 6.72 | -10.64 | 10.64 | 10000000
2016-07-10 08:00:00 | 1.18 | 6.72 | -7.62 | 7.62 | 10000000
2016-07-10 09:00:00 | 1.18 | 6.72 | -9.12 | 9.12 | 10000000
2016-07-10 10:00:00 | 1.18 | 6.72 | -6.88 | 6.88 | 10000000
2016-07-10 11:00:00 | 1.18 | 6.72 | 0.08 |  | 0
2016-07-10 12:00:00 | 1.18 | 6.72 | 0.9 |  | 0
2016-07-10 13:00:00 | 1.18 | 6.72 | -3.96 | 3.96 | 10000000
2016-07-10 14:00:00 | 1.18 | 6.72 | -10.14 | 10.14 | 10000000
2016-07-10 15:00:00 | 1.18 | 6.72 | -19.5 | 19.5 | 10000000
2016-07-10 16:00:00 | 1.18 | 6.72 | -24.18 | 24.18 | 10000000
2016-07-10 17:00:00 | 1.18 | 6.72 | -29.93 | 29.93 | 10000000
2016-07-10 18:00:00 | 1.18 | 6.72 | -30.91 | 30.91 | 10000000
2016-07-10 19:00:00 | 1.18 | 6.72 | -30.92 | 30.92 | 10000000
2016-07-10 20:00:00 | 1.18 | 6.72 | -31.49 | 31.49 | 10000000
2016-07-10 21:00:00 | 1.18 | 6.72 | -29.81 | 29.81 | 10000000
2016-07-10 22:00:00 | 1.18 | 6.72 | -20.6 | 20.6 | 10000000
2016-07-10 23:00:00 | 1.18 | 6.72 | -20.56 | 20.56 | 10000000
2016-07-11 00:00:00 | 1.18 | 6.72 | -21.08 | 21.08 | 10000000
2016-07-11 01:00:00 | 1.18 | 6.72 | -19.96 | 19.96 | 10000000
2016-07-11 02:00:00 | 1.18 | 6.72 | -19.77 | 19.77 | 10000000
2016-07-11 03:00:00 | 1.18 | 6.72 | -22.1 | 22.1 | 10000000
2016-07-11 04:00:00 | 1.18 | 6.72 | -27.67 | 27.67 | 10000000
2016-07-11 05:00:00 | 1.18 | 6.72 | -32.03 | 32.03 | 10000000
2016-07-11 06:00:00 | 1.18 | 6.72 | -32.94 | 32.94 | 10000000
2016-07-11 07:00:00 | 1.18 | 6.72 | -29.95 | 29.95 | 10000000
2016-07-11 08:00:00 | 1.18 | 6.72 | -26.28 | 26.28 | 10000000
2016-07-11 09:00:00 | 1.18 | 6.72 | -24.91 | 24.91 | 10000000
2016-07-11 10:00:00 | 1.18 | 6.72 | -22.09 | 22.09 | 10000000
2016-07-11 11:00:00 | 1.18 | 6.72 | -20.4 | 20.4 | 10000000
2016-07-11 12:00:00 | 1.18 | 6.72 | -20.08 | 20.08 | 10000000
2016-07-11 13:00:00 | 1.18 | 6.72 | -20.34 | 20.34 | 10000000
2016-07-11 14:00:00 | 1.18 | 6.72 | -22.23 | 22.23 | 10000000
2016-07-11 15:00:00 | 1.18 | 6.72 | -25.45 | 25.45 | 10000000
2016-07-11 16:00:00 | 1.18 | 6.72 | -28.8 | 28.8 | 10000000
2016-07-11 17:00:00 | 1.18 | 6.72 | -31.25 | 31.25 | 10000000
2016-07-11 18:00:00 | 1.18 | 6.72 | -31.48 | 31.48 | 10000000
2016-07-11 19:00:00 | 1.18 | 6.72 | -30.02 | 30.02 | 10000000
2016-07-11 20:00:00 | 1.18 | 6.72 | -28.5 | 28.5 | 10000000
2016-07-11 21:00:00 | 1.18 | 6.72 | -26.97 | 26.97 | 10000000
2016-07-11 22:00:00 | 1.18 | 6.72 | -25.09 | 25.09 | 10000000
2016-07-11 23:00:00 | 1.18 | 6.72 | -23.98 | 23.98 | 10000000
2016-07-12 00:00:00 | 1.18 | 6.72 | -22.39 | 22.39 | 10000000
2016-07-12 01:00:00 | 1.18 | 6.72 | -22.59 | 22.59 | 10000000
2016-07-12 02:00:00 | 1.18 | 6.72 | -22.58 | 22.58 | 10000000
2016-07-12 03:00:00 | 1.18 | 6.72 | -24.51 | 24.51 | 10000000
2016-07-12 04:00:00 | 1.18 | 6.72 | -28.53 | 28.53 | 10000000
2016-07-12 05:00:00 | 1.18 | 6.72 | -33.63 | 33.63 | 10000000
2016-07-12 06:00:00 | 1.18 | 6.72 | -34.94 | 34.94 | 10000000
2016-07-12 07:00:00 | 1.18 | 6.72 | -31.98 | 31.98 | 10000000
2016-07-12 08:00:00 | 1.18 | 6.72 | -31.96 | 31.96 | 10000000
2016-07-12 09:00:00 | 1.18 | 6.72 | -32.7 | 32.7 | 10000000
2016-07-12 10:00:00 | 1.18 | 6.72 | -31.44 | 31.44 | 10000000
2016-07-12 11:00:00 | 1.18 | 6.72 | -29.99 | 29.99 | 10000000
2016-07-12 12:00:00 | 1.18 | 6.72 | -30.22 | 30.22 | 10000000
2016-07-12 13:00:00 | 1.18 | 6.72 | -30.42 | 30.42 | 10000000
2016-07-12 14:00:00 | 1.18 | 6.72 | -30.32 | 30.32 | 10000000
2016-07-12 15:00:00 | 1.18 | 6.72 | -31.91 | 31.91 | 10000000
2016-07-12 16:00:00 | 1.18 | 6.72 | -33.03 | 33.03 | 10000000
2016-07-12 17:00:00 | 1.18 | 6.72 | -33.61 | 33.61 | 10000000
2016-07-12 18:00:00 | 1.18 | 6.72 | -33.06 | 33.06 | 10000000
2016-07-12 19:00:00 | 1.18 | 6.72 | -33.67 | 33.67 | 10000000
2016-07-12 20:00:00 | 1.18 | 6.72 | -33.38 | 33.38 | 10000000
2016-07-12 21:00:00 | 1.18 | 6.72 | -30.84 | 30.84 | 10000000
2016-07-12 22:00:00 | 1.18 | 6.72 | -27.95 | 27.95 | 10000000
2016-07-12 23:00:00 | 1.18 | 6.72 | -27.16 | 27.16 | 10000000
2016-07-13 00:00:00 | 1.265 | 7.04 | -26.05 | 26.05 | 10000000
2016-07-13 01:00:00 | 1.5201 | 8 | -25 | 25 | 10000000
2016-07-13 02:00:00 | 1.6901 | 8.64 | -25.1 | 25.1 | 10000000
2016-07-13 03:00:00 | 1.9452 | 9.6 | -26.18 | 26.18 | 10000000
2016-07-13 04:00:00 | 2.0302 | 9.92 | -31.85 | 31.85 | 10000000
2016-07-13 05:00:00 | 1.3075 | 7.2 | -34.94 | 34.94 | 10000000
2016-07-13 06:00:00 | 1.18 | 6.72 | -40.42 | 40.42 | 10000000
2016-07-13 07:00:00 | 1.18 | 6.72 | -40.62 | 40.62 | 10000000
2016-07-13 08:00:00 | 1.18 | 6.72 | -39.36 | 39.36 | 10000000
2016-07-13 09:00:00 | 1.18 | 6.72 | -39.66 | 39.66 | 10000000
2016-07-13 10:00:00 | 1.18 | 6.72 | -36.03 | 36.03 | 10000000
2016-07-13 11:00:00 | 1.18 | 6.72 | -36.05 | 36.05 | 10000000
2016-07-13 12:00:00 | 1.18 | 6.72 | -35.36 | 35.36 | 10000000
2016-07-13 13:00:00 | 1.18 | 6.72 | -32.87 | 32.87 | 10000000
2016-07-13 14:00:00 | 1.18 | 6.72 | -31.94 | 31.94 | 10000000
2016-07-13 15:00:00 | 1.18 | 6.72 | -32.94 | 32.94 | 10000000
2016-07-13 16:00:00 | 1.18 | 6.72 | -34.22 | 34.22 | 10000000
2016-07-13 17:00:00 | 1.18 | 6.72 | -35.06 | 35.06 | 10000000
2016-07-13 18:00:00 | 1.18 | 6.72 | -33.01 | 33.01 | 10000000
2016-07-13 19:00:00 | 1.18 | 6.72 | -30.81 | 30.81 | 10000000
2016-07-13 20:00:00 | 1.18 | 6.72 | -31.4 | 31.4 | 10000000
2016-07-13 21:00:00 | 1.2225 | 6.88 | -27.86 | 27.86 | 10000000
2016-07-13 22:00:00 | 1.5626 | 8.16 | -23.46 | 23.46 | 10000000
2016-07-13 23:00:00 | 1.4776 | 7.84 | -23.24 | 23.24 | 10000000
2016-07-14 00:00:00 | 1.6051 | 8.32 | -22.1 | 22.1 | 10000000
2016-07-14 01:00:00 | 1.7751 | 8.96 | -21.83 | 21.83 | 10000000
2016-07-14 02:00:00 | 1.8176 | 9.12 | -21.06 | 21.06 | 10000000
2016-07-14 03:00:00 | 1.8176 | 9.12 | -22.05 | 22.05 | 10000000
2016-07-14 04:00:00 | 1.7751 | 8.96 | -24.06 | 24.06 | 10000000
2016-07-14 05:00:00 | 1.7326 | 8.8 | -29.42 | 29.42 | 10000000
2016-07-14 06:00:00 | 1.4351 | 7.68 | -32.05 | 32.05 | 10000000
2016-07-14 07:00:00 | 1.18 | 6.72 | -31.02 | 31.02 | 10000000
2016-07-14 08:00:00 | 1.18 | 6.72 | -29.8 | 29.8 | 10000000
2016-07-14 09:00:00 | 1.18 | 6.72 | -30.43 | 30.43 | 10000000
2016-07-14 10:00:00 | 1.18 | 6.72 | -27.58 | 27.58 | 10000000
2016-07-14 11:00:00 | 1.18 | 6.72 | -25.06 | 25.06 | 10000000
2016-07-14 12:00:00 | 1.18 | 6.72 | -22.54 | 22.54 | 10000000
2016-07-14 13:00:00 | 1.18 | 6.72 | -20.65 | 20.65 | 10000000
2016-07-14 14:00:00 | 1.18 | 6.72 | -20.66 | 20.66 | 10000000
2016-07-14 15:00:00 | 1.18 | 6.72 | -22.09 | 22.09 | 10000000
2016-07-14 16:00:00 | 1.18 | 6.72 | -25.74 | 25.74 | 10000000
2016-07-14 17:00:00 | 1.18 | 6.72 | -28.95 | 28.95 | 10000000
2016-07-14 18:00:00 | 1.18 | 6.72 | -27.93 | 27.93 | 10000000
2016-07-14 19:00:00 | 1.18 | 6.72 | -25.65 | 25.65 | 10000000
2016-07-14 20:00:00 | 1.18 | 6.72 | -25.56 | 25.56 | 10000000
2016-07-14 21:00:00 | 1.18 | 6.72 | -21.85 | 21.85 | 10000000
2016-07-14 22:00:00 | 1.18 | 6.72 | -18.92 | 18.92 | 10000000
2016-07-14 23:00:00 | 1.2225 | 6.88 | -19.87 | 19.87 | 10000000
2016-07-15 00:00:00 | 1.35 | 7.36 | -17.02 | 17.02 | 10000000
2016-07-15 01:00:00 | 1.4776 | 7.84 | -13.16 | 13.16 | 10000000
2016-07-15 02:00:00 | 1.8601 | 9.28 | -15.06 | 15.06 | 10000000
2016-07-15 03:00:00 | 1.6476 | 8.48 | -18.88 | 18.88 | 10000000
2016-07-15 04:00:00 | 1.6901 | 8.64 | -23.44 | 23.44 | 10000000
2016-07-15 05:00:00 | 1.6901 | 8.64 | -29.08 | 29.08 | 10000000
2016-07-15 06:00:00 | 1.7326 | 8.8 | -30.08 | 30.08 | 10000000
2016-07-15 07:00:00 | 1.18 | 6.72 | -31.82 | 31.82 | 10000000
2016-07-15 08:00:00 | 1.18 | 6.72 | -29.94 | 29.94 | 10000000
2016-07-15 09:00:00 | 1.18 | 6.72 | -29.73 | 29.73 | 10000000
2016-07-15 10:00:00 | 1.18 | 6.72 | -27.39 | 27.39 | 10000000
2016-07-15 11:00:00 | 1.18 | 6.72 | -23.8 | 23.8 | 10000000
2016-07-15 12:00:00 | 1.18 | 6.72 | -22.93 | 22.93 | 10000000
2016-07-15 13:00:00 | 1.18 | 6.72 | -22.02 | 22.02 | 10000000
2016-07-15 14:00:00 | 1.18 | 6.72 | -22.82 | 22.82 | 10000000
2016-07-15 15:00:00 | 1.18 | 6.72 | -27.71 | 27.71 | 10000000
2016-07-15 16:00:00 | 1.18 | 6.72 | -31.92 | 31.92 | 10000000
2016-07-15 17:00:00 | 1.18 | 6.72 | -34.67 | 34.67 | 10000000
2016-07-15 18:00:00 | 1.18 | 6.72 | -32.73 | 32.73 | 10000000
2016-07-15 19:00:00 | 1.18 | 6.72 | -32.25 | 32.25 | 10000000
2016-07-15 20:00:00 | 1.18 | 6.72 | -34.94 | 34.94 | 10000000
2016-07-15 21:00:00 | 1.18 | 6.72 | -33.78 | 33.78 | 10000000
2016-07-15 22:00:00 | 1.2225 | 6.88 | -27.53 | 27.53 | 10000000
2016-07-15 23:00:00 | 2.2002 | 10.56 | -23.82 | 23.82 | 10000000
2016-07-16 00:00:00 | 2.5403 | 11.84 | -23 | 23 | 10000000
2016-07-16 01:00:00 | 1.8601 | 9.28 | -22 | 22 | 10000000
2016-07-16 02:00:00 | 2.7103 | 12.48 | -21.91 | 21.91 | 10000000
2016-07-16 03:00:00 | 3.1779 | 14.24 | -21.79 | 21.79 | 10000000
2016-07-16 04:00:00 | 3.0504 | 13.76 | -22.01 | 22.01 | 10000000
2016-07-16 05:00:00 | 2.2427 | 10.72 | -22.47 | 22.47 | 10000000
2016-07-16 06:00:00 | 1.5626 | 8.16 | -23.34 | 23.34 | 10000000
2016-07-16 07:00:00 | 1.18 | 6.72 | -22.96 | 22.96 | 10000000
2016-07-16 08:00:00 | 1.18 | 6.72 | -21.99 | 21.99 | 10000000
2016-07-16 09:00:00 | 1.18 | 6.72 | -21.93 | 21.93 | 10000000
2016-07-16 10:00:00 | 1.18 | 6.72 | -22.89 | 22.89 | 10000000
2016-07-16 11:00:00 | 1.18 | 6.72 | -21.98 | 21.98 | 10000000
2016-07-16 12:00:00 | 1.18 | 6.72 | -21.93 | 21.93 | 10000000
2016-07-16 13:00:00 | 1.18 | 6.72 | -22.21 | 22.21 | 10000000
2016-07-16 14:00:00 | 1.18 | 6.72 | -23.36 | 23.36 | 10000000
2016-07-16 15:00:00 | 1.18 | 6.72 | -25.38 | 25.38 | 10000000
2016-07-16 16:00:00 | 1.18 | 6.72 | -30.3 | 30.3 | 10000000
2016-07-16 17:00:00 | 1.18 | 6.72 | -31.92 | 31.92 | 10000000
2016-07-16 18:00:00 | 1.18 | 6.72 | -30.61 | 30.61 | 10000000
2016-07-16 19:00:00 | 1.18 | 6.72 | -30.99 | 30.99 | 10000000
2016-07-16 20:00:00 | 1.18 | 6.72 | -32.16 | 32.16 | 10000000
2016-07-16 21:00:00 | 1.18 | 6.72 | -27.78 | 27.78 | 10000000
2016-07-16 22:00:00 | 1.18 | 6.72 | -24.53 | 24.53 | 10000000
2016-07-16 23:00:00 | 1.18 | 6.72 | -21.04 | 21.04 | 10000000
2016-07-17 00:00:00 | 1.18 | 6.72 | -21.03 | 21.03 | 10000000
2016-07-17 01:00:00 | 1.18 | 6.72 | -20.17 | 20.17 | 10000000
2016-07-17 02:00:00 | 1.18 | 6.72 | -19.57 | 19.57 | 10000000
2016-07-17 03:00:00 | 1.18 | 6.72 | -19.4 | 19.4 | 10000000
2016-07-17 04:00:00 | 1.18 | 6.72 | -19.01 | 19.01 | 10000000
2016-07-17 05:00:00 | 1.18 | 6.72 | -20.96 | 20.96 | 10000000
2016-07-17 06:00:00 | 1.18 | 6.72 | -21.13 | 21.13 | 10000000
2016-07-17 07:00:00 | 1.18 | 6.72 | -22.3 | 22.3 | 10000000
2016-07-17 08:00:00 | 1.18 | 6.72 | -20.77 | 20.77 | 10000000
2016-07-17 09:00:00 | 1.18 | 6.72 | -21.99 | 21.99 | 10000000
2016-07-17 10:00:00 | 1.18 | 6.72 | -21.03 | 21.03 | 10000000
2016-07-17 11:00:00 | 1.18 | 6.72 | -16.19 | 16.19 | 10000000
2016-07-17 12:00:00 | 1.18 | 6.72 | -13.06 | 13.06 | 10000000
2016-07-17 13:00:00 | 1.18 | 6.72 | -13.06 | 13.06 | 10000000
2016-07-17 14:00:00 | 1.18 | 6.72 | -13.02 | 13.02 | 10000000
2016-07-17 15:00:00 | 1.18 | 6.72 | -20.03 | 20.03 | 10000000
2016-07-17 16:00:00 | 1.18 | 6.72 | -22.4 | 22.4 | 10000000
2016-07-17 17:00:00 | 1.18 | 6.72 | -27.37 | 27.37 | 10000000
2016-07-17 18:00:00 | 1.18 | 6.72 | -28.07 | 28.07 | 10000000
2016-07-17 19:00:00 | 1.18 | 6.72 | -30.09 | 30.09 | 10000000
2016-07-17 20:00:00 | 1.18 | 6.72 | -30.57 | 30.57 | 10000000
2016-07-17 21:00:00 | 1.18 | 6.72 | -29 | 29 | 10000000
2016-07-17 22:00:00 | 1.18 | 6.72 | -26.03 | 26.03 | 10000000
2016-07-17 23:00:00 | 1.18 | 6.72 | -24.05 | 24.05 | 10000000
2016-07-18 00:00:00 | 1.18 | 6.72 | -23.31 | 23.31 | 10000000
2016-07-18 01:00:00 | 1.18 | 6.72 | -22.58 | 22.58 | 10000000
2016-07-18 02:00:00 | 1.18 | 6.72 | -23.02 | 23.02 | 10000000
2016-07-18 03:00:00 | 1.18 | 6.72 | -23.81 | 23.81 | 10000000
2016-07-18 04:00:00 | 1.18 | 6.72 | -28.82 | 28.82 | 10000000
2016-07-18 05:00:00 | 1.18 | 6.72 | -33.09 | 33.09 | 10000000
2016-07-18 06:00:00 | 1.18 | 6.72 | -35.39 | 35.39 | 10000000
2016-07-18 07:00:00 | 1.18 | 6.72 | -32.98 | 32.98 | 10000000
2016-07-18 08:00:00 | 1.18 | 6.72 | -30.53 | 30.53 | 10000000
2016-07-18 09:00:00 | 1.18 | 6.72 | -30.22 | 30.22 | 10000000
2016-07-18 10:00:00 | 1.18 | 6.72 | -27.17 | 27.17 | 10000000
2016-07-18 11:00:00 | 1.18 | 6.72 | -27.92 | 27.92 | 10000000
2016-07-18 12:00:00 | 1.18 | 6.72 | -26.4 | 26.4 | 10000000
2016-07-18 13:00:00 | 1.18 | 6.72 | -26.51 | 26.51 | 10000000
2016-07-18 14:00:00 | 1.18 | 6.72 | -26.76 | 26.76 | 10000000
2016-07-18 15:00:00 | 1.18 | 6.72 | -29.95 | 29.95 | 10000000
2016-07-18 16:00:00 | 1.18 | 6.72 | -33 | 33 | 10000000
2016-07-18 17:00:00 | 1.18 | 6.72 | -39.39 | 39.39 | 10000000
2016-07-18 18:00:00 | 1.18 | 6.72 | -40 | 40 | 10000000
2016-07-18 19:00:00 | 1.18 | 6.72 | -38.61 | 38.61 | 10000000
2016-07-18 20:00:00 | 1.18 | 6.72 | -35.9 | 35.9 | 10000000
2016-07-18 21:00:00 | 1.18 | 6.72 | -30.45 | 30.45 | 10000000
2016-07-18 22:00:00 | 1.18 | 6.72 | -27.59 | 27.59 | 10000000
2016-07-18 23:00:00 | 1.18 | 6.72 | -27.09 | 27.09 | 10000000
2016-07-19 00:00:00 | 1.18 | 6.72 | -26.41 | 26.41 | 10000000
2016-07-19 01:00:00 | 1.18 | 6.72 | -25.89 | 25.89 | 10000000
2016-07-19 02:00:00 | 1.18 | 6.72 | -25.61 | 25.61 | 10000000
2016-07-19 03:00:00 | 1.18 | 6.72 | -26.14 | 26.14 | 10000000
2016-07-19 04:00:00 | 1.18 | 6.72 | -31 | 31 | 10000000
2016-07-19 05:00:00 | 1.18 | 6.72 | -36.99 | 36.99 | 10000000
2016-07-19 06:00:00 | 1.18 | 6.72 | -40.01 | 40.01 | 10000000
2016-07-19 07:00:00 | 1.18 | 6.72 | -35.7 | 35.7 | 10000000
2016-07-19 08:00:00 | 1.18 | 6.72 | -32.99 | 32.99 | 10000000
2016-07-19 09:00:00 | 1.18 | 6.72 | -32.91 | 32.91 | 10000000
2016-07-19 10:00:00 | 1.18 | 6.72 | -31.38 | 31.38 | 10000000
2016-07-19 11:00:00 | 1.18 | 6.72 | -30.91 | 30.91 | 10000000
2016-07-19 12:00:00 | 1.18 | 6.72 | -30.08 | 30.08 | 10000000
2016-07-19 13:00:00 | 1.18 | 6.72 | -31.28 | 31.28 | 10000000
2016-07-19 14:00:00 | 1.18 | 6.72 | -32.4 | 32.4 | 10000000
2016-07-19 15:00:00 | 1.18 | 6.72 | -35.25 | 35.25 | 10000000
2016-07-19 16:00:00 | 1.18 | 6.72 | -39.91 | 39.91 | 10000000
2016-07-19 17:00:00 | 1.18 | 6.72 | -44 | 44 | 10000000
2016-07-19 18:00:00 | 1.18 | 6.72 | -37.03 | 37.03 | 10000000
2016-07-19 19:00:00 | 1.18 | 6.72 | -37 | 37 | 10000000
2016-07-19 20:00:00 | 1.18 | 6.72 | -32.92 | 32.92 | 10000000
2016-07-19 21:00:00 | 1.18 | 6.72 | -27.91 | 27.91 | 10000000
2016-07-19 22:00:00 | 1.18 | 6.72 | -28.01 | 28.01 | 10000000
2016-07-19 23:00:00 | 1.18 | 6.72 | -26.32 | 26.32 | 10000000
2016-07-20 00:00:00 | 1.18 | 6.72 | -25.1 | 25.1 | 10000000
2016-07-20 01:00:00 | 1.18 | 6.72 | -24.79 | 24.79 | 10000000
2016-07-20 02:00:00 | 1.18 | 6.72 | -24.83 | 24.83 | 10000000
2016-07-20 03:00:00 | 1.18 | 6.72 | -25.85 | 25.85 | 10000000
2016-07-20 04:00:00 | 1.18 | 6.72 | -29.35 | 29.35 | 10000000
2016-07-20 05:00:00 | 1.18 | 6.72 | -33.52 | 33.52 | 10000000
2016-07-20 06:00:00 | 1.18 | 6.72 | -36.79 | 36.79 | 10000000
2016-07-20 07:00:00 | 1.18 | 6.72 | -34.1 | 34.1 | 10000000
2016-07-20 08:00:00 | 1.18 | 6.72 | -32.39 | 32.39 | 10000000
2016-07-20 09:00:00 | 1.18 | 6.72 | -31.43 | 31.43 | 10000000
2016-07-20 10:00:00 | 1.18 | 6.72 | -28.02 | 28.02 | 10000000
2016-07-20 11:00:00 | 1.18 | 6.72 | -26.63 | 26.63 | 10000000
2016-07-20 12:00:00 | 1.18 | 6.72 | -25.93 | 25.93 | 10000000
2016-07-20 13:00:00 | 1.18 | 6.72 | -26.43 | 26.43 | 10000000
2016-07-20 14:00:00 | 1.18 | 6.72 | -28.08 | 28.08 | 10000000
2016-07-20 15:00:00 | 1.18 | 6.72 | -31.66 | 31.66 | 10000000
2016-07-20 16:00:00 | 1.18 | 6.72 | -33.3 | 33.3 | 10000000
2016-07-20 17:00:00 | 1.18 | 6.72 | -34.48 | 34.48 | 10000000
2016-07-20 18:00:00 | 1.18 | 6.72 | -33.41 | 33.41 | 10000000
2016-07-20 19:00:00 | 1.18 | 6.72 | -31.96 | 31.96 | 10000000
2016-07-20 20:00:00 | 1.18 | 6.72 | -28.94 | 28.94 | 10000000
2016-07-20 21:00:00 | 1.18 | 6.72 | -25.35 | 25.35 | 10000000
2016-07-20 22:00:00 | 1.18 | 6.72 | -26.43 | 26.43 | 10000000
2016-07-20 23:00:00 | 1.18 | 6.72 | -26.46 | 26.46 | 10000000
2016-07-21 00:00:00 | 1.18 | 6.72 | -25.9 | 25.9 | 10000000
2016-07-21 01:00:00 | 1.18 | 6.72 | -25.52 | 25.52 | 10000000
2016-07-21 02:00:00 | 1.18 | 6.72 | -25.55 | 25.55 | 10000000
2016-07-21 03:00:00 | 1.4351 | 7.68 | -27.49 | 27.49 | 10000000
2016-07-21 04:00:00 | 1.4351 | 7.68 | -32.84 | 32.84 | 10000000
2016-07-21 05:00:00 | 1.18 | 6.72 | -36.61 | 36.61 | 10000000
2016-07-21 06:00:00 | 1.18 | 6.72 | -39.16 | 39.16 | 10000000
2016-07-21 07:00:00 | 1.18 | 6.72 | -36.04 | 36.04 | 10000000
2016-07-21 08:00:00 | 1.18 | 6.72 | -37.02 | 37.02 | 10000000
2016-07-21 09:00:00 | 1.18 | 6.72 | -36.01 | 36.01 | 10000000
2016-07-21 10:00:00 | 1.18 | 6.72 | -35.04 | 35.04 | 10000000
2016-07-21 11:00:00 | 1.18 | 6.72 | -34.24 | 34.24 | 10000000
2016-07-21 12:00:00 | 1.18 | 6.72 | -32.94 | 32.94 | 10000000
2016-07-21 13:00:00 | 1.18 | 6.72 | -33 | 33 | 10000000
2016-07-21 14:00:00 | 1.18 | 6.72 | -33.31 | 33.31 | 10000000
2016-07-21 15:00:00 | 1.18 | 6.72 | -34.37 | 34.37 | 10000000
2016-07-21 16:00:00 | 1.18 | 6.72 | -34.76 | 34.76 | 10000000
2016-07-21 17:00:00 | 1.18 | 6.72 | -38.38 | 38.38 | 10000000
2016-07-21 18:00:00 | 1.18 | 6.72 | -35.95 | 35.95 | 10000000
2016-07-21 19:00:00 | 1.18 | 6.72 | -35.7 | 35.7 | 10000000
2016-07-21 20:00:00 | 1.18 | 6.72 | -32.92 | 32.92 | 10000000
2016-07-21 21:00:00 | 1.18 | 6.72 | -31.01 | 31.01 | 10000000
2016-07-21 22:00:00 | 1.18 | 6.72 | -29.26 | 29.26 | 10000000
2016-07-21 23:00:00 | 1.18 | 6.72 | -27.24 | 27.24 | 10000000
2016-07-22 00:00:00 | 1.18 | 6.72 | -27.1 | 27.1 | 10000000
2016-07-22 01:00:00 | 1.18 | 6.72 | -26.56 | 26.56 | 10000000
2016-07-22 02:00:00 | 1.18 | 6.72 | -26.5 | 26.5 | 10000000
2016-07-22 03:00:00 | 1.18 | 6.72 | -28.06 | 28.06 | 10000000
2016-07-22 04:00:00 | 1.7326 | 8.8 | -32.36 | 32.36 | 10000000
2016-07-22 05:00:00 | 1.18 | 6.72 | -35.99 | 35.99 | 10000000
2016-07-22 06:00:00 | 1.18 | 6.72 | -36.81 | 36.81 | 10000000
2016-07-22 07:00:00 | 1.18 | 6.72 | -36 | 36 | 10000000
2016-07-22 08:00:00 | 1.18 | 6.72 | -35.16 | 35.16 | 10000000
2016-07-22 09:00:00 | 1.18 | 6.72 | -34.41 | 34.41 | 10000000
2016-07-22 10:00:00 | 1.18 | 6.72 | -32.15 | 32.15 | 10000000
2016-07-22 11:00:00 | 1.18 | 6.72 | -30.78 | 30.78 | 10000000
2016-07-22 12:00:00 | 1.18 | 6.72 | -30.68 | 30.68 | 10000000
2016-07-22 13:00:00 | 1.18 | 6.72 | -31.19 | 31.19 | 10000000
2016-07-22 14:00:00 | 1.18 | 6.72 | -31.62 | 31.62 | 10000000
2016-07-22 15:00:00 | 1.18 | 6.72 | -32.93 | 32.93 | 10000000
2016-07-22 16:00:00 | 1.18 | 6.72 | -34.91 | 34.91 | 10000000
2016-07-22 17:00:00 | 1.18 | 6.72 | -35.96 | 35.96 | 10000000
2016-07-22 18:00:00 | 1.18 | 6.72 | -33.26 | 33.26 | 10000000
2016-07-22 19:00:00 | 1.18 | 6.72 | -31.97 | 31.97 | 10000000
2016-07-22 20:00:00 | 1.18 | 6.72 | -31.96 | 31.96 | 10000000
2016-07-22 21:00:00 | 1.18 | 6.72 | -29 | 29 | 10000000
2016-07-22 22:00:00 | 1.18 | 6.72 | -31.8 | 31.8 | 10000000
2016-07-22 23:00:00 | 1.18 | 6.72 | -30.83 | 30.83 | 10000000
2016-07-23 00:00:00 | 1.18 | 6.72 | -29.1 | 29.1 | 10000000
2016-07-23 01:00:00 | 1.35 | 7.36 | -27.02 | 27.02 | 10000000
2016-07-23 02:00:00 | 1.5201 | 8 | -25.77 | 25.77 | 10000000
2016-07-23 03:00:00 | 1.7751 | 8.96 | -25.65 | 25.65 | 10000000
2016-07-23 04:00:00 | 1.4351 | 7.68 | -26.22 | 26.22 | 10000000
2016-07-23 05:00:00 | 1.18 | 6.72 | -30.32 | 30.32 | 10000000
2016-07-23 06:00:00 | 1.18 | 6.72 | -31.96 | 31.96 | 10000000
2016-07-23 07:00:00 | 1.18 | 6.72 | -32.53 | 32.53 | 10000000
2016-07-23 08:00:00 | 1.18 | 6.72 | -32.26 | 32.26 | 10000000
2016-07-23 09:00:00 | 1.18 | 6.72 | -31.97 | 31.97 | 10000000
2016-07-23 10:00:00 | 1.18 | 6.72 | -29.02 | 29.02 | 10000000
2016-07-23 11:00:00 | 1.18 | 6.72 | -25.25 | 25.25 | 10000000
2016-07-23 12:00:00 | 1.18 | 6.72 | -24.52 | 24.52 | 10000000
2016-07-23 13:00:00 | 1.18 | 6.72 | -24.97 | 24.97 | 10000000
2016-07-23 14:00:00 | 1.18 | 6.72 | -27.72 | 27.72 | 10000000
2016-07-23 15:00:00 | 1.18 | 6.72 | -30.57 | 30.57 | 10000000
2016-07-23 16:00:00 | 1.18 | 6.72 | -31.86 | 31.86 | 10000000
2016-07-23 17:00:00 | 1.18 | 6.72 | -33.62 | 33.62 | 10000000
2016-07-23 18:00:00 | 1.18 | 6.72 | -32.9 | 32.9 | 10000000
2016-07-23 19:00:00 | 1.18 | 6.72 | -32.38 | 32.38 | 10000000
2016-07-23 20:00:00 | 1.18 | 6.72 | -32.14 | 32.14 | 10000000
2016-07-23 21:00:00 | 1.18 | 6.72 | -29.07 | 29.07 | 10000000
2016-07-23 22:00:00 | 1.18 | 6.72 | -30.11 | 30.11 | 10000000
2016-07-23 23:00:00 | 1.18 | 6.72 | -28.11 | 28.11 | 10000000
2016-07-24 00:00:00 | 1.18 | 6.72 | -25.99 | 25.99 | 10000000
2016-07-24 01:00:00 | 1.18 | 6.72 | -24.93 | 24.93 | 10000000
2016-07-24 02:00:00 | 1.18 | 6.72 | -24.25 | 24.25 | 10000000
2016-07-24 03:00:00 | 1.18 | 6.72 | -23.98 | 23.98 | 10000000
2016-07-24 04:00:00 | 1.18 | 6.72 | -23.92 | 23.92 | 10000000
2016-07-24 05:00:00 | 1.18 | 6.72 | -24.79 | 24.79 | 10000000
2016-07-24 06:00:00 | 1.18 | 6.72 | -25.67 | 25.67 | 10000000
2016-07-24 07:00:00 | 1.18 | 6.72 | -25.95 | 25.95 | 10000000
2016-07-24 08:00:00 | 1.18 | 6.72 | -24.87 | 24.87 | 10000000
2016-07-24 09:00:00 | 1.18 | 6.72 | -25.13 | 25.13 | 10000000
2016-07-24 10:00:00 | 1.18 | 6.72 | -23.47 | 23.47 | 10000000
2016-07-24 11:00:00 | 1.18 | 6.72 | -23.82 | 23.82 | 10000000
2016-07-24 12:00:00 | 1.18 | 6.72 | -23.3 | 23.3 | 10000000
2016-07-24 13:00:00 | 1.18 | 6.72 | -23.48 | 23.48 | 10000000
2016-07-24 14:00:00 | 1.18 | 6.72 | -24.76 | 24.76 | 10000000
2016-07-24 15:00:00 | 1.18 | 6.72 | -26.42 | 26.42 | 10000000
2016-07-24 16:00:00 | 1.18 | 6.72 | -29.91 | 29.91 | 10000000
2016-07-24 17:00:00 | 1.18 | 6.72 | -31.94 | 31.94 | 10000000
2016-07-24 18:00:00 | 1.18 | 6.72 | -32.95 | 32.95 | 10000000
2016-07-24 19:00:00 | 1.18 | 6.72 | -33.22 | 33.22 | 10000000
2016-07-24 20:00:00 | 1.18 | 6.72 | -35.93 | 35.93 | 10000000
2016-07-24 21:00:00 | 1.18 | 6.72 | -33.3 | 33.3 | 10000000
2016-07-24 22:00:00 | 1.18 | 6.72 | -29.8 | 29.8 | 10000000
2016-07-24 23:00:00 | 1.18 | 6.72 | -27.32 | 27.32 | 10000000
2016-07-25 00:00:00 | 1.18 | 6.72 | -26.32 | 26.32 | 10000000
2016-07-25 01:00:00 | 1.18 | 6.72 | -25.93 | 25.93 | 10000000
2016-07-25 02:00:00 | 1.18 | 6.72 | -25.92 | 25.92 | 10000000
2016-07-25 03:00:00 | 1.18 | 6.72 | -27.8 | 27.8 | 10000000
2016-07-25 04:00:00 | 1.18 | 6.72 | -35 | 35 | 10000000
2016-07-25 05:00:00 | 1.18 | 6.72 | -38.08 | 38.08 | 10000000
2016-07-25 06:00:00 | 1.18 | 6.72 | -39.52 | 39.52 | 10000000
2016-07-25 07:00:00 | 1.18 | 6.72 | -37.94 | 37.94 | 10000000
2016-07-25 08:00:00 | 1.18 | 6.72 | -36.47 | 36.47 | 10000000
2016-07-25 09:00:00 | 1.18 | 6.72 | -36.05 | 36.05 | 10000000
2016-07-25 10:00:00 | 1.18 | 6.72 | -33.64 | 33.64 | 10000000
2016-07-25 11:00:00 | 1.18 | 6.72 | -32.95 | 32.95 | 10000000
2016-07-25 12:00:00 | 1.18 | 6.72 | -32.35 | 32.35 | 10000000
2016-07-25 13:00:00 | 1.18 | 6.72 | -32.6 | 32.6 | 10000000
2016-07-25 14:00:00 | 1.18 | 6.72 | -33.32 | 33.32 | 10000000
2016-07-25 15:00:00 | 1.18 | 6.72 | -35.18 | 35.18 | 10000000
2016-07-25 16:00:00 | 1.18 | 6.72 | -35.99 | 35.99 | 10000000
2016-07-25 17:00:00 | 1.18 | 6.72 | -36.59 | 36.59 | 10000000
2016-07-25 18:00:00 | 1.18 | 6.72 | -36.47 | 36.47 | 10000000
2016-07-25 19:00:00 | 1.18 | 6.72 | -36.08 | 36.08 | 10000000
2016-07-25 20:00:00 | 1.18 | 6.72 | -35.47 | 35.47 | 10000000
2016-07-25 21:00:00 | 1.18 | 6.72 | -30.4 | 30.4 | 10000000
2016-07-25 22:00:00 | 1.18 | 6.72 | -27.98 | 27.98 | 10000000
2016-07-25 23:00:00 | 1.18 | 6.72 | -27.5 | 27.5 | 10000000
2016-07-26 00:00:00 | 1.18 | 6.72 | -26.38 | 26.38 | 10000000
2016-07-26 01:00:00 | 1.18 | 6.72 | -25.88 | 25.88 | 10000000
2016-07-26 02:00:00 | 1.18 | 6.72 | -25.91 | 25.91 | 10000000
2016-07-26 03:00:00 | 1.18 | 6.72 | -26.53 | 26.53 | 10000000
2016-07-26 04:00:00 | 1.18 | 6.72 | -30.97 | 30.97 | 10000000
2016-07-26 05:00:00 | 1.18 | 6.72 | -35.9 | 35.9 | 10000000
2016-07-26 06:00:00 | 1.18 | 6.72 | -39.16 | 39.16 | 10000000
2016-07-26 07:00:00 | 1.18 | 6.72 | -37.45 | 37.45 | 10000000
2016-07-26 08:00:00 | 1.18 | 6.72 | -36.46 | 36.46 | 10000000
2016-07-26 09:00:00 | 1.18 | 6.72 | -37.01 | 37.01 | 10000000
2016-07-26 10:00:00 | 1.18 | 6.72 | -33.13 | 33.13 | 10000000
2016-07-26 11:00:00 | 1.18 | 6.72 | -32.91 | 32.91 | 10000000
2016-07-26 12:00:00 | 1.18 | 6.72 | -31.8 | 31.8 | 10000000
2016-07-26 13:00:00 | 1.18 | 6.72 | -32.92 | 32.92 | 10000000
2016-07-26 14:00:00 | 1.18 | 6.72 | -32.26 | 32.26 | 10000000
2016-07-26 15:00:00 | 1.18 | 6.72 | -34.07 | 34.07 | 10000000
2016-07-26 16:00:00 | 1.18 | 6.72 | -37.13 | 37.13 | 10000000
2016-07-26 17:00:00 | 1.18 | 6.72 | -39.3 | 39.3 | 10000000
2016-07-26 18:00:00 | 1.18 | 6.72 | -37.28 | 37.28 | 10000000
2016-07-26 19:00:00 | 1.18 | 6.72 | -36.54 | 36.54 | 10000000
2016-07-26 20:00:00 | 1.18 | 6.72 | -35.81 | 35.81 | 10000000
2016-07-26 21:00:00 | 1.18 | 6.72 | -30.2 | 30.2 | 10000000
2016-07-26 22:00:00 | 1.18 | 6.72 | -28.12 | 28.12 | 10000000
2016-07-26 23:00:00 | 1.18 | 6.72 | -27.61 | 27.61 | 10000000
2016-07-27 00:00:00 | 1.18 | 6.72 | -26.53 | 26.53 | 10000000
2016-07-27 01:00:00 | 2.0727 | 10.08 | -25.87 | 25.87 | 10000000
2016-07-27 02:00:00 | 1.9877 | 9.76 | -26 | 26 | 10000000
2016-07-27 03:00:00 | 1.5626 | 8.16 | -26.63 | 26.63 | 10000000
2016-07-27 04:00:00 | 1.3075 | 7.2 | -31.53 | 31.53 | 10000000
2016-07-27 05:00:00 | 1.18 | 6.72 | -36.43 | 36.43 | 10000000
2016-07-27 06:00:00 | 1.18 | 6.72 | -39.11 | 39.11 | 10000000
2016-07-27 07:00:00 | 1.18 | 6.72 | -40.67 | 40.67 | 10000000
2016-07-27 08:00:00 | 1.18 | 6.72 | -40.92 | 40.92 | 10000000
2016-07-27 09:00:00 | 1.18 | 6.72 | -41.25 | 41.25 | 10000000
2016-07-27 10:00:00 | 1.18 | 6.72 | -37.09 | 37.09 | 10000000
2016-07-27 11:00:00 | 1.18 | 6.72 | -36.53 | 36.53 | 10000000
2016-07-27 12:00:00 | 1.18 | 6.72 | -33.19 | 33.19 | 10000000
2016-07-27 13:00:00 | 1.18 | 6.72 | -32.6 | 32.6 | 10000000
2016-07-27 14:00:00 | 1.18 | 6.72 | -32.7 | 32.7 | 10000000
2016-07-27 15:00:00 | 1.18 | 6.72 | -33.15 | 33.15 | 10000000
2016-07-27 16:00:00 | 1.18 | 6.72 | -35.97 | 35.97 | 10000000
2016-07-27 17:00:00 | 1.18 | 6.72 | -36.61 | 36.61 | 10000000
2016-07-27 18:00:00 | 1.18 | 6.72 | -36.37 | 36.37 | 10000000
2016-07-27 19:00:00 | 1.18 | 6.72 | -35.56 | 35.56 | 10000000
2016-07-27 20:00:00 | 1.18 | 6.72 | -34.04 | 34.04 | 10000000
2016-07-27 21:00:00 | 1.18 | 6.72 | -29.94 | 29.94 | 10000000
2016-07-27 22:00:00 | 1.18 | 6.72 | -26.9 | 26.9 | 10000000
2016-07-27 23:00:00 | 1.18 | 6.72 | -26.39 | 26.39 | 10000000
2016-07-28 00:00:00 | 1.18 | 6.72 | -25.8 | 25.8 | 10000000
2016-07-28 01:00:00 | 1.18 | 6.72 | -25.29 | 25.29 | 10000000
2016-07-28 02:00:00 | 1.18 | 6.72 | -25.26 | 25.26 | 10000000
2016-07-28 03:00:00 | 1.18 | 6.72 | -26.39 | 26.39 | 10000000
2016-07-28 04:00:00 | 1.18 | 6.72 | -29.92 | 29.92 | 10000000
2016-07-28 05:00:00 | 1.18 | 6.72 | -34.91 | 34.91 | 10000000
2016-07-28 06:00:00 | 1.18 | 6.72 | -36.94 | 36.94 | 10000000
2016-07-28 07:00:00 | 1.18 | 6.72 | -35.79 | 35.79 | 10000000
2016-07-28 08:00:00 | 1.18 | 6.72 | -33.93 | 33.93 | 10000000
2016-07-28 09:00:00 | 1.18 | 6.72 | -33.75 | 33.75 | 10000000
2016-07-28 10:00:00 | 1.18 | 6.72 | -33.81 | 33.81 | 10000000
2016-07-28 11:00:00 | 1.18 | 6.72 | -31.79 | 31.79 | 10000000
2016-07-28 12:00:00 | 1.18 | 6.72 | -30.97 | 30.97 | 10000000
2016-07-28 13:00:00 | 1.18 | 6.72 | -31.43 | 31.43 | 10000000
2016-07-28 14:00:00 | 1.18 | 6.72 | -31.43 | 31.43 | 10000000
2016-07-28 15:00:00 | 1.18 | 6.72 | -32.98 | 32.98 | 10000000
2016-07-28 16:00:00 | 1.18 | 6.72 | -34.97 | 34.97 | 10000000
2016-07-28 17:00:00 | 1.18 | 6.72 | -36.72 | 36.72 | 10000000
2016-07-28 18:00:00 | 1.18 | 6.72 | -35.5 | 35.5 | 10000000
2016-07-28 19:00:00 | 1.18 | 6.72 | -34.04 | 34.04 | 10000000
2016-07-28 20:00:00 | 1.18 | 6.72 | -33.93 | 33.93 | 10000000
2016-07-28 21:00:00 | 1.18 | 6.72 | -29.92 | 29.92 | 10000000
2016-07-28 22:00:00 | 1.18 | 6.72 | -28.21 | 28.21 | 10000000
2016-07-28 23:00:00 | 1.18 | 6.72 | -27.04 | 27.04 | 10000000
2016-07-29 00:00:00 | 1.18 | 6.72 | -26.03 | 26.03 | 10000000
2016-07-29 01:00:00 | 1.18 | 6.72 | -24.58 | 24.58 | 10000000
2016-07-29 02:00:00 | 1.18 | 6.72 | -24.84 | 24.84 | 10000000
2016-07-29 03:00:00 | 1.18 | 6.72 | -25.95 | 25.95 | 10000000
2016-07-29 04:00:00 | 1.18 | 6.72 | -29.68 | 29.68 | 10000000
2016-07-29 05:00:00 | 1.18 | 6.72 | -33.99 | 33.99 | 10000000
2016-07-29 06:00:00 | 1.18 | 6.72 | -36.13 | 36.13 | 10000000
2016-07-29 07:00:00 | 1.18 | 6.72 | -36.09 | 36.09 | 10000000
2016-07-29 08:00:00 | 1.18 | 6.72 | -33.75 | 33.75 | 10000000
2016-07-29 09:00:00 | 1.18 | 6.72 | -33.21 | 33.21 | 10000000
2016-07-29 10:00:00 | 1.18 | 6.72 | -31.67 | 31.67 | 10000000
2016-07-29 11:00:00 | 1.18 | 6.72 | -29.5 | 29.5 | 10000000
2016-07-29 12:00:00 | 1.18 | 6.72 | -27.94 | 27.94 | 10000000
2016-07-29 13:00:00 | 1.18 | 6.72 | -27.37 | 27.37 | 10000000
2016-07-29 14:00:00 | 1.18 | 6.72 | -28.09 | 28.09 | 10000000
2016-07-29 15:00:00 | 1.18 | 6.72 | -29.11 | 29.11 | 10000000
2016-07-29 16:00:00 | 1.18 | 6.72 | -31.5 | 31.5 | 10000000
2016-07-29 17:00:00 | 1.18 | 6.72 | -34.13 | 34.13 | 10000000
2016-07-29 18:00:00 | 1.18 | 6.72 | -32.98 | 32.98 | 10000000
2016-07-29 19:00:00 | 1.18 | 6.72 | -30.86 | 30.86 | 10000000
2016-07-29 20:00:00 | 1.18 | 6.72 | -29.81 | 29.81 | 10000000
2016-07-29 21:00:00 | 1.18 | 6.72 | -28.87 | 28.87 | 10000000
2016-07-29 22:00:00 | 1.18 | 6.72 | -31.07 | 31.07 | 10000000
2016-07-29 23:00:00 | 1.18 | 6.72 | -26.51 | 26.51 | 10000000
2016-07-30 00:00:00 | 1.18 | 6.72 | -25.59 | 25.59 | 10000000
2016-07-30 01:00:00 | 1.18 | 6.72 | -24.56 | 24.56 | 10000000
2016-07-30 02:00:00 | 1.18 | 6.72 | -24.17 | 24.17 | 10000000
2016-07-30 03:00:00 | 1.18 | 6.72 | -24.39 | 24.39 | 10000000
2016-07-30 04:00:00 | 1.18 | 6.72 | -24.72 | 24.72 | 10000000
2016-07-30 05:00:00 | 1.18 | 6.72 | -25.46 | 25.46 | 10000000
2016-07-30 06:00:00 | 1.18 | 6.72 | -26.74 | 26.74 | 10000000
2016-07-30 07:00:00 | 1.18 | 6.72 | -28.97 | 28.97 | 10000000
2016-07-30 08:00:00 | 1.18 | 6.72 | -28.38 | 28.38 | 10000000
2016-07-30 09:00:00 | 1.18 | 6.72 | -27.93 | 27.93 | 10000000
2016-07-30 10:00:00 | 1.18 | 6.72 | -26.33 | 26.33 | 10000000
2016-07-30 11:00:00 | 1.18 | 6.72 | -24.79 | 24.79 | 10000000
2016-07-30 12:00:00 | 1.18 | 6.72 | -23.99 | 23.99 | 10000000
2016-07-30 13:00:00 | 1.18 | 6.72 | -24.04 | 24.04 | 10000000
2016-07-30 14:00:00 | 1.18 | 6.72 | -25.04 | 25.04 | 10000000
2016-07-30 15:00:00 | 1.18 | 6.72 | -26.1 | 26.1 | 10000000
2016-07-30 16:00:00 | 1.18 | 6.72 | -30.51 | 30.51 | 10000000
2016-07-30 17:00:00 | 1.18 | 6.72 | -31.92 | 31.92 | 10000000
2016-07-30 18:00:00 | 1.18 | 6.72 | -32.55 | 32.55 | 10000000
2016-07-30 19:00:00 | 1.18 | 6.72 | -32.09 | 32.09 | 10000000
2016-07-30 20:00:00 | 1.18 | 6.72 | -36.02 | 36.02 | 10000000
2016-07-30 21:00:00 | 1.18 | 6.72 | -32.96 | 32.96 | 10000000
2016-07-30 22:00:00 | 1.18 | 6.72 | -28.08 | 28.08 | 10000000
2016-07-30 23:00:00 | 1.18 | 6.72 | -25.36 | 25.36 | 10000000
2016-07-31 00:00:00 | 1.18 | 6.72 | -23.8 | 23.8 | 10000000
2016-07-31 01:00:00 | 1.18 | 6.72 | -22.56 | 22.56 | 10000000
2016-07-31 02:00:00 | 1.18 | 6.72 | -22.14 | 22.14 | 10000000
2016-07-31 03:00:00 | 1.265 | 7.04 | -21.65 | 21.65 | 10000000
2016-07-31 04:00:00 | 1.18 | 6.72 | -20.98 | 20.98 | 10000000
2016-07-31 05:00:00 | 1.18 | 6.72 | -21.99 | 21.99 | 10000000
2016-07-31 06:00:00 | 1.18 | 6.72 | -23.8 | 23.8 | 10000000
2016-07-31 07:00:00 | 1.18 | 6.72 | -25.12 | 25.12 | 10000000
2016-07-31 08:00:00 | 1.18 | 6.72 | -25.28 | 25.28 | 10000000
2016-07-31 09:00:00 | 1.18 | 6.72 | -26.77 | 26.77 | 10000000
2016-07-31 10:00:00 | 1.18 | 6.72 | -26.34 | 26.34 | 10000000
2016-07-31 11:00:00 | 1.18 | 6.72 | -25.56 | 25.56 | 10000000
2016-07-31 12:00:00 | 1.18 | 6.72 | -24.35 | 24.35 | 10000000
2016-07-31 13:00:00 | 1.18 | 6.72 | -23.32 | 23.32 | 10000000
2016-07-31 14:00:00 | 1.18 | 6.72 | -22.78 | 22.78 | 10000000
2016-07-31 15:00:00 | 1.18 | 6.72 | -25.25 | 25.25 | 10000000
2016-07-31 16:00:00 | 1.18 | 6.72 | -25.09 | 25.09 | 10000000
2016-07-31 17:00:00 | 1.18 | 6.72 | -28.23 | 28.23 | 10000000
2016-07-31 18:00:00 | 1.18 | 6.72 | -28.92 | 28.92 | 10000000
2016-07-31 19:00:00 | 1.18 | 6.72 | -30.19 | 30.19 | 10000000
2016-07-31 20:00:00 | 1.18 | 6.72 | -31.39 | 31.39 | 10000000
2016-07-31 21:00:00 | 1.18 | 6.72 | -27.78 | 27.78 | 10000000
2016-07-31 22:00:00 | 1.18 | 6.72 | -24.91 | 24.91 | 10000000
2016-07-31 23:00:00 | 1.18 | 6.72 | -23.79 | 23.79 | 10000000
2016-08-01 00:00:00 | 1.18 | 6.72 | -22.55 | 22.55 | 10000000
2016-08-01 01:00:00 | 1.3075 | 7.2 | -22.14 | 22.14 | 10000000
2016-08-01 02:00:00 | 1.3925 | 7.52 | -22.42 | 22.42 | 10000000
2016-08-01 03:00:00 | 1.9027 | 9.44 | -23.93 | 23.93 | 10000000
2016-08-01 04:00:00 | 2.0727 | 10.08 | -29.06 | 29.06 | 10000000
2016-08-01 05:00:00 | 1.4351 | 7.68 | -32.17 | 32.17 | 10000000
2016-08-01 06:00:00 | 1.18 | 6.72 | -35 | 35 | 10000000
2016-08-01 07:00:00 | 1.18 | 6.72 | -33.21 | 33.21 | 10000000
2016-08-01 08:00:00 | 1.18 | 6.72 | -30.13 | 30.13 | 10000000
2016-08-01 09:00:00 | 1.18 | 6.72 | -29.8 | 29.8 | 10000000
2016-08-01 10:00:00 | 1.18 | 6.72 | -27.92 | 27.92 | 10000000
2016-08-01 11:00:00 | 1.18 | 6.72 | -25.93 | 25.93 | 10000000
2016-08-01 12:00:00 | 1.18 | 6.72 | -27.03 | 27.03 | 10000000
2016-08-01 13:00:00 | 1.18 | 6.72 | -27.01 | 27.01 | 10000000
2016-08-01 14:00:00 | 1.18 | 6.72 | -28.48 | 28.48 | 10000000
2016-08-01 15:00:00 | 1.18 | 6.72 | -32.05 | 32.05 | 10000000
2016-08-01 16:00:00 | 1.18 | 6.72 | -35.97 | 35.97 | 10000000
2016-08-01 17:00:00 | 1.18 | 6.72 | -37.15 | 37.15 | 10000000
2016-08-01 18:00:00 | 1.18 | 6.72 | -38.33 | 38.33 | 10000000
2016-08-01 19:00:00 | 1.18 | 6.72 | -36.95 | 36.95 | 10000000
2016-08-01 20:00:00 | 1.18 | 6.72 | -35.99 | 35.99 | 10000000
2016-08-01 21:00:00 | 1.18 | 6.72 | -31.63 | 31.63 | 10000000
2016-08-01 22:00:00 | 1.5626 | 8.16 | -27.56 | 27.56 | 10000000
2016-08-01 23:00:00 | 1.8601 | 9.28 | -25.79 | 25.79 | 10000000
2016-08-02 00:00:00 | 2.0727 | 10.08 | -25.35 | 25.35 | 10000000
2016-08-02 01:00:00 | 2.2002 | 10.56 | -24.7 | 24.7 | 10000000
2016-08-02 02:00:00 | 2.5828 | 12 | -24.27 | 24.27 | 10000000
2016-08-02 03:00:00 | 2.5403 | 11.84 | -25.9 | 25.9 | 10000000
2016-08-02 04:00:00 | 2.4978 | 11.68 | -30.43 | 30.43 | 10000000
2016-08-02 05:00:00 | 2.0302 | 9.92 | -34.87 | 34.87 | 10000000
2016-08-02 06:00:00 | 1.2225 | 6.88 | -36.87 | 36.87 | 10000000
2016-08-02 07:00:00 | 1.18 | 6.72 | -36.92 | 36.92 | 10000000
2016-08-02 08:00:00 | 1.18 | 6.72 | -36.97 | 36.97 | 10000000
2016-08-02 09:00:00 | 1.18 | 6.72 | -38.09 | 38.09 | 10000000
2016-08-02 10:00:00 | 1.18 | 6.72 | -37.83 | 37.83 | 10000000
2016-08-02 11:00:00 | 1.18 | 6.72 | -36.85 | 36.85 | 10000000
2016-08-02 12:00:00 | 1.18 | 6.72 | -35.98 | 35.98 | 10000000
2016-08-02 13:00:00 | 1.18 | 6.72 | -35.73 | 35.73 | 10000000
2016-08-02 14:00:00 | 1.18 | 6.72 | -34.92 | 34.92 | 10000000
2016-08-02 15:00:00 | 1.18 | 6.72 | -35.94 | 35.94 | 10000000
2016-08-02 16:00:00 | 1.18 | 6.72 | -35.92 | 35.92 | 10000000
2016-08-02 17:00:00 | 1.18 | 6.72 | -34.95 | 34.95 | 10000000
2016-08-02 18:00:00 | 1.18 | 6.72 | -32.83 | 32.83 | 10000000
2016-08-02 19:00:00 | 1.18 | 6.72 | -32.4 | 32.4 | 10000000
2016-08-02 20:00:00 | 1.6476 | 8.48 | -31.19 | 31.19 | 10000000
2016-08-02 21:00:00 | 2.1152 | 10.24 | -28.98 | 28.98 | 10000000
2016-08-02 22:00:00 | 2.2852 | 10.88 | -26.03 | 26.03 | 10000000
2016-08-02 23:00:00 | 2.7953 | 12.8 | -24.53 | 24.53 | 10000000
2016-08-03 00:00:00 | 2.7103 | 12.48 | -23.74 | 23.74 | 10000000
2016-08-03 01:00:00 | 2.9229 | 13.28 | -22.69 | 22.69 | 10000000
2016-08-03 02:00:00 | 2.6678 | 12.32 | -22.48 | 22.48 | 10000000
2016-08-03 03:00:00 | 3.0079 | 13.6 | -23.66 | 23.66 | 10000000
2016-08-03 04:00:00 | 3.0079 | 13.6 | -27.06 | 27.06 | 10000000
2016-08-03 05:00:00 | 1.9452 | 9.6 | -31.82 | 31.82 | 10000000
2016-08-03 06:00:00 | 1.6051 | 8.32 | -33.95 | 33.95 | 10000000
2016-08-03 07:00:00 | 1.2225 | 6.88 | -34.97 | 34.97 | 10000000
2016-08-03 08:00:00 | 1.18 | 6.72 | -35.02 | 35.02 | 10000000
2016-08-03 09:00:00 | 1.18 | 6.72 | -34.95 | 34.95 | 10000000
2016-08-03 10:00:00 | 1.18 | 6.72 | -33.57 | 33.57 | 10000000
2016-08-03 11:00:00 | 1.18 | 6.72 | -30.04 | 30.04 | 10000000
2016-08-03 12:00:00 | 1.18 | 6.72 | -28.13 | 28.13 | 10000000
2016-08-03 13:00:00 | 1.18 | 6.72 | -28.38 | 28.38 | 10000000
2016-08-03 14:00:00 | 1.18 | 6.72 | -28.45 | 28.45 | 10000000
2016-08-03 15:00:00 | 1.18 | 6.72 | -29.95 | 29.95 | 10000000
2016-08-03 16:00:00 | 1.18 | 6.72 | -32.52 | 32.52 | 10000000
2016-08-03 17:00:00 | 1.18 | 6.72 | -33 | 33 | 10000000
2016-08-03 18:00:00 | 1.18 | 6.72 | -31.25 | 31.25 | 10000000
2016-08-03 19:00:00 | 1.18 | 6.72 | -30.33 | 30.33 | 10000000
2016-08-03 20:00:00 | 1.18 | 6.72 | -28.99 | 28.99 | 10000000
2016-08-03 21:00:00 | 1.18 | 6.72 | -26.91 | 26.91 | 10000000
2016-08-03 22:00:00 | 1.18 | 6.72 | -23.55 | 23.55 | 10000000
2016-08-03 23:00:00 | 1.18 | 6.72 | -22.43 | 22.43 | 10000000
2016-08-04 00:00:00 | 1.18 | 6.72 | -20.05 | 20.05 | 10000000
2016-08-04 01:00:00 | 1.18 | 6.72 | -19.42 | 19.42 | 10000000
2016-08-04 02:00:00 | 1.18 | 6.72 | -19.83 | 19.83 | 10000000
2016-08-04 03:00:00 | 1.18 | 6.72 | -22.42 | 22.42 | 10000000
2016-08-04 04:00:00 | 1.18 | 6.72 | -25.49 | 25.49 | 10000000
2016-08-04 05:00:00 | 1.18 | 6.72 | -30.01 | 30.01 | 10000000
2016-08-04 06:00:00 | 1.18 | 6.72 | -33.05 | 33.05 | 10000000
2016-08-04 07:00:00 | 1.18 | 6.72 | -32.03 | 32.03 | 10000000
2016-08-04 08:00:00 | 1.18 | 6.72 | -29.01 | 29.01 | 10000000
2016-08-04 09:00:00 | 1.18 | 6.72 | -27.98 | 27.98 | 10000000
2016-08-04 10:00:00 | 1.18 | 6.72 | -25.45 | 25.45 | 10000000
2016-08-04 11:00:00 | 1.18 | 6.72 | -23.58 | 23.58 | 10000000
2016-08-04 12:00:00 | 1.18 | 6.72 | -23.97 | 23.97 | 10000000
2016-08-04 13:00:00 | 1.18 | 6.72 | -27.02 | 27.02 | 10000000
2016-08-04 14:00:00 | 1.18 | 6.72 | -29.29 | 29.29 | 10000000
2016-08-04 15:00:00 | 1.18 | 6.72 | -32.98 | 32.98 | 10000000
2016-08-04 16:00:00 | 1.18 | 6.72 | -34.58 | 34.58 | 10000000
2016-08-04 17:00:00 | 1.18 | 6.72 | -34.9 | 34.9 | 10000000
2016-08-04 18:00:00 | 1.18 | 6.72 | -34.58 | 34.58 | 10000000
2016-08-04 19:00:00 | 1.18 | 6.72 | -34.46 | 34.46 | 10000000
2016-08-04 20:00:00 | 1.18 | 6.72 | -33.91 | 33.91 | 10000000
2016-08-04 21:00:00 | 1.18 | 6.72 | -29.37 | 29.37 | 10000000
2016-08-04 22:00:00 | 1.18 | 6.72 | -28.13 | 28.13 | 10000000
2016-08-04 23:00:00 | 1.18 | 6.72 | -26.83 | 26.83 | 10000000
2016-08-05 00:00:00 | 1.18 | 6.72 | -25.12 | 25.12 | 10000000
2016-08-05 01:00:00 | 1.18 | 6.72 | -23.95 | 23.95 | 10000000
2016-08-05 02:00:00 | 1.18 | 6.72 | -24.07 | 24.07 | 10000000
2016-08-05 03:00:00 | 1.18 | 6.72 | -26.24 | 26.24 | 10000000
2016-08-05 04:00:00 | 1.18 | 6.72 | -30.45 | 30.45 | 10000000
2016-08-05 05:00:00 | 1.18 | 6.72 | -34.01 | 34.01 | 10000000
2016-08-05 06:00:00 | 1.18 | 6.72 | -37.19 | 37.19 | 10000000
2016-08-05 07:00:00 | 1.18 | 6.72 | -38.69 | 38.69 | 10000000
2016-08-05 08:00:00 | 1.18 | 6.72 | -38.54 | 38.54 | 10000000
2016-08-05 09:00:00 | 1.18 | 6.72 | -38 | 38 | 10000000
2016-08-05 10:00:00 | 1.18 | 6.72 | -36 | 36 | 10000000
2016-08-05 11:00:00 | 1.18 | 6.72 | -33.96 | 33.96 | 10000000
2016-08-05 12:00:00 | 1.18 | 6.72 | -31.39 | 31.39 | 10000000
2016-08-05 13:00:00 | 1.18 | 6.72 | -28.23 | 28.23 | 10000000
2016-08-05 14:00:00 | 1.18 | 6.72 | -28.46 | 28.46 | 10000000
2016-08-05 15:00:00 | 1.18 | 6.72 | -31.29 | 31.29 | 10000000
2016-08-05 16:00:00 | 1.18 | 6.72 | -33.89 | 33.89 | 10000000
2016-08-05 17:00:00 | 1.18 | 6.72 | -34.4 | 34.4 | 10000000
2016-08-05 18:00:00 | 1.18 | 6.72 | -34.15 | 34.15 | 10000000
2016-08-05 19:00:00 | 1.18 | 6.72 | -33.02 | 33.02 | 10000000
2016-08-05 20:00:00 | 1.18 | 6.72 | -32.3 | 32.3 | 10000000
2016-08-05 21:00:00 | 1.18 | 6.72 | -28.84 | 28.84 | 10000000
2016-08-05 22:00:00 | 1.18 | 6.72 | -29.58 | 29.58 | 10000000
2016-08-05 23:00:00 | 1.18 | 6.72 | -26.68 | 26.68 | 10000000
2016-08-06 00:00:00 | 1.18 | 6.72 | -25.34 | 25.34 | 10000000
2016-08-06 01:00:00 | 1.18 | 6.72 | -23.77 | 23.77 | 10000000
2016-08-06 02:00:00 | 1.3075 | 7.2 | -22.4 | 22.4 | 10000000
2016-08-06 03:00:00 | 1.6476 | 8.48 | -22.01 | 22.01 | 10000000
2016-08-06 04:00:00 | 1.7326 | 8.8 | -22.97 | 22.97 | 10000000
2016-08-06 05:00:00 | 1.3925 | 7.52 | -25.02 | 25.02 | 10000000
2016-08-06 06:00:00 | 1.18 | 6.72 | -26.36 | 26.36 | 10000000
2016-08-06 07:00:00 | 1.18 | 6.72 | -26.47 | 26.47 | 10000000
2016-08-06 08:00:00 | 1.18 | 6.72 | -24.94 | 24.94 | 10000000
2016-08-06 09:00:00 | 1.18 | 6.72 | -23.71 | 23.71 | 10000000
2016-08-06 10:00:00 | 1.18 | 6.72 | -22.07 | 22.07 | 10000000
2016-08-06 11:00:00 | 1.18 | 6.72 | -19.81 | 19.81 | 10000000
2016-08-06 12:00:00 | 1.18 | 6.72 | -18.38 | 18.38 | 10000000
2016-08-06 13:00:00 | 1.18 | 6.72 | -17.83 | 17.83 | 10000000
2016-08-06 14:00:00 | 1.18 | 6.72 | -17.18 | 17.18 | 10000000
2016-08-06 15:00:00 | 1.18 | 6.72 | -22.03 | 22.03 | 10000000
2016-08-06 16:00:00 | 1.18 | 6.72 | -26.32 | 26.32 | 10000000
2016-08-06 17:00:00 | 1.18 | 6.72 | -28.96 | 28.96 | 10000000
2016-08-06 18:00:00 | 1.18 | 6.72 | -28.92 | 28.92 | 10000000
2016-08-06 19:00:00 | 1.18 | 6.72 | -30.32 | 30.32 | 10000000
2016-08-06 20:00:00 | 1.18 | 6.72 | -30.44 | 30.44 | 10000000
2016-08-06 21:00:00 | 1.18 | 6.72 | -28.12 | 28.12 | 10000000
2016-08-06 22:00:00 | 1.8176 | 9.12 | -24.6 | 24.6 | 10000000
2016-08-06 23:00:00 | 1.9027 | 9.44 | -20.05 | 20.05 | 10000000
2016-08-07 00:00:00 | 2.0302 | 9.92 | -17.99 | 17.99 | 10000000
2016-08-07 01:00:00 | 2.1152 | 10.24 | -12.86 | 12.86 | 10000000
2016-08-07 02:00:00 | 2.1577 | 10.4 | -12.38 | 12.38 | 10000000
2016-08-07 03:00:00 | 2.3277 | 11.04 | -12.35 | 12.35 | 10000000
2016-08-07 04:00:00 | 2.4553 | 11.52 | -12.51 | 12.51 | 10000000
2016-08-07 05:00:00 | 1.9452 | 9.6 | -11.93 | 11.93 | 10000000
2016-08-07 06:00:00 | 1.3075 | 7.2 | -12.25 | 12.25 | 10000000
2016-08-07 07:00:00 | 1.18 | 6.72 | -12.79 | 12.79 | 10000000
2016-08-07 08:00:00 | 1.18 | 6.72 | -9.95 | 9.95 | 10000000
2016-08-07 09:00:00 | 1.18 | 6.72 | -8.83 | 8.83 | 10000000
2016-08-07 10:00:00 | 1.18 | 6.72 | -5.93 | 5.93 | 10000000
2016-08-07 11:00:00 | 1.18 | 6.72 | -0.02 | 0.02 | 10000000
2016-08-07 12:00:00 | 1.18 | 6.72 | -0.04 | 0.04 | 10000000
2016-08-07 13:00:00 | 1.18 | 6.72 | -2.35 | 2.35 | 10000000
2016-08-07 14:00:00 | 1.18 | 6.72 | -5.67 | 5.67 | 10000000
2016-08-07 15:00:00 | 1.18 | 6.72 | -12.84 | 12.84 | 10000000
2016-08-07 16:00:00 | 1.18 | 6.72 | -24.7 | 24.7 | 10000000
2016-08-07 17:00:00 | 1.18 | 6.72 | -27.77 | 27.77 | 10000000
2016-08-07 18:00:00 | 1.18 | 6.72 | -30.48 | 30.48 | 10000000
2016-08-07 19:00:00 | 1.18 | 6.72 | -32.37 | 32.37 | 10000000
2016-08-07 20:00:00 | 1.18 | 6.72 | -32.65 | 32.65 | 10000000
2016-08-07 21:00:00 | 1.18 | 6.72 | -26.33 | 26.33 | 10000000
2016-08-07 22:00:00 | 1.18 | 6.72 | -20.62 | 20.62 | 10000000
2016-08-07 23:00:00 | 1.18 | 6.72 | -16.44 | 16.44 | 10000000
2016-08-08 00:00:00 | 1.18 | 6.72 | -12.91 | 12.91 | 10000000
2016-08-08 01:00:00 | 1.18 | 6.72 | -8.16 | 8.16 | 10000000
2016-08-08 02:00:00 | 1.18 | 6.72 | -8.12 | 8.12 | 10000000
2016-08-08 03:00:00 | 1.18 | 6.72 | -8.94 | 8.94 | 10000000
2016-08-08 04:00:00 | 1.18 | 6.72 | -17.85 | 17.85 | 10000000
2016-08-08 05:00:00 | 1.18 | 6.72 | -23.71 | 23.71 | 10000000
2016-08-08 06:00:00 | 1.18 | 6.72 | -26.29 | 26.29 | 10000000
2016-08-08 07:00:00 | 1.18 | 6.72 | -24.02 | 24.02 | 10000000
2016-08-08 08:00:00 | 1.18 | 6.72 | -20.26 | 20.26 | 10000000
2016-08-08 09:00:00 | 1.18 | 6.72 | -18.73 | 18.73 | 10000000
2016-08-08 10:00:00 | 1.18 | 6.72 | -14.28 | 14.28 | 10000000
2016-08-08 11:00:00 | 1.18 | 6.72 | -13.41 | 13.41 | 10000000
2016-08-08 12:00:00 | 1.18 | 6.72 | -12.89 | 12.89 | 10000000
2016-08-08 13:00:00 | 1.18 | 6.72 | -17.92 | 17.92 | 10000000
2016-08-08 14:00:00 | 1.18 | 6.72 | -20.82 | 20.82 | 10000000
2016-08-08 15:00:00 | 1.18 | 6.72 | -26.52 | 26.52 | 10000000
2016-08-08 16:00:00 | 1.18 | 6.72 | -31.29 | 31.29 | 10000000
2016-08-08 17:00:00 | 1.18 | 6.72 | -34.39 | 34.39 | 10000000
2016-08-08 18:00:00 | 1.18 | 6.72 | -33.23 | 33.23 | 10000000
2016-08-08 19:00:00 | 1.18 | 6.72 | -34 | 34 | 10000000
2016-08-08 20:00:00 | 1.18 | 6.72 | -33.93 | 33.93 | 10000000
2016-08-08 21:00:00 | 1.18 | 6.72 | -31.75 | 31.75 | 10000000
2016-08-08 22:00:00 | 1.18 | 6.72 | -23.88 | 23.88 | 10000000
2016-08-08 23:00:00 | 1.18 | 6.72 | -23.06 | 23.06 | 10000000
2016-08-09 00:00:00 | 1.2225 | 6.88 | -22.6 | 22.6 | 10000000
2016-08-09 01:00:00 | 1.6901 | 8.64 | -20.32 | 20.32 | 10000000
2016-08-09 02:00:00 | 1.9452 | 9.6 | -19.94 | 19.94 | 10000000
2016-08-09 03:00:00 | 2.2852 | 10.88 | -22.97 | 22.97 | 10000000
2016-08-09 04:00:00 | 2.0302 | 9.92 | -28.33 | 28.33 | 10000000
2016-08-09 05:00:00 | 1.9027 | 9.44 | -32.86 | 32.86 | 10000000
2016-08-09 06:00:00 | 1.6901 | 8.64 | -34.83 | 34.83 | 10000000
2016-08-09 07:00:00 | 1.18 | 6.72 | -35.03 | 35.03 | 10000000
2016-08-09 08:00:00 | 1.18 | 6.72 | -34.6 | 34.6 | 10000000
2016-08-09 09:00:00 | 1.18 | 6.72 | -34.26 | 34.26 | 10000000
2016-08-09 10:00:00 | 1.18 | 6.72 | -33.6 | 33.6 | 10000000
2016-08-09 11:00:00 | 1.18 | 6.72 | -32.78 | 32.78 | 10000000
2016-08-09 12:00:00 | 1.18 | 6.72 | -30.22 | 30.22 | 10000000
2016-08-09 13:00:00 | 1.18 | 6.72 | -27.84 | 27.84 | 10000000
2016-08-09 14:00:00 | 1.18 | 6.72 | -25.97 | 25.97 | 10000000
2016-08-09 15:00:00 | 1.18 | 6.72 | -28.12 | 28.12 | 10000000
2016-08-09 16:00:00 | 1.18 | 6.72 | -30.35 | 30.35 | 10000000
2016-08-09 17:00:00 | 1.18 | 6.72 | -32.02 | 32.02 | 10000000
2016-08-09 18:00:00 | 1.18 | 6.72 | -30.91 | 30.91 | 10000000
2016-08-09 19:00:00 | 1.18 | 6.72 | -30.47 | 30.47 | 10000000
2016-08-09 20:00:00 | 1.35 | 7.36 | -29.1 | 29.1 | 10000000
2016-08-09 21:00:00 | 1.7751 | 8.96 | -26.45 | 26.45 | 10000000
2016-08-09 22:00:00 | 2.4128 | 11.36 | -23.35 | 23.35 | 10000000
2016-08-09 23:00:00 | 2.5828 | 12 | -23.11 | 23.11 | 10000000
2016-08-10 00:00:00 | 2.8378 | 12.96 | -22 | 22 | 10000000
2016-08-10 01:00:00 | 3.1779 | 14.24 | -19.99 | 19.99 | 10000000
2016-08-10 02:00:00 | 3.4755 | 15.36 | -20.19 | 20.19 | 10000000
2016-08-10 03:00:00 | 3.6455 | 16 | -23.18 | 23.18 | 10000000
2016-08-10 04:00:00 | 3.9006 | 16.96 | -27.59 | 27.59 | 10000000
2016-08-10 05:00:00 | 3.2204 | 14.4 | -32.21 | 32.21 | 10000000
2016-08-10 06:00:00 | 2.5828 | 12 | -33.95 | 33.95 | 10000000
2016-08-10 07:00:00 | 2.0727 | 10.08 | -33.5 | 33.5 | 10000000
2016-08-10 08:00:00 | 1.9452 | 9.6 | -32.01 | 32.01 | 10000000
2016-08-10 09:00:00 | 1.35 | 7.36 | -31.87 | 31.87 | 10000000
2016-08-10 10:00:00 | 1.18 | 6.72 | -29.66 | 29.66 | 10000000
2016-08-10 11:00:00 | 1.18 | 6.72 | -26.91 | 26.91 | 10000000
2016-08-10 12:00:00 | 1.18 | 6.72 | -25.43 | 25.43 | 10000000
2016-08-10 13:00:00 | 1.18 | 6.72 | -24.51 | 24.51 | 10000000
2016-08-10 14:00:00 | 1.18 | 6.72 | -24.31 | 24.31 | 10000000
2016-08-10 15:00:00 | 1.18 | 6.72 | -27.33 | 27.33 | 10000000
2016-08-10 16:00:00 | 1.18 | 6.72 | -31.48 | 31.48 | 10000000
2016-08-10 17:00:00 | 1.18 | 6.72 | -33.68 | 33.68 | 10000000
2016-08-10 18:00:00 | 1.18 | 6.72 | -33.72 | 33.72 | 10000000
2016-08-10 19:00:00 | 2.2002 | 10.56 | -33.93 | 33.93 | 10000000
2016-08-10 20:00:00 | 2.7103 | 12.48 | -32.93 | 32.93 | 10000000
2016-08-10 21:00:00 | 2.9229 | 13.28 | -28.65 | 28.65 | 10000000
2016-08-10 22:00:00 | 3.1354 | 14.08 | -24.23 | 24.23 | 10000000
2016-08-10 23:00:00 | 3.433 | 15.2 | -23.01 | 23.01 | 10000000
2016-08-11 00:00:00 | 3.603 | 15.84 | -22.72 | 22.72 | 10000000
2016-08-11 01:00:00 | 3.773 | 16.48 | -20.49 | 20.49 | 10000000
2016-08-11 02:00:00 | 3.8155 | 16.64 | -21.48 | 21.48 | 10000000
2016-08-11 03:00:00 | 3.9431 | 17.12 | -22.77 | 22.77 | 10000000
2016-08-11 04:00:00 | 3.9856 | 17.28 | -27.97 | 27.97 | 10000000
2016-08-11 05:00:00 | 3.773 | 16.48 | -34.09 | 34.09 | 10000000
2016-08-11 06:00:00 | 3.0929 | 13.92 | -35.67 | 35.67 | 10000000
2016-08-11 07:00:00 | 2.3702 | 11.2 | -33.07 | 33.07 | 10000000
2016-08-11 08:00:00 | 1.5201 | 8 | -30.86 | 30.86 | 10000000
2016-08-11 09:00:00 | 1.2225 | 6.88 | -30.48 | 30.48 | 10000000
2016-08-11 10:00:00 | 1.18 | 6.72 | -28.57 | 28.57 | 10000000
2016-08-11 11:00:00 | 1.18 | 6.72 | -27.17 | 27.17 | 10000000
2016-08-11 12:00:00 | 1.7751 | 8.96 | -24.99 | 24.99 | 10000000
2016-08-11 13:00:00 | 1.18 | 6.72 | -25.62 | 25.62 | 10000000
2016-08-11 14:00:00 | 2.2002 | 10.56 | -25.69 | 25.69 | 10000000
2016-08-11 15:00:00 | 1.18 | 6.72 | -31.4 | 31.4 | 10000000
2016-08-11 16:00:00 | 1.18 | 6.72 | -34.37 | 34.37 | 10000000
2016-08-11 17:00:00 | 1.18 | 6.72 | -34.95 | 34.95 | 10000000
2016-08-11 18:00:00 | 1.3925 | 7.52 | -35.11 | 35.11 | 10000000
2016-08-11 19:00:00 | 1.8176 | 9.12 | -34.82 | 34.82 | 10000000
2016-08-11 20:00:00 | 1.9452 | 9.6 | -33.87 | 33.87 | 10000000
2016-08-11 21:00:00 | 2.0302 | 9.92 | -28.82 | 28.82 | 10000000
2016-08-11 22:00:00 | 1.9877 | 9.76 | -24.07 | 24.07 | 10000000
2016-08-11 23:00:00 | 2.0727 | 10.08 | -22.97 | 22.97 | 10000000
2016-08-12 00:00:00 | 1.9027 | 9.44 | -21.05 | 21.05 | 10000000
2016-08-12 01:00:00 | 2.0302 | 9.92 | -19.9 | 19.9 | 10000000
2016-08-12 02:00:00 | 2.1152 | 10.24 | -20.05 | 20.05 | 10000000
2016-08-12 03:00:00 | 2.2002 | 10.56 | -22.98 | 22.98 | 10000000
2016-08-12 04:00:00 | 2.0727 | 10.08 | -27.93 | 27.93 | 10000000
2016-08-12 05:00:00 | 2.0302 | 9.92 | -32.55 | 32.55 | 10000000
2016-08-12 06:00:00 | 1.9027 | 9.44 | -33.8 | 33.8 | 10000000
2016-08-12 07:00:00 | 1.8176 | 9.12 | -34.04 | 34.04 | 10000000
2016-08-12 08:00:00 | 1.6901 | 8.64 | -34.91 | 34.91 | 10000000
2016-08-12 09:00:00 | 1.18 | 6.72 | -35.25 | 35.25 | 10000000
2016-08-12 10:00:00 | 1.18 | 6.72 | -34.95 | 34.95 | 10000000
2016-08-12 11:00:00 | 1.18 | 6.72 | -32.1 | 32.1 | 10000000
2016-08-12 12:00:00 | 1.18 | 6.72 | -29.5 | 29.5 | 10000000
2016-08-12 13:00:00 | 1.18 | 6.72 | -27.12 | 27.12 | 10000000
2016-08-12 14:00:00 | 1.18 | 6.72 | -24.2 | 24.2 | 10000000
2016-08-12 15:00:00 | 1.18 | 6.72 | -26.9 | 26.9 | 10000000
2016-08-12 16:00:00 | 1.18 | 6.72 | -28.09 | 28.09 | 10000000
2016-08-12 17:00:00 | 1.18 | 6.72 | -29.06 | 29.06 | 10000000
2016-08-12 18:00:00 | 1.18 | 6.72 | -29.13 | 29.13 | 10000000
2016-08-12 19:00:00 | 1.18 | 6.72 | -28.99 | 28.99 | 10000000
2016-08-12 20:00:00 | 1.18 | 6.72 | -28.34 | 28.34 | 10000000
2016-08-12 21:00:00 | 1.18 | 6.72 | -24.7 | 24.7 | 10000000
2016-08-12 22:00:00 | 1.18 | 6.72 | -21.7 | 21.7 | 10000000
2016-08-12 23:00:00 | 1.18 | 6.72 | -19.97 | 19.97 | 10000000
2016-08-13 00:00:00 | 1.18 | 6.72 | -18.09 | 18.09 | 10000000
2016-08-13 01:00:00 | 1.18 | 6.72 | -16.89 | 16.89 | 10000000
2016-08-13 02:00:00 | 1.18 | 6.72 | -16.1 | 16.1 | 10000000
2016-08-13 03:00:00 | 1.18 | 6.72 | -14.46 | 14.46 | 10000000
2016-08-13 04:00:00 | 1.18 | 6.72 | -16.08 | 16.08 | 10000000
2016-08-13 05:00:00 | 1.18 | 6.72 | -18.05 | 18.05 | 10000000
2016-08-13 06:00:00 | 1.18 | 6.72 | -20.06 | 20.06 | 10000000
2016-08-13 07:00:00 | 1.18 | 6.72 | -20.06 | 20.06 | 10000000
2016-08-13 08:00:00 | 1.18 | 6.72 | -18.06 | 18.06 | 10000000
2016-08-13 09:00:00 | 1.18 | 6.72 | -15.85 | 15.85 | 10000000
2016-08-13 10:00:00 | 1.18 | 6.72 | -13.64 | 13.64 | 10000000
2016-08-13 11:00:00 | 1.18 | 6.72 | -9.07 | 9.07 | 10000000
2016-08-13 12:00:00 | 1.18 | 6.72 | -9.11 | 9.11 | 10000000
2016-08-13 13:00:00 | 1.18 | 6.72 | -10.54 | 10.54 | 10000000
2016-08-13 14:00:00 | 1.18 | 6.72 | -12.52 | 12.52 | 10000000
2016-08-13 15:00:00 | 1.18 | 6.72 | -18.77 | 18.77 | 10000000
2016-08-13 16:00:00 | 1.18 | 6.72 | -24.72 | 24.72 | 10000000
2016-08-13 17:00:00 | 1.18 | 6.72 | -26.88 | 26.88 | 10000000
2016-08-13 18:00:00 | 1.18 | 6.72 | -27.7 | 27.7 | 10000000
2016-08-13 19:00:00 | 1.18 | 6.72 | -29.08 | 29.08 | 10000000
2016-08-13 20:00:00 | 1.18 | 6.72 | -28.31 | 28.31 | 10000000
2016-08-13 21:00:00 | 1.18 | 6.72 | -25.73 | 25.73 | 10000000
2016-08-13 22:00:00 | 1.18 | 6.72 | -23.44 | 23.44 | 10000000
2016-08-13 23:00:00 | 1.18 | 6.72 | -21.18 | 21.18 | 10000000
2016-08-14 00:00:00 | 1.18 | 6.72 | -19.61 | 19.61 | 10000000
2016-08-14 01:00:00 | 1.18 | 6.72 | -19.03 | 19.03 | 10000000
2016-08-14 02:00:00 | 1.18 | 6.72 | -18.05 | 18.05 | 10000000
2016-08-14 03:00:00 | 1.18 | 6.72 | -18.08 | 18.08 | 10000000
2016-08-14 04:00:00 | 1.18 | 6.72 | -18.06 | 18.06 | 10000000
2016-08-14 05:00:00 | 1.18 | 6.72 | -19.14 | 19.14 | 10000000
2016-08-14 06:00:00 | 1.18 | 6.72 | -19.9 | 19.9 | 10000000
2016-08-14 07:00:00 | 1.18 | 6.72 | -18.99 | 18.99 | 10000000
2016-08-14 08:00:00 | 1.18 | 6.72 | -19.74 | 19.74 | 10000000
2016-08-14 09:00:00 | 1.18 | 6.72 | -20.46 | 20.46 | 10000000
2016-08-14 10:00:00 | 1.18 | 6.72 | -19.1 | 19.1 | 10000000
2016-08-14 11:00:00 | 1.18 | 6.72 | -17.41 | 17.41 | 10000000
2016-08-14 12:00:00 | 1.18 | 6.72 | -15.99 | 15.99 | 10000000
2016-08-14 13:00:00 | 1.18 | 6.72 | -16.57 | 16.57 | 10000000
2016-08-14 14:00:00 | 1.18 | 6.72 | -16.89 | 16.89 | 10000000
2016-08-14 15:00:00 | 1.18 | 6.72 | -20.13 | 20.13 | 10000000
2016-08-14 16:00:00 | 1.18 | 6.72 | -26.75 | 26.75 | 10000000
2016-08-14 17:00:00 | 1.18 | 6.72 | -29.57 | 29.57 | 10000000
2016-08-14 18:00:00 | 1.18 | 6.72 | -31.56 | 31.56 | 10000000
2016-08-14 19:00:00 | 1.18 | 6.72 | -32.3 | 32.3 | 10000000
2016-08-14 20:00:00 | 1.18 | 6.72 | -31.56 | 31.56 | 10000000
2016-08-14 21:00:00 | 1.4776 | 7.84 | -28.5 | 28.5 | 10000000
2016-08-14 22:00:00 | 1.6476 | 8.48 | -25.15 | 25.15 | 10000000
2016-08-14 23:00:00 | 1.6476 | 8.48 | -22.94 | 22.94 | 10000000
2016-08-15 00:00:00 | 1.6901 | 8.64 | -21.61 | 21.61 | 10000000
2016-08-15 01:00:00 | 2.3702 | 11.2 | -21.01 | 21.01 | 10000000
2016-08-15 02:00:00 | 2.4553 | 11.52 | -21.5 | 21.5 | 10000000
2016-08-15 03:00:00 | 3.0079 | 13.6 | -23.29 | 23.29 | 10000000
2016-08-15 04:00:00 | 2.6253 | 12.16 | -27.21 | 27.21 | 10000000
2016-08-15 05:00:00 | 2.4978 | 11.68 | -30.82 | 30.82 | 10000000
2016-08-15 06:00:00 | 1.7751 | 8.96 | -32 | 32 | 10000000
2016-08-15 07:00:00 | 1.18 | 6.72 | -30.59 | 30.59 | 10000000
2016-08-15 08:00:00 | 1.18 | 6.72 | -28.65 | 28.65 | 10000000
2016-08-15 09:00:00 | 1.18 | 6.72 | -28.32 | 28.32 | 10000000
2016-08-15 10:00:00 | 1.18 | 6.72 | -27.02 | 27.02 | 10000000
2016-08-15 11:00:00 | 1.18 | 6.72 | -25 | 25 | 10000000
2016-08-15 12:00:00 | 1.18 | 6.72 | -23.9 | 23.9 | 10000000
2016-08-15 13:00:00 | 1.18 | 6.72 | -24.1 | 24.1 | 10000000
2016-08-15 14:00:00 | 1.18 | 6.72 | -25.54 | 25.54 | 10000000
2016-08-15 15:00:00 | 1.18 | 6.72 | -30.62 | 30.62 | 10000000
2016-08-15 16:00:00 | 1.18 | 6.72 | -33.98 | 33.98 | 10000000
2016-08-15 17:00:00 | 1.18 | 6.72 | -35.88 | 35.88 | 10000000
2016-08-15 18:00:00 | 1.18 | 6.72 | -34.32 | 34.32 | 10000000
2016-08-15 19:00:00 | 1.2225 | 6.88 | -34.47 | 34.47 | 10000000
2016-08-15 20:00:00 | 1.9877 | 9.76 | -33.22 | 33.22 | 10000000
2016-08-15 21:00:00 | 2.5403 | 11.84 | -30.42 | 30.42 | 10000000
2016-08-15 22:00:00 | 2.9229 | 13.28 | -26.26 | 26.26 | 10000000
2016-08-15 23:00:00 | 3.1354 | 14.08 | -23.99 | 23.99 | 10000000
2016-08-16 00:00:00 | 2.9229 | 13.28 | -22.94 | 22.94 | 10000000
2016-08-16 01:00:00 | 2.5403 | 11.84 | -22.03 | 22.03 | 10000000
2016-08-16 02:00:00 | 2.7528 | 12.64 | -22.1 | 22.1 | 10000000
2016-08-16 03:00:00 | 2.9229 | 13.28 | -24.1 | 24.1 | 10000000
2016-08-16 04:00:00 | 3.0504 | 13.76 | -28.71 | 28.71 | 10000000
2016-08-16 05:00:00 | 3.0079 | 13.6 | -33.63 | 33.63 | 10000000
2016-08-16 06:00:00 | 2.1152 | 10.24 | -34.14 | 34.14 | 10000000
2016-08-16 07:00:00 | 1.18 | 6.72 | -33.9 | 33.9 | 10000000
2016-08-16 08:00:00 | 1.18 | 6.72 | -31.73 | 31.73 | 10000000
2016-08-16 09:00:00 | 1.18 | 6.72 | -30.13 | 30.13 | 10000000
2016-08-16 10:00:00 | 1.18 | 6.72 | -29.09 | 29.09 | 10000000
2016-08-16 11:00:00 | 1.18 | 6.72 | -28.93 | 28.93 | 10000000
2016-08-16 12:00:00 | 1.18 | 6.72 | -28.94 | 28.94 | 10000000
2016-08-16 13:00:00 | 1.18 | 6.72 | -29.29 | 29.29 | 10000000
2016-08-16 14:00:00 | 1.18 | 6.72 | -30.58 | 30.58 | 10000000
2016-08-16 15:00:00 | 1.5201 | 8 | -33.12 | 33.12 | 10000000
2016-08-16 16:00:00 | 1.8601 | 9.28 | -34.33 | 34.33 | 10000000
2016-08-16 17:00:00 | 1.6901 | 8.64 | -35.79 | 35.79 | 10000000
2016-08-16 18:00:00 | 1.7326 | 8.8 | -34.81 | 34.81 | 10000000
2016-08-16 19:00:00 | 2.2852 | 10.88 | -34.36 | 34.36 | 10000000
2016-08-16 20:00:00 | 2.8378 | 12.96 | -31.25 | 31.25 | 10000000
2016-08-16 21:00:00 | 3.0079 | 13.6 | -27.74 | 27.74 | 10000000
2016-08-16 22:00:00 | 3.1779 | 14.24 | -25.03 | 25.03 | 10000000
2016-08-16 23:00:00 | 3.0504 | 13.76 | -24.01 | 24.01 | 10000000
2016-08-17 00:00:00 | 3.6455 | 16 | -23.51 | 23.51 | 10000000
2016-08-17 01:00:00 | 3.9006 | 16.96 | -21.9 | 21.9 | 10000000
2016-08-17 02:00:00 | 3.8155 | 16.64 | -22.56 | 22.56 | 10000000
2016-08-17 03:00:00 | 4.0706 | 17.6 | -25.05 | 25.05 | 10000000
2016-08-17 04:00:00 | 4.5382 | 19.36 | -29.74 | 29.74 | 10000000
2016-08-17 05:00:00 | 3.9856 | 17.28 | -34.75 | 34.75 | 10000000
2016-08-17 06:00:00 | 3.1779 | 14.24 | -36.1 | 36.1 | 10000000
2016-08-17 07:00:00 | 1.9877 | 9.76 | -33 | 33 | 10000000
2016-08-17 08:00:00 | 1.18 | 6.72 | -28.54 | 28.54 | 10000000
2016-08-17 09:00:00 | 1.18 | 6.72 | -28.03 | 28.03 | 10000000
2016-08-17 10:00:00 | 1.18 | 6.72 | -27.79 | 27.79 | 10000000
2016-08-17 11:00:00 | 1.18 | 6.72 | -27.72 | 27.72 | 10000000
2016-08-17 12:00:00 | 1.18 | 6.72 | -27.05 | 27.05 | 10000000
2016-08-17 13:00:00 | 1.18 | 6.72 | -28.41 | 28.41 | 10000000
2016-08-17 14:00:00 | 1.18 | 6.72 | -30.47 | 30.47 | 10000000
2016-08-17 15:00:00 | 1.18 | 6.72 | -35.08 | 35.08 | 10000000
2016-08-17 16:00:00 | 1.18 | 6.72 | -35.67 | 35.67 | 10000000
2016-08-17 17:00:00 | 1.18 | 6.72 | -37.07 | 37.07 | 10000000
2016-08-17 18:00:00 | 1.18 | 6.72 | -36.45 | 36.45 | 10000000
2016-08-17 19:00:00 | 1.18 | 6.72 | -35.48 | 35.48 | 10000000
2016-08-17 20:00:00 | 1.18 | 6.72 | -32.42 | 32.42 | 10000000
2016-08-17 21:00:00 | 1.3925 | 7.52 | -28.82 | 28.82 | 10000000
2016-08-17 22:00:00 | 1.35 | 7.36 | -25.16 | 25.16 | 10000000
2016-08-17 23:00:00 | 1.7751 | 8.96 | -24.12 | 24.12 | 10000000
2016-08-18 00:00:00 | 1.6476 | 8.48 | -23.34 | 23.34 | 10000000
2016-08-18 01:00:00 | 1.6051 | 8.32 | -21.83 | 21.83 | 10000000
2016-08-18 02:00:00 | 1.7751 | 8.96 | -22.49 | 22.49 | 10000000
2016-08-18 03:00:00 | 1.6476 | 8.48 | -25.05 | 25.05 | 10000000
2016-08-18 04:00:00 | 1.5626 | 8.16 | -30.26 | 30.26 | 10000000
2016-08-18 05:00:00 | 1.8176 | 9.12 | -33.79 | 33.79 | 10000000
2016-08-18 06:00:00 | 1.7751 | 8.96 | -35.67 | 35.67 | 10000000
2016-08-18 07:00:00 | 1.6051 | 8.32 | -35.33 | 35.33 | 10000000
2016-08-18 08:00:00 | 1.35 | 7.36 | -33.38 | 33.38 | 10000000
2016-08-18 09:00:00 | 1.18 | 6.72 | -30.84 | 30.84 | 10000000
2016-08-18 10:00:00 | 1.18 | 6.72 | -29.15 | 29.15 | 10000000
2016-08-18 11:00:00 | 1.18 | 6.72 | -29.44 | 29.44 | 10000000
2016-08-18 12:00:00 | 1.18 | 6.72 | -29.08 | 29.08 | 10000000
2016-08-18 13:00:00 | 1.18 | 6.72 | -29.51 | 29.51 | 10000000
2016-08-18 14:00:00 | 1.18 | 6.72 | -32.78 | 32.78 | 10000000
2016-08-18 15:00:00 | 1.18 | 6.72 | -35.01 | 35.01 | 10000000
2016-08-18 16:00:00 | 1.18 | 6.72 | -36.05 | 36.05 | 10000000
2016-08-18 17:00:00 | 1.18 | 6.72 | -37.34 | 37.34 | 10000000
2016-08-18 18:00:00 | 1.18 | 6.72 | -36.85 | 36.85 | 10000000
2016-08-18 19:00:00 | 1.18 | 6.72 | -36.01 | 36.01 | 10000000
2016-08-18 20:00:00 | 1.4776 | 7.84 | -32.74 | 32.74 | 10000000
2016-08-18 21:00:00 | 2.3277 | 11.04 | -28.92 | 28.92 | 10000000
2016-08-18 22:00:00 | 2.2852 | 10.88 | -27.71 | 27.71 | 10000000
2016-08-18 23:00:00 | 2.6253 | 12.16 | -26.62 | 26.62 | 10000000
2016-08-19 00:00:00 | 2.5403 | 11.84 | -25 | 25 | 10000000
2016-08-19 01:00:00 | 2.3702 | 11.2 | -23.91 | 23.91 | 10000000
2016-08-19 02:00:00 | 2.4128 | 11.36 | -24.96 | 24.96 | 10000000
2016-08-19 03:00:00 | 2.6253 | 12.16 | -26.08 | 26.08 | 10000000
2016-08-19 04:00:00 | 2.8804 | 13.12 | -32.25 | 32.25 | 10000000
2016-08-19 05:00:00 | 2.7528 | 12.64 | -36.25 | 36.25 | 10000000
2016-08-19 06:00:00 | 2.3702 | 11.2 | -37.27 | 37.27 | 10000000
2016-08-19 07:00:00 | 1.18 | 6.72 | -36.45 | 36.45 | 10000000
2016-08-19 08:00:00 | 1.18 | 6.72 | -34.48 | 34.48 | 10000000
2016-08-19 09:00:00 | 1.18 | 6.72 | -31.56 | 31.56 | 10000000
2016-08-19 10:00:00 | 1.18 | 6.72 | -26.95 | 26.95 | 10000000
2016-08-19 11:00:00 | 1.18 | 6.72 | -26.01 | 26.01 | 10000000
2016-08-19 12:00:00 | 1.18 | 6.72 | -25.78 | 25.78 | 10000000
2016-08-19 13:00:00 | 1.18 | 6.72 | -27.48 | 27.48 | 10000000
2016-08-19 14:00:00 | 1.18 | 6.72 | -31.76 | 31.76 | 10000000
2016-08-19 15:00:00 | 1.18 | 6.72 | -34.09 | 34.09 | 10000000
2016-08-19 16:00:00 | 1.18 | 6.72 | -36.09 | 36.09 | 10000000
2016-08-19 17:00:00 | 1.18 | 6.72 | -36.46 | 36.46 | 10000000
2016-08-19 18:00:00 | 1.18 | 6.72 | -34.99 | 34.99 | 10000000
2016-08-19 19:00:00 | 1.18 | 6.72 | -34.32 | 34.32 | 10000000
2016-08-19 20:00:00 | 1.18 | 6.72 | -32.22 | 32.22 | 10000000
2016-08-19 21:00:00 | 1.18 | 6.72 | -28.87 | 28.87 | 10000000
2016-08-19 22:00:00 | 1.18 | 6.72 | -26.54 | 26.54 | 10000000
2016-08-19 23:00:00 | 1.18 | 6.72 | -25.04 | 25.04 | 10000000
2016-08-20 00:00:00 | 1.18 | 6.72 | -23.31 | 23.31 | 10000000
2016-08-20 01:00:00 | 1.18 | 6.72 | -22.81 | 22.81 | 10000000
2016-08-20 02:00:00 | 1.18 | 6.72 | -22.32 | 22.32 | 10000000
2016-08-20 03:00:00 | 1.18 | 6.72 | -22.02 | 22.02 | 10000000
2016-08-20 04:00:00 | 1.18 | 6.72 | -22.44 | 22.44 | 10000000
2016-08-20 05:00:00 | 1.18 | 6.72 | -23.08 | 23.08 | 10000000
2016-08-20 06:00:00 | 1.18 | 6.72 | -26.94 | 26.94 | 10000000
2016-08-20 07:00:00 | 1.18 | 6.72 | -29.03 | 29.03 | 10000000
2016-08-20 08:00:00 | 1.18 | 6.72 | -25.79 | 25.79 | 10000000
2016-08-20 09:00:00 | 1.18 | 6.72 | -24.22 | 24.22 | 10000000
2016-08-20 10:00:00 | 1.18 | 6.72 | -23.12 | 23.12 | 10000000
2016-08-20 11:00:00 | 1.18 | 6.72 | -22.09 | 22.09 | 10000000
2016-08-20 12:00:00 | 1.18 | 6.72 | -21.71 | 21.71 | 10000000
2016-08-20 13:00:00 | 1.18 | 6.72 | -22 | 22 | 10000000
2016-08-20 14:00:00 | 1.18 | 6.72 | -20.95 | 20.95 | 10000000
2016-08-20 15:00:00 | 1.18 | 6.72 | -22.73 | 22.73 | 10000000
2016-08-20 16:00:00 | 1.18 | 6.72 | -26.99 | 26.99 | 10000000
2016-08-20 17:00:00 | 1.18 | 6.72 | -29.34 | 29.34 | 10000000
2016-08-20 18:00:00 | 1.18 | 6.72 | -30 | 30 | 10000000
2016-08-20 19:00:00 | 1.18 | 6.72 | -30.38 | 30.38 | 10000000
2016-08-20 20:00:00 | 1.18 | 6.72 | -29.11 | 29.11 | 10000000
2016-08-20 21:00:00 | 1.18 | 6.72 | -25.03 | 25.03 | 10000000
2016-08-20 22:00:00 | 1.18 | 6.72 | -18.51 | 18.51 | 10000000
2016-08-20 23:00:00 | 1.18 | 6.72 | -15.01 | 15.01 | 10000000
2016-08-21 00:00:00 | 1.18 | 6.72 | -12.13 | 12.13 | 10000000
2016-08-21 01:00:00 | 1.18 | 6.72 | -9.72 | 9.72 | 10000000
2016-08-21 02:00:00 | 1.18 | 6.72 | -9.83 | 9.83 | 10000000
2016-08-21 03:00:00 | 1.18 | 6.72 | -9.74 | 9.74 | 10000000
2016-08-21 04:00:00 | 1.18 | 6.72 | -9.62 | 9.62 | 10000000
2016-08-21 05:00:00 | 1.18 | 6.72 | -9.13 | 9.13 | 10000000
2016-08-21 06:00:00 | 1.18 | 6.72 | -11.34 | 11.34 | 10000000
2016-08-21 07:00:00 | 1.18 | 6.72 | -11.55 | 11.55 | 10000000
2016-08-21 08:00:00 | 1.18 | 6.72 | -11.59 | 11.59 | 10000000
2016-08-21 09:00:00 | 1.18 | 6.72 | -11.6 | 11.6 | 10000000
2016-08-21 10:00:00 | 1.18 | 6.72 | -11.45 | 11.45 | 10000000
2016-08-21 11:00:00 | 1.18 | 6.72 | -9.09 | 9.09 | 10000000
2016-08-21 12:00:00 | 1.18 | 6.72 | -7.19 | 7.19 | 10000000
2016-08-21 13:00:00 | 1.18 | 6.72 | -7.88 | 7.88 | 10000000
2016-08-21 14:00:00 | 1.18 | 6.72 | -8.94 | 8.94 | 10000000
2016-08-21 15:00:00 | 1.18 | 6.72 | -10.86 | 10.86 | 10000000
2016-08-21 16:00:00 | 1.18 | 6.72 | -22.04 | 22.04 | 10000000
2016-08-21 17:00:00 | 1.18 | 6.72 | -28.13 | 28.13 | 10000000
2016-08-21 18:00:00 | 1.18 | 6.72 | -30.74 | 30.74 | 10000000
2016-08-21 19:00:00 | 1.18 | 6.72 | -31.9 | 31.9 | 10000000
2016-08-21 20:00:00 | 1.18 | 6.72 | -30.59 | 30.59 | 10000000
2016-08-21 21:00:00 | 1.18 | 6.72 | -23.54 | 23.54 | 10000000
2016-08-21 22:00:00 | 1.265 | 7.04 | -20.68 | 20.68 | 10000000
2016-08-21 23:00:00 | 1.35 | 7.36 | -19.04 | 19.04 | 10000000
2016-08-22 00:00:00 | 1.9877 | 9.76 | -18.78 | 18.78 | 10000000
2016-08-22 01:00:00 | 1.9877 | 9.76 | -17.5 | 17.5 | 10000000
2016-08-22 02:00:00 | 2.1152 | 10.24 | -18.07 | 18.07 | 10000000
2016-08-22 03:00:00 | 2.2002 | 10.56 | -20.81 | 20.81 | 10000000
2016-08-22 04:00:00 | 2.1577 | 10.4 | -26.82 | 26.82 | 10000000
2016-08-22 05:00:00 | 2.1577 | 10.4 | -31.42 | 31.42 | 10000000
2016-08-22 06:00:00 | 1.35 | 7.36 | -34.41 | 34.41 | 10000000
2016-08-22 07:00:00 | 1.18 | 6.72 | -35 | 35 | 10000000
2016-08-22 08:00:00 | 1.18 | 6.72 | -31.66 | 31.66 | 10000000
2016-08-22 09:00:00 | 1.18 | 6.72 | -29.06 | 29.06 | 10000000
2016-08-22 10:00:00 | 1.18 | 6.72 | -27.25 | 27.25 | 10000000
2016-08-22 11:00:00 | 1.18 | 6.72 | -27.19 | 27.19 | 10000000
2016-08-22 12:00:00 | 1.18 | 6.72 | -27.3 | 27.3 | 10000000
2016-08-22 13:00:00 | 1.18 | 6.72 | -27.81 | 27.81 | 10000000
2016-08-22 14:00:00 | 1.18 | 6.72 | -28.49 | 28.49 | 10000000
2016-08-22 15:00:00 | 1.18 | 6.72 | -32.9 | 32.9 | 10000000
2016-08-22 16:00:00 | 1.18 | 6.72 | -36.59 | 36.59 | 10000000
2016-08-22 17:00:00 | 1.18 | 6.72 | -37.71 | 37.71 | 10000000
2016-08-22 18:00:00 | 1.18 | 6.72 | -37.64 | 37.64 | 10000000
2016-08-22 19:00:00 | 1.18 | 6.72 | -35.02 | 35.02 | 10000000
2016-08-22 20:00:00 | 1.18 | 6.72 | -30.99 | 30.99 | 10000000
2016-08-22 21:00:00 | 1.18 | 6.72 | -27.92 | 27.92 | 10000000
2016-08-22 22:00:00 | 1.18 | 6.72 | -23.68 | 23.68 | 10000000
2016-08-22 23:00:00 | 1.18 | 6.72 | -22.35 | 22.35 | 10000000
2016-08-23 00:00:00 | 1.18 | 6.72 | -21.62 | 21.62 | 10000000
2016-08-23 01:00:00 | 1.18 | 6.72 | -20.29 | 20.29 | 10000000
2016-08-23 02:00:00 | 1.18 | 6.72 | -22.01 | 22.01 | 10000000
2016-08-23 03:00:00 | 1.18 | 6.72 | -23.52 | 23.52 | 10000000
2016-08-23 04:00:00 | 1.18 | 6.72 | -30.56 | 30.56 | 10000000
2016-08-23 05:00:00 | 1.18 | 6.72 | -35.24 | 35.24 | 10000000
2016-08-23 06:00:00 | 1.18 | 6.72 | -37.31 | 37.31 | 10000000
2016-08-23 07:00:00 | 1.18 | 6.72 | -37.95 | 37.95 | 10000000
2016-08-23 08:00:00 | 1.18 | 6.72 | -34.94 | 34.94 | 10000000
2016-08-23 09:00:00 | 1.18 | 6.72 | -32.36 | 32.36 | 10000000
2016-08-23 10:00:00 | 1.18 | 6.72 | -28.78 | 28.78 | 10000000
2016-08-23 11:00:00 | 1.18 | 6.72 | -28.07 | 28.07 | 10000000
2016-08-23 12:00:00 | 1.18 | 6.72 | -27.95 | 27.95 | 10000000
2016-08-23 13:00:00 | 1.18 | 6.72 | -30.2 | 30.2 | 10000000
2016-08-23 14:00:00 | 1.18 | 6.72 | -34.63 | 34.63 | 10000000
2016-08-23 15:00:00 | 1.18 | 6.72 | -37.96 | 37.96 | 10000000
2016-08-23 16:00:00 | 1.18 | 6.72 | -40.2 | 40.2 | 10000000
2016-08-23 17:00:00 | 1.18 | 6.72 | -41.6 | 41.6 | 10000000
2016-08-23 18:00:00 | 1.18 | 6.72 | -42 | 42 | 10000000
2016-08-23 19:00:00 | 1.18 | 6.72 | -38.92 | 38.92 | 10000000
2016-08-23 20:00:00 | 1.18 | 6.72 | -33.38 | 33.38 | 10000000
2016-08-23 21:00:00 | 1.18 | 6.72 | -27.57 | 27.57 | 10000000
2016-08-23 22:00:00 | 1.18 | 6.72 | -26.19 | 26.19 | 10000000
2016-08-23 23:00:00 | 1.18 | 6.72 | -23.9 | 23.9 | 10000000
2016-08-24 00:00:00 | 1.18 | 6.72 | -22.82 | 22.82 | 10000000
2016-08-24 01:00:00 | 1.18 | 6.72 | -22.24 | 22.24 | 10000000
2016-08-24 02:00:00 | 1.18 | 6.72 | -22.25 | 22.25 | 10000000
2016-08-24 03:00:00 | 1.18 | 6.72 | -24.23 | 24.23 | 10000000
2016-08-24 04:00:00 | 1.18 | 6.72 | -30.85 | 30.85 | 10000000
2016-08-24 05:00:00 | 1.18 | 6.72 | -34.9 | 34.9 | 10000000
2016-08-24 06:00:00 | 1.18 | 6.72 | -36.02 | 36.02 | 10000000
2016-08-24 07:00:00 | 1.18 | 6.72 | -34.93 | 34.93 | 10000000
2016-08-24 08:00:00 | 1.18 | 6.72 | -29.96 | 29.96 | 10000000
2016-08-24 09:00:00 | 1.18 | 6.72 | -27.56 | 27.56 | 10000000
2016-08-24 10:00:00 | 1.18 | 6.72 | -26.83 | 26.83 | 10000000
2016-08-24 11:00:00 | 1.18 | 6.72 | -26.24 | 26.24 | 10000000
2016-08-24 12:00:00 | 1.18 | 6.72 | -26 | 26 | 10000000
2016-08-24 13:00:00 | 1.18 | 6.72 | -30.48 | 30.48 | 10000000
2016-08-24 14:00:00 | 1.18 | 6.72 | -32.97 | 32.97 | 10000000
2016-08-24 15:00:00 | 1.18 | 6.72 | -34.95 | 34.95 | 10000000
2016-08-24 16:00:00 | 1.18 | 6.72 | -37.69 | 37.69 | 10000000
2016-08-24 17:00:00 | 1.18 | 6.72 | -38.44 | 38.44 | 10000000
2016-08-24 18:00:00 | 1.18 | 6.72 | -37.99 | 37.99 | 10000000
2016-08-24 19:00:00 | 1.18 | 6.72 | -34.01 | 34.01 | 10000000
2016-08-24 20:00:00 | 1.18 | 6.72 | -28.61 | 28.61 | 10000000
2016-08-24 21:00:00 | 1.18 | 6.72 | -24.49 | 24.49 | 10000000
2016-08-24 22:00:00 | 1.18 | 6.72 | -21.96 | 21.96 | 10000000
2016-08-24 23:00:00 | 1.18 | 6.72 | -21.86 | 21.86 | 10000000
2016-08-25 00:00:00 | 1.18 | 6.72 | -20.97 | 20.97 | 10000000
2016-08-25 01:00:00 | 1.18 | 6.72 | -21.16 | 21.16 | 10000000
2016-08-25 02:00:00 | 1.18 | 6.72 | -21.45 | 21.45 | 10000000
2016-08-25 03:00:00 | 1.18 | 6.72 | -23.3 | 23.3 | 10000000
2016-08-25 04:00:00 | 1.18 | 6.72 | -30.33 | 30.33 | 10000000
2016-08-25 05:00:00 | 1.18 | 6.72 | -34.2 | 34.2 | 10000000
2016-08-25 06:00:00 | 1.18 | 6.72 | -35.7 | 35.7 | 10000000
2016-08-25 07:00:00 | 1.18 | 6.72 | -34.91 | 34.91 | 10000000
2016-08-25 08:00:00 | 1.18 | 6.72 | -29.26 | 29.26 | 10000000
2016-08-25 09:00:00 | 1.18 | 6.72 | -27.78 | 27.78 | 10000000
2016-08-25 10:00:00 | 1.18 | 6.72 | -26.81 | 26.81 | 10000000
2016-08-25 11:00:00 | 1.18 | 6.72 | -25.42 | 25.42 | 10000000
2016-08-25 12:00:00 | 1.18 | 6.72 | -24.98 | 24.98 | 10000000
2016-08-25 13:00:00 | 1.18 | 6.72 | -27.26 | 27.26 | 10000000
2016-08-25 14:00:00 | 1.18 | 6.72 | -30.17 | 30.17 | 10000000
2016-08-25 15:00:00 | 1.18 | 6.72 | -34 | 34 | 10000000
2016-08-25 16:00:00 | 1.18 | 6.72 | -36.65 | 36.65 | 10000000
2016-08-25 17:00:00 | 1.18 | 6.72 | -38.78 | 38.78 | 10000000
2016-08-25 18:00:00 | 1.18 | 6.72 | -37.96 | 37.96 | 10000000
2016-08-25 19:00:00 | 1.18 | 6.72 | -34.16 | 34.16 | 10000000
2016-08-25 20:00:00 | 1.18 | 6.72 | -27.98 | 27.98 | 10000000
2016-08-25 21:00:00 | 1.18 | 6.72 | -24.26 | 24.26 | 10000000
2016-08-25 22:00:00 | 1.18 | 6.72 | -22.1 | 22.1 | 10000000
2016-08-25 23:00:00 | 1.18 | 6.72 | -20.34 | 20.34 | 10000000
2016-08-26 00:00:00 | 1.18 | 6.72 | -20.31 | 20.31 | 10000000
2016-08-26 01:00:00 | 1.18 | 6.72 | -20.23 | 20.23 | 10000000
2016-08-26 02:00:00 | 1.18 | 6.72 | -21.25 | 21.25 | 10000000
2016-08-26 03:00:00 | 1.18 | 6.72 | -23.1 | 23.1 | 10000000
2016-08-26 04:00:00 | 1.18 | 6.72 | -29 | 29 | 10000000
2016-08-26 05:00:00 | 1.18 | 6.72 | -34.47 | 34.47 | 10000000
2016-08-26 06:00:00 | 1.18 | 6.72 | -35.9 | 35.9 | 10000000
2016-08-26 07:00:00 | 1.18 | 6.72 | -34.92 | 34.92 | 10000000
2016-08-26 08:00:00 | 1.18 | 6.72 | -32.55 | 32.55 | 10000000
2016-08-26 09:00:00 | 1.18 | 6.72 | -28.87 | 28.87 | 10000000
2016-08-26 10:00:00 | 1.18 | 6.72 | -26.67 | 26.67 | 10000000
2016-08-26 11:00:00 | 1.18 | 6.72 | -25.13 | 25.13 | 10000000
2016-08-26 12:00:00 | 1.18 | 6.72 | -24.49 | 24.49 | 10000000
2016-08-26 13:00:00 | 1.18 | 6.72 | -26.68 | 26.68 | 10000000
2016-08-26 14:00:00 | 1.18 | 6.72 | -29.73 | 29.73 | 10000000
2016-08-26 15:00:00 | 1.18 | 6.72 | -34.92 | 34.92 | 10000000
2016-08-26 16:00:00 | 1.18 | 6.72 | -38.45 | 38.45 | 10000000
2016-08-26 17:00:00 | 1.18 | 6.72 | -41.99 | 41.99 | 10000000
2016-08-26 18:00:00 | 1.18 | 6.72 | -39.01 | 39.01 | 10000000
2016-08-26 19:00:00 | 1.18 | 6.72 | -37.06 | 37.06 | 10000000
2016-08-26 20:00:00 | 1.18 | 6.72 | -32.09 | 32.09 | 10000000
2016-08-26 21:00:00 | 1.18 | 6.72 | -27.22 | 27.22 | 10000000
2016-08-26 22:00:00 | 1.18 | 6.72 | -25.93 | 25.93 | 10000000
2016-08-26 23:00:00 | 1.18 | 6.72 | -24.05 | 24.05 | 10000000
2016-08-27 00:00:00 | 1.18 | 6.72 | -23 | 23 | 10000000
2016-08-27 01:00:00 | 1.18 | 6.72 | -23.07 | 23.07 | 10000000
2016-08-27 02:00:00 | 1.18 | 6.72 | -23.28 | 23.28 | 10000000
2016-08-27 03:00:00 | 1.18 | 6.72 | -23.18 | 23.18 | 10000000
2016-08-27 04:00:00 | 1.18 | 6.72 | -25.28 | 25.28 | 10000000
2016-08-27 05:00:00 | 1.18 | 6.72 | -26.84 | 26.84 | 10000000
2016-08-27 06:00:00 | 1.18 | 6.72 | -29.5 | 29.5 | 10000000
2016-08-27 07:00:00 | 1.18 | 6.72 | -29.56 | 29.56 | 10000000
2016-08-27 08:00:00 | 1.18 | 6.72 | -25.14 | 25.14 | 10000000
2016-08-27 09:00:00 | 1.18 | 6.72 | -23.02 | 23.02 | 10000000
2016-08-27 10:00:00 | 1.18 | 6.72 | -21.93 | 21.93 | 10000000
2016-08-27 11:00:00 | 1.18 | 6.72 | -20.03 | 20.03 | 10000000
2016-08-27 12:00:00 | 1.18 | 6.72 | -19.96 | 19.96 | 10000000
2016-08-27 13:00:00 | 1.18 | 6.72 | -20.76 | 20.76 | 10000000
2016-08-27 14:00:00 | 1.18 | 6.72 | -23.03 | 23.03 | 10000000
2016-08-27 15:00:00 | 1.18 | 6.72 | -28.41 | 28.41 | 10000000
2016-08-27 16:00:00 | 1.18 | 6.72 | -34.94 | 34.94 | 10000000
2016-08-27 17:00:00 | 1.18 | 6.72 | -35.36 | 35.36 | 10000000
2016-08-27 18:00:00 | 1.18 | 6.72 | -34.95 | 34.95 | 10000000
2016-08-27 19:00:00 | 1.18 | 6.72 | -33.61 | 33.61 | 10000000
2016-08-27 20:00:00 | 1.18 | 6.72 | -29.92 | 29.92 | 10000000
2016-08-27 21:00:00 | 1.18 | 6.72 | -24.73 | 24.73 | 10000000
2016-08-27 22:00:00 | 1.18 | 6.72 | -23.14 | 23.14 | 10000000
2016-08-27 23:00:00 | 1.18 | 6.72 | -20.98 | 20.98 | 10000000
2016-08-28 00:00:00 | 1.18 | 6.72 | -21.01 | 21.01 | 10000000
2016-08-28 01:00:00 | 1.18 | 6.72 | -21.29 | 21.29 | 10000000
2016-08-28 02:00:00 | 1.18 | 6.72 | -19.85 | 19.85 | 10000000
2016-08-28 03:00:00 | 1.18 | 6.72 | -19.83 | 19.83 | 10000000
2016-08-28 04:00:00 | 1.18 | 6.72 | -20.48 | 20.48 | 10000000
2016-08-28 05:00:00 | 1.18 | 6.72 | -20.18 | 20.18 | 10000000
2016-08-28 06:00:00 | 1.18 | 6.72 | -22.07 | 22.07 | 10000000
2016-08-28 07:00:00 | 1.18 | 6.72 | -23.19 | 23.19 | 10000000
2016-08-28 08:00:00 | 1.18 | 6.72 | -20.07 | 20.07 | 10000000
2016-08-28 09:00:00 | 1.18 | 6.72 | -20.09 | 20.09 | 10000000
2016-08-28 10:00:00 | 1.18 | 6.72 | -13.38 | 13.38 | 10000000
2016-08-28 11:00:00 | 1.18 | 6.72 | -10.05 | 10.05 | 10000000
2016-08-28 12:00:00 | 1.18 | 6.72 | -8.99 | 8.99 | 10000000
2016-08-28 13:00:00 | 1.18 | 6.72 | -13.51 | 13.51 | 10000000
2016-08-28 14:00:00 | 1.18 | 6.72 | -18.15 | 18.15 | 10000000
2016-08-28 15:00:00 | 1.18 | 6.72 | -22.26 | 22.26 | 10000000
2016-08-28 16:00:00 | 1.18 | 6.72 | -29.01 | 29.01 | 10000000
2016-08-28 17:00:00 | 1.18 | 6.72 | -32.95 | 32.95 | 10000000
2016-08-28 18:00:00 | 1.18 | 6.72 | -33.92 | 33.92 | 10000000
2016-08-28 19:00:00 | 1.18 | 6.72 | -33.25 | 33.25 | 10000000
2016-08-28 20:00:00 | 1.18 | 6.72 | -29.97 | 29.97 | 10000000
2016-08-28 21:00:00 | 1.18 | 6.72 | -23.3 | 23.3 | 10000000
2016-08-28 22:00:00 | 1.18 | 6.72 | -22.16 | 22.16 | 10000000
2016-08-28 23:00:00 | 1.18 | 6.72 | -23.02 | 23.02 | 10000000
2016-08-29 00:00:00 | 1.18 | 6.72 | -22.09 | 22.09 | 10000000
2016-08-29 01:00:00 | 1.18 | 6.72 | -22.09 | 22.09 | 10000000
2016-08-29 02:00:00 | 1.18 | 6.72 | -22.61 | 22.61 | 10000000
2016-08-29 03:00:00 | 1.18 | 6.72 | -24.52 | 24.52 | 10000000
2016-08-29 04:00:00 | 1.18 | 6.72 | -34.95 | 34.95 | 10000000
2016-08-29 05:00:00 | 1.18 | 6.72 | -40.26 | 40.26 | 10000000
2016-08-29 06:00:00 | 1.18 | 6.72 | -41.69 | 41.69 | 10000000
2016-08-29 07:00:00 | 1.18 | 6.72 | -35.32 | 35.32 | 10000000
2016-08-29 08:00:00 | 1.18 | 6.72 | -30.98 | 30.98 | 10000000
2016-08-29 09:00:00 | 1.18 | 6.72 | -28.96 | 28.96 | 10000000
2016-08-29 10:00:00 | 1.18 | 6.72 | -26.33 | 26.33 | 10000000
2016-08-29 11:00:00 | 1.18 | 6.72 | -24.95 | 24.95 | 10000000
2016-08-29 12:00:00 | 1.18 | 6.72 | -22.98 | 22.98 | 10000000
2016-08-29 13:00:00 | 1.18 | 6.72 | -23.02 | 23.02 | 10000000
2016-08-29 14:00:00 | 1.18 | 6.72 | -22.99 | 22.99 | 10000000
2016-08-29 15:00:00 | 1.18 | 6.72 | -30 | 30 | 10000000
2016-08-29 16:00:00 | 1.18 | 6.72 | -34.01 | 34.01 | 10000000
2016-08-29 17:00:00 | 1.18 | 6.72 | -36.64 | 36.64 | 10000000
2016-08-29 18:00:00 | 1.18 | 6.72 | -37.55 | 37.55 | 10000000
2016-08-29 19:00:00 | 1.18 | 6.72 | -34.09 | 34.09 | 10000000
2016-08-29 20:00:00 | 1.18 | 6.72 | -29.29 | 29.29 | 10000000
2016-08-29 21:00:00 | 1.18 | 6.72 | -24.19 | 24.19 | 10000000
2016-08-29 22:00:00 | 1.4776 | 7.84 | -24.85 | 24.85 | 10000000
2016-08-29 23:00:00 | 1.6051 | 8.32 | -24.15 | 24.15 | 10000000
2016-08-30 00:00:00 | 1.8601 | 9.28 | -23.74 | 23.74 | 10000000
2016-08-30 01:00:00 | 2.2002 | 10.56 | -23.35 | 23.35 | 10000000
2016-08-30 02:00:00 | 2.3702 | 11.2 | -22.74 | 22.74 | 10000000
2016-08-30 03:00:00 | 2.5828 | 12 | -24.14 | 24.14 | 10000000
2016-08-30 04:00:00 | 2.7103 | 12.48 | -32.65 | 32.65 | 10000000
2016-08-30 05:00:00 | 2.6253 | 12.16 | -40.59 | 40.59 | 10000000
2016-08-30 06:00:00 | 2.1577 | 10.4 | -43.82 | 43.82 | 10000000
2016-08-30 07:00:00 | 1.3925 | 7.52 | -38.03 | 38.03 | 10000000
2016-08-30 08:00:00 | 1.18 | 6.72 | -32 | 32 | 10000000
2016-08-30 09:00:00 | 1.18 | 6.72 | -30.06 | 30.06 | 10000000
2016-08-30 10:00:00 | 1.18 | 6.72 | -27.07 | 27.07 | 10000000
2016-08-30 11:00:00 | 1.18 | 6.72 | -26.97 | 26.97 | 10000000
2016-08-30 12:00:00 | 1.18 | 6.72 | -26.86 | 26.86 | 10000000
2016-08-30 13:00:00 | 1.18 | 6.72 | -28.96 | 28.96 | 10000000
2016-08-30 14:00:00 | 1.18 | 6.72 | -33.33 | 33.33 | 10000000
2016-08-30 15:00:00 | 1.18 | 6.72 | -37.77 | 37.77 | 10000000
2016-08-30 16:00:00 | 1.18 | 6.72 | -40.6 | 40.6 | 10000000
2016-08-30 17:00:00 | 1.18 | 6.72 | -43.71 | 43.71 | 10000000
2016-08-30 18:00:00 | 1.18 | 6.72 | -44.83 | 44.83 | 10000000
2016-08-30 19:00:00 | 1.18 | 6.72 | -40.83 | 40.83 | 10000000
2016-08-30 20:00:00 | 1.18 | 6.72 | -32.96 | 32.96 | 10000000
2016-08-30 21:00:00 | 1.265 | 7.04 | -26.64 | 26.64 | 10000000
2016-08-30 22:00:00 | 1.6051 | 8.32 | -25.6 | 25.6 | 10000000
2016-08-30 23:00:00 | 1.9027 | 9.44 | -24.02 | 24.02 | 10000000
2016-08-31 00:00:00 | 2.0727 | 10.08 | -23.48 | 23.48 | 10000000
2016-08-31 01:00:00 | 2.2427 | 10.72 | -22.77 | 22.77 | 10000000
2016-08-31 02:00:00 | 2.4978 | 11.68 | -22.79 | 22.79 | 10000000
2016-08-31 03:00:00 | 2.6253 | 12.16 | -25.34 | 25.34 | 10000000
2016-08-31 04:00:00 | 2.7528 | 12.64 | -32.98 | 32.98 | 10000000
2016-08-31 05:00:00 | 2.7103 | 12.48 | -40.46 | 40.46 | 10000000
2016-08-31 06:00:00 | 1.6476 | 8.48 | -42.04 | 42.04 | 10000000
2016-08-31 07:00:00 | 1.18 | 6.72 | -36.13 | 36.13 | 10000000
2016-08-31 08:00:00 | 1.18 | 6.72 | -29.59 | 29.59 | 10000000
2016-08-31 09:00:00 | 1.18 | 6.72 | -28.19 | 28.19 | 10000000
2016-08-31 10:00:00 | 1.18 | 6.72 | -26.78 | 26.78 | 10000000
2016-08-31 11:00:00 | 1.18 | 6.72 | -27.06 | 27.06 | 10000000
2016-08-31 12:00:00 | 1.18 | 6.72 | -26.91 | 26.91 | 10000000
2016-08-31 13:00:00 | 1.18 | 6.72 | -27.05 | 27.05 | 10000000
2016-08-31 14:00:00 | 1.18 | 6.72 | -30.79 | 30.79 | 10000000
2016-08-31 15:00:00 | 1.18 | 6.72 | -35.94 | 35.94 | 10000000
2016-08-31 16:00:00 | 1.18 | 6.72 | -38.96 | 38.96 | 10000000
2016-08-31 17:00:00 | 1.18 | 6.72 | -40.94 | 40.94 | 10000000
2016-08-31 18:00:00 | 1.18 | 6.72 | -39.61 | 39.61 | 10000000
2016-08-31 19:00:00 | 1.18 | 6.72 | -35.96 | 35.96 | 10000000
2016-08-31 20:00:00 | 1.18 | 6.72 | -28.38 | 28.38 | 10000000
2016-08-31 21:00:00 | 1.18 | 6.72 | -24.2 | 24.2 | 10000000
2016-08-31 22:00:00 | 1.18 | 6.72 | -24.34 | 24.34 | 10000000
2016-08-31 23:00:00 | 1.18 | 6.72 | -23.73 | 23.73 | 10000000
2016-09-01 00:00:00 | 1.18 | 6.72 | -23.37 | 23.37 | 10000000
2016-09-01 01:00:00 | 1.2225 | 6.88 | -22.98 | 22.98 | 10000000
2016-09-01 02:00:00 | 1.5201 | 8 | -23.59 | 23.59 | 10000000
2016-09-01 03:00:00 | 1.8601 | 9.28 | -25.1 | 25.1 | 10000000
2016-09-01 04:00:00 | 2.1152 | 10.24 | -32.95 | 32.95 | 10000000
2016-09-01 05:00:00 | 1.7751 | 8.96 | -37.97 | 37.97 | 10000000
2016-09-01 06:00:00 | 1.2225 | 6.88 | -41.08 | 41.08 | 10000000
2016-09-01 07:00:00 | 1.18 | 6.72 | -38.24 | 38.24 | 10000000
2016-09-01 08:00:00 | 1.18 | 6.72 | -34.92 | 34.92 | 10000000
2016-09-01 09:00:00 | 1.18 | 6.72 | -32.98 | 32.98 | 10000000
2016-09-01 10:00:00 | 1.18 | 6.72 | -29.93 | 29.93 | 10000000
2016-09-01 11:00:00 | 1.18 | 6.72 | -28.68 | 28.68 | 10000000
2016-09-01 12:00:00 | 1.18 | 6.72 | -27.87 | 27.87 | 10000000
2016-09-01 13:00:00 | 1.18 | 6.72 | -27.88 | 27.88 | 10000000
2016-09-01 14:00:00 | 1.18 | 6.72 | -28.96 | 28.96 | 10000000
2016-09-01 15:00:00 | 1.18 | 6.72 | -34.06 | 34.06 | 10000000
2016-09-01 16:00:00 | 1.18 | 6.72 | -36.82 | 36.82 | 10000000
2016-09-01 17:00:00 | 1.18 | 6.72 | -38.96 | 38.96 | 10000000
2016-09-01 18:00:00 | 1.18 | 6.72 | -40.44 | 40.44 | 10000000
2016-09-01 19:00:00 | 1.18 | 6.72 | -37.93 | 37.93 | 10000000
2016-09-01 20:00:00 | 1.18 | 6.72 | -30.43 | 30.43 | 10000000
2016-09-01 21:00:00 | 1.18 | 6.72 | -26.93 | 26.93 | 10000000
2016-09-01 22:00:00 | 1.18 | 6.72 | -25.64 | 25.64 | 10000000
2016-09-01 23:00:00 | 1.18 | 6.72 | -23.89 | 23.89 | 10000000
2016-09-02 00:00:00 | 1.18 | 6.72 | -23.76 | 23.76 | 10000000
2016-09-02 01:00:00 | 1.18 | 6.72 | -22.91 | 22.91 | 10000000
2016-09-02 02:00:00 | 1.18 | 6.72 | -23.1 | 23.1 | 10000000
2016-09-02 03:00:00 | 1.5201 | 8 | -25.97 | 25.97 | 10000000
2016-09-02 04:00:00 | 1.7751 | 8.96 | -33.08 | 33.08 | 10000000
2016-09-02 05:00:00 | 2.0727 | 10.08 | -38.41 | 38.41 | 10000000
2016-09-02 06:00:00 | 1.3075 | 7.2 | -40.5 | 40.5 | 10000000
2016-09-02 07:00:00 | 1.18 | 6.72 | -37.91 | 37.91 | 10000000
2016-09-02 08:00:00 | 1.18 | 6.72 | -32.84 | 32.84 | 10000000
2016-09-02 09:00:00 | 1.18 | 6.72 | -29.59 | 29.59 | 10000000
2016-09-02 10:00:00 | 1.18 | 6.72 | -26.81 | 26.81 | 10000000
2016-09-02 11:00:00 | 1.18 | 6.72 | -25.69 | 25.69 | 10000000
2016-09-02 12:00:00 | 1.18 | 6.72 | -25.85 | 25.85 | 10000000
2016-09-02 13:00:00 | 1.18 | 6.72 | -27.94 | 27.94 | 10000000
2016-09-02 14:00:00 | 1.18 | 6.72 | -29.17 | 29.17 | 10000000
2016-09-02 15:00:00 | 1.18 | 6.72 | -34.01 | 34.01 | 10000000
2016-09-02 16:00:00 | 1.18 | 6.72 | -37.56 | 37.56 | 10000000
2016-09-02 17:00:00 | 1.18 | 6.72 | -37.98 | 37.98 | 10000000
2016-09-02 18:00:00 | 1.18 | 6.72 | -38.79 | 38.79 | 10000000
2016-09-02 19:00:00 | 1.18 | 6.72 | -34.99 | 34.99 | 10000000
2016-09-02 20:00:00 | 1.18 | 6.72 | -29.09 | 29.09 | 10000000
2016-09-02 21:00:00 | 1.18 | 6.72 | -27.61 | 27.61 | 10000000
2016-09-02 22:00:00 | 1.18 | 6.72 | -31.41 | 31.41 | 10000000
2016-09-02 23:00:00 | 1.18 | 6.72 | -28.04 | 28.04 | 10000000
2016-09-03 00:00:00 | 1.18 | 6.72 | -25.37 | 25.37 | 10000000
2016-09-03 01:00:00 | 1.18 | 6.72 | -24.88 | 24.88 | 10000000
2016-09-03 02:00:00 | 1.18 | 6.72 | -24.02 | 24.02 | 10000000
2016-09-03 03:00:00 | 1.18 | 6.72 | -24.92 | 24.92 | 10000000
2016-09-03 04:00:00 | 1.18 | 6.72 | -25.65 | 25.65 | 10000000
2016-09-03 05:00:00 | 1.18 | 6.72 | -29.44 | 29.44 | 10000000
2016-09-03 06:00:00 | 1.18 | 6.72 | -31.55 | 31.55 | 10000000
2016-09-03 07:00:00 | 1.18 | 6.72 | -32.95 | 32.95 | 10000000
2016-09-03 08:00:00 | 1.18 | 6.72 | -30.35 | 30.35 | 10000000
2016-09-03 09:00:00 | 1.18 | 6.72 | -29.06 | 29.06 | 10000000
2016-09-03 10:00:00 | 1.18 | 6.72 | -27.16 | 27.16 | 10000000
2016-09-03 11:00:00 | 1.18 | 6.72 | -25.09 | 25.09 | 10000000
2016-09-03 12:00:00 | 1.18 | 6.72 | -25.11 | 25.11 | 10000000
2016-09-03 13:00:00 | 1.18 | 6.72 | -25.36 | 25.36 | 10000000
2016-09-03 14:00:00 | 1.18 | 6.72 | -26.85 | 26.85 | 10000000
2016-09-03 15:00:00 | 1.18 | 6.72 | -30.44 | 30.44 | 10000000
2016-09-03 16:00:00 | 1.18 | 6.72 | -34.27 | 34.27 | 10000000
2016-09-03 17:00:00 | 1.18 | 6.72 | -37.56 | 37.56 | 10000000
2016-09-03 18:00:00 | 1.18 | 6.72 | -38.56 | 38.56 | 10000000
2016-09-03 19:00:00 | 1.18 | 6.72 | -37.67 | 37.67 | 10000000
2016-09-03 20:00:00 | 1.18 | 6.72 | -33.01 | 33.01 | 10000000
2016-09-03 21:00:00 | 1.18 | 6.72 | -28.93 | 28.93 | 10000000
2016-09-03 22:00:00 | 1.18 | 6.72 | -27.7 | 27.7 | 10000000
2016-09-03 23:00:00 | 1.18 | 6.72 | -25.02 | 25.02 | 10000000
2016-09-04 00:00:00 | 1.18 | 6.72 | -23.09 | 23.09 | 10000000
2016-09-04 01:00:00 | 1.18 | 6.72 | -22.04 | 22.04 | 10000000
2016-09-04 02:00:00 | 1.18 | 6.72 | -20.81 | 20.81 | 10000000
2016-09-04 03:00:00 | 1.18 | 6.72 | -20.09 | 20.09 | 10000000
2016-09-04 04:00:00 | 1.18 | 6.72 | -20.03 | 20.03 | 10000000
2016-09-04 05:00:00 | 1.18 | 6.72 | -22.02 | 22.02 | 10000000
2016-09-04 06:00:00 | 1.18 | 6.72 | -22.38 | 22.38 | 10000000
2016-09-04 07:00:00 | 1.18 | 6.72 | -23.5 | 23.5 | 10000000
2016-09-04 08:00:00 | 1.18 | 6.72 | -23.58 | 23.58 | 10000000
2016-09-04 09:00:00 | 1.18 | 6.72 | -24.99 | 24.99 | 10000000
2016-09-04 10:00:00 | 1.18 | 6.72 | -24.85 | 24.85 | 10000000
2016-09-04 11:00:00 | 1.18 | 6.72 | -23.49 | 23.49 | 10000000
2016-09-04 12:00:00 | 1.18 | 6.72 | -20.79 | 20.79 | 10000000
2016-09-04 13:00:00 | 1.18 | 6.72 | -20.52 | 20.52 | 10000000
2016-09-04 14:00:00 | 1.18 | 6.72 | -21.26 | 21.26 | 10000000
2016-09-04 15:00:00 | 1.18 | 6.72 | -22.94 | 22.94 | 10000000
2016-09-04 16:00:00 | 1.18 | 6.72 | -26.94 | 26.94 | 10000000
2016-09-04 17:00:00 | 1.18 | 6.72 | -30.31 | 30.31 | 10000000
2016-09-04 18:00:00 | 1.18 | 6.72 | -33.83 | 33.83 | 10000000
2016-09-04 19:00:00 | 1.18 | 6.72 | -31.79 | 31.79 | 10000000
2016-09-04 20:00:00 | 1.18 | 6.72 | -29.53 | 29.53 | 10000000
2016-09-04 21:00:00 | 1.18 | 6.72 | -25.06 | 25.06 | 10000000
2016-09-04 22:00:00 | 1.18 | 6.72 | -23.18 | 23.18 | 10000000
2016-09-04 23:00:00 | 1.18 | 6.72 | -22.3 | 22.3 | 10000000
2016-09-05 00:00:00 | 1.18 | 6.72 | -22.42 | 22.42 | 10000000
2016-09-05 01:00:00 | 1.2225 | 6.88 | -21.73 | 21.73 | 10000000
2016-09-05 02:00:00 | 1.2225 | 6.88 | -22.96 | 22.96 | 10000000
2016-09-05 03:00:00 | 1.265 | 7.04 | -24.96 | 24.96 | 10000000
2016-09-05 04:00:00 | 1.3075 | 7.2 | -33.6 | 33.6 | 10000000
2016-09-05 05:00:00 | 1.35 | 7.36 | -42.98 | 42.98 | 10000000
2016-09-05 06:00:00 | 1.2225 | 6.88 | -44.42 | 44.42 | 10000000
2016-09-05 07:00:00 | 1.18 | 6.72 | -43.31 | 43.31 | 10000000
2016-09-05 08:00:00 | 1.18 | 6.72 | -44.97 | 44.97 | 10000000
2016-09-05 09:00:00 | 1.18 | 6.72 | -48.01 | 48.01 | 10000000
2016-09-05 10:00:00 | 1.18 | 6.72 | -45.98 | 45.98 | 10000000
2016-09-05 11:00:00 | 1.18 | 6.72 | -44.22 | 44.22 | 10000000
2016-09-05 12:00:00 | 1.18 | 6.72 | -42.58 | 42.58 | 10000000
2016-09-05 13:00:00 | 1.18 | 6.72 | -43.03 | 43.03 | 10000000
2016-09-05 14:00:00 | 1.18 | 6.72 | -41.9 | 41.9 | 10000000
2016-09-05 15:00:00 | 1.18 | 6.72 | -41.98 | 41.98 | 10000000
2016-09-05 16:00:00 | 1.18 | 6.72 | -39.92 | 39.92 | 10000000
2016-09-05 17:00:00 | 1.18 | 6.72 | -43.12 | 43.12 | 10000000
2016-09-05 18:00:00 | 1.18 | 6.72 | -44.08 | 44.08 | 10000000
2016-09-05 19:00:00 | 1.18 | 6.72 | -40 | 40 | 10000000
2016-09-05 20:00:00 | 1.265 | 7.04 | -32.96 | 32.96 | 10000000
2016-09-05 21:00:00 | 1.6476 | 8.48 | -28.07 | 28.07 | 10000000
2016-09-05 22:00:00 | 2.2852 | 10.88 | -27.68 | 27.68 | 10000000
2016-09-05 23:00:00 | 2.1577 | 10.4 | -25.98 | 25.98 | 10000000
2016-09-06 00:00:00 | 2.7103 | 12.48 | -24.84 | 24.84 | 10000000
2016-09-06 01:00:00 | 2.9654 | 13.44 | -23.76 | 23.76 | 10000000
2016-09-06 02:00:00 | 3.348 | 14.88 | -23.92 | 23.92 | 10000000
2016-09-06 03:00:00 | 3.518 | 15.52 | -26.43 | 26.43 | 10000000
2016-09-06 04:00:00 | 3.3905 | 15.04 | -34.37 | 34.37 | 10000000
2016-09-06 05:00:00 | 3.3054 | 14.72 | -42.97 | 42.97 | 10000000
2016-09-06 06:00:00 | 2.6253 | 12.16 | -44.63 | 44.63 | 10000000
2016-09-06 07:00:00 | 1.6476 | 8.48 | -41.96 | 41.96 | 10000000
2016-09-06 08:00:00 | 1.18 | 6.72 | -35.9 | 35.9 | 10000000
2016-09-06 09:00:00 | 1.18 | 6.72 | -33.76 | 33.76 | 10000000
2016-09-06 10:00:00 | 1.18 | 6.72 | -28.48 | 28.48 | 10000000
2016-09-06 11:00:00 | 1.18 | 6.72 | -27.98 | 27.98 | 10000000
2016-09-06 12:00:00 | 1.18 | 6.72 | -28.59 | 28.59 | 10000000
2016-09-06 13:00:00 | 1.18 | 6.72 | -29.02 | 29.02 | 10000000
2016-09-06 14:00:00 | 1.18 | 6.72 | -31.46 | 31.46 | 10000000
2016-09-06 15:00:00 | 1.18 | 6.72 | -37.95 | 37.95 | 10000000
2016-09-06 16:00:00 | 1.18 | 6.72 | -42.01 | 42.01 | 10000000
2016-09-06 17:00:00 | 1.18 | 6.72 | -45.16 | 45.16 | 10000000
2016-09-06 18:00:00 | 1.18 | 6.72 | -43.92 | 43.92 | 10000000
2016-09-06 19:00:00 | 1.18 | 6.72 | -38.55 | 38.55 | 10000000
2016-09-06 20:00:00 | 1.18 | 6.72 | -28 | 28 | 10000000
2016-09-06 21:00:00 | 1.35 | 7.36 | -26.82 | 26.82 | 10000000
2016-09-06 22:00:00 | 1.5626 | 8.16 | -24.8 | 24.8 | 10000000
2016-09-06 23:00:00 | 1.6476 | 8.48 | -23.64 | 23.64 | 10000000
2016-09-07 00:00:00 | 2.0302 | 9.92 | -23.32 | 23.32 | 10000000
2016-09-07 01:00:00 | 1.9027 | 9.44 | -23.16 | 23.16 | 10000000
2016-09-07 02:00:00 | 2.6253 | 12.16 | -23.18 | 23.18 | 10000000
2016-09-07 03:00:00 | 2.5828 | 12 | -25.11 | 25.11 | 10000000
2016-09-07 04:00:00 | 2.7528 | 12.64 | -32.42 | 32.42 | 10000000
2016-09-07 05:00:00 | 2.7528 | 12.64 | -37.97 | 37.97 | 10000000
2016-09-07 06:00:00 | 1.6476 | 8.48 | -38.13 | 38.13 | 10000000
2016-09-07 07:00:00 | 1.18 | 6.72 | -34.07 | 34.07 | 10000000
2016-09-07 08:00:00 | 1.18 | 6.72 | -29.95 | 29.95 | 10000000
2016-09-07 09:00:00 | 1.18 | 6.72 | -28.92 | 28.92 | 10000000
2016-09-07 10:00:00 | 1.18 | 6.72 | -26.92 | 26.92 | 10000000
2016-09-07 11:00:00 | 1.18 | 6.72 | -26.41 | 26.41 | 10000000
2016-09-07 12:00:00 | 1.18 | 6.72 | -27.25 | 27.25 | 10000000
2016-09-07 13:00:00 | 1.18 | 6.72 | -27.92 | 27.92 | 10000000
2016-09-07 14:00:00 | 1.18 | 6.72 | -28.93 | 28.93 | 10000000
2016-09-07 15:00:00 | 1.18 | 6.72 | -36.93 | 36.93 | 10000000
2016-09-07 16:00:00 | 1.18 | 6.72 | -40.7 | 40.7 | 10000000
2016-09-07 17:00:00 | 1.18 | 6.72 | -44.35 | 44.35 | 10000000
2016-09-07 18:00:00 | 1.18 | 6.72 | -41.9 | 41.9 | 10000000
2016-09-07 19:00:00 | 1.18 | 6.72 | -36.94 | 36.94 | 10000000
2016-09-07 20:00:00 | 1.18 | 6.72 | -28.85 | 28.85 | 10000000
2016-09-07 21:00:00 | 1.18 | 6.72 | -26.59 | 26.59 | 10000000
2016-09-07 22:00:00 | 1.18 | 6.72 | -25.59 | 25.59 | 10000000
2016-09-07 23:00:00 | 1.18 | 6.72 | -24.07 | 24.07 | 10000000
2016-09-08 00:00:00 | 1.18 | 6.72 | -23.5 | 23.5 | 10000000
2016-09-08 01:00:00 | 1.18 | 6.72 | -23.08 | 23.08 | 10000000
2016-09-08 02:00:00 | 1.3925 | 7.52 | -23.1 | 23.1 | 10000000
2016-09-08 03:00:00 | 1.5626 | 8.16 | -24.24 | 24.24 | 10000000
2016-09-08 04:00:00 | 1.2225 | 6.88 | -31.91 | 31.91 | 10000000
2016-09-08 05:00:00 | 1.7751 | 8.96 | -38.71 | 38.71 | 10000000
2016-09-08 06:00:00 | 1.18 | 6.72 | -39.62 | 39.62 | 10000000
2016-09-08 07:00:00 | 1.18 | 6.72 | -38.31 | 38.31 | 10000000
2016-09-08 08:00:00 | 1.18 | 6.72 | -32.92 | 32.92 | 10000000
2016-09-08 09:00:00 | 1.18 | 6.72 | -28.67 | 28.67 | 10000000
2016-09-08 10:00:00 | 1.18 | 6.72 | -27.48 | 27.48 | 10000000
2016-09-08 11:00:00 | 1.18 | 6.72 | -26.28 | 26.28 | 10000000
2016-09-08 12:00:00 | 1.18 | 6.72 | -26.85 | 26.85 | 10000000
2016-09-08 13:00:00 | 1.18 | 6.72 | -27.7 | 27.7 | 10000000
2016-09-08 14:00:00 | 1.18 | 6.72 | -29.51 | 29.51 | 10000000
2016-09-08 15:00:00 | 1.18 | 6.72 | -35.92 | 35.92 | 10000000
2016-09-08 16:00:00 | 1.18 | 6.72 | -40.41 | 40.41 | 10000000
2016-09-08 17:00:00 | 1.18 | 6.72 | -42.59 | 42.59 | 10000000
2016-09-08 18:00:00 | 1.18 | 6.72 | -41.3 | 41.3 | 10000000
2016-09-08 19:00:00 | 1.18 | 6.72 | -36.91 | 36.91 | 10000000
2016-09-08 20:00:00 | 1.18 | 6.72 | -28.65 | 28.65 | 10000000
2016-09-08 21:00:00 | 1.18 | 6.72 | -25.99 | 25.99 | 10000000
2016-09-08 22:00:00 | 1.18 | 6.72 | -25.08 | 25.08 | 10000000
2016-09-08 23:00:00 | 1.18 | 6.72 | -23.81 | 23.81 | 10000000
2016-09-09 00:00:00 | 1.18 | 6.72 | -23.49 | 23.49 | 10000000
2016-09-09 01:00:00 | 1.18 | 6.72 | -22.97 | 22.97 | 10000000
2016-09-09 02:00:00 | 1.18 | 6.72 | -23.26 | 23.26 | 10000000
2016-09-09 03:00:00 | 1.18 | 6.72 | -24.82 | 24.82 | 10000000
2016-09-09 04:00:00 | 1.18 | 6.72 | -33.77 | 33.77 | 10000000
2016-09-09 05:00:00 | 1.3075 | 7.2 | -40.22 | 40.22 | 10000000
2016-09-09 06:00:00 | 1.18 | 6.72 | -41.94 | 41.94 | 10000000
2016-09-09 07:00:00 | 1.18 | 6.72 | -40.99 | 40.99 | 10000000
2016-09-09 08:00:00 | 1.18 | 6.72 | -36.88 | 36.88 | 10000000
2016-09-09 09:00:00 | 1.18 | 6.72 | -34.06 | 34.06 | 10000000
2016-09-09 10:00:00 | 1.18 | 6.72 | -31.8 | 31.8 | 10000000
2016-09-09 11:00:00 | 1.18 | 6.72 | -29.04 | 29.04 | 10000000
2016-09-09 12:00:00 | 1.18 | 6.72 | -27.86 | 27.86 | 10000000
2016-09-09 13:00:00 | 1.18 | 6.72 | -29.49 | 29.49 | 10000000
2016-09-09 14:00:00 | 1.18 | 6.72 | -30.29 | 30.29 | 10000000
2016-09-09 15:00:00 | 1.18 | 6.72 | -35.89 | 35.89 | 10000000
2016-09-09 16:00:00 | 1.18 | 6.72 | -39.77 | 39.77 | 10000000
2016-09-09 17:00:00 | 1.18 | 6.72 | -41.92 | 41.92 | 10000000
2016-09-09 18:00:00 | 1.18 | 6.72 | -41.42 | 41.42 | 10000000
2016-09-09 19:00:00 | 1.18 | 6.72 | -38.27 | 38.27 | 10000000
2016-09-09 20:00:00 | 1.18 | 6.72 | -30.73 | 30.73 | 10000000
2016-09-09 21:00:00 | 1.18 | 6.72 | -28.01 | 28.01 | 10000000
2016-09-09 22:00:00 | 1.18 | 6.72 | -33.02 | 33.02 | 10000000
2016-09-09 23:00:00 | 1.35 | 7.36 | -27.11 | 27.11 | 10000000
2016-09-10 00:00:00 | 1.7326 | 8.8 | -27.42 | 27.42 | 10000000
2016-09-10 01:00:00 | 2.0302 | 9.92 | -24.25 | 24.25 | 10000000
2016-09-10 02:00:00 | 2.3277 | 11.04 | -23.75 | 23.75 | 10000000
2016-09-10 03:00:00 | 2.2852 | 10.88 | -24.2 | 24.2 | 10000000
2016-09-10 04:00:00 | 2.5828 | 12 | -25.51 | 25.51 | 10000000
2016-09-10 05:00:00 | 2.5828 | 12 | -29.04 | 29.04 | 10000000
2016-09-10 06:00:00 | 1.9027 | 9.44 | -29.75 | 29.75 | 10000000
2016-09-10 07:00:00 | 1.18 | 6.72 | -29.94 | 29.94 | 10000000
2016-09-10 08:00:00 | 1.18 | 6.72 | -25.22 | 25.22 | 10000000
2016-09-10 09:00:00 | 1.18 | 6.72 | -23.69 | 23.69 | 10000000
2016-09-10 10:00:00 | 1.18 | 6.72 | -23.08 | 23.08 | 10000000
2016-09-10 11:00:00 | 1.18 | 6.72 | -23.06 | 23.06 | 10000000
2016-09-10 12:00:00 | 1.18 | 6.72 | -23.06 | 23.06 | 10000000
2016-09-10 13:00:00 | 1.18 | 6.72 | -25.61 | 25.61 | 10000000
2016-09-10 14:00:00 | 1.18 | 6.72 | -28.65 | 28.65 | 10000000
2016-09-10 15:00:00 | 1.18 | 6.72 | -31.99 | 31.99 | 10000000
2016-09-10 16:00:00 | 1.18 | 6.72 | -34.05 | 34.05 | 10000000
2016-09-10 17:00:00 | 1.18 | 6.72 | -38.7 | 38.7 | 10000000
2016-09-10 18:00:00 | 1.18 | 6.72 | -38.98 | 38.98 | 10000000
2016-09-10 19:00:00 | 1.18 | 6.72 | -34.08 | 34.08 | 10000000
2016-09-10 20:00:00 | 1.18 | 6.72 | -30.65 | 30.65 | 10000000
2016-09-10 21:00:00 | 1.18 | 6.72 | -26.76 | 26.76 | 10000000
2016-09-10 22:00:00 | 1.18 | 6.72 | -24.05 | 24.05 | 10000000
2016-09-10 23:00:00 | 1.18 | 6.72 | -22.87 | 22.87 | 10000000
2016-09-11 00:00:00 | 1.18 | 6.72 | -22.51 | 22.51 | 10000000
2016-09-11 01:00:00 | 1.18 | 6.72 | -21.73 | 21.73 | 10000000
2016-09-11 02:00:00 | 1.18 | 6.72 | -21.1 | 21.1 | 10000000
2016-09-11 03:00:00 | 1.5201 | 8 | -22.09 | 22.09 | 10000000
2016-09-11 04:00:00 | 1.3075 | 7.2 | -22.94 | 22.94 | 10000000
2016-09-11 05:00:00 | 1.4351 | 7.68 | -22.93 | 22.93 | 10000000
2016-09-11 06:00:00 | 1.18 | 6.72 | -24.07 | 24.07 | 10000000
2016-09-11 07:00:00 | 1.18 | 6.72 | -25.11 | 25.11 | 10000000
2016-09-11 08:00:00 | 1.18 | 6.72 | -24.96 | 24.96 | 10000000
2016-09-11 09:00:00 | 1.18 | 6.72 | -25.48 | 25.48 | 10000000
2016-09-11 10:00:00 | 1.18 | 6.72 | -25.16 | 25.16 | 10000000
2016-09-11 11:00:00 | 1.18 | 6.72 | -24.54 | 24.54 | 10000000
2016-09-11 12:00:00 | 1.18 | 6.72 | -23.48 | 23.48 | 10000000
2016-09-11 13:00:00 | 1.18 | 6.72 | -23.42 | 23.42 | 10000000
2016-09-11 14:00:00 | 1.18 | 6.72 | -24.01 | 24.01 | 10000000
2016-09-11 15:00:00 | 1.18 | 6.72 | -28.73 | 28.73 | 10000000
2016-09-11 16:00:00 | 1.18 | 6.72 | -36.36 | 36.36 | 10000000
2016-09-11 17:00:00 | 1.18 | 6.72 | -39.85 | 39.85 | 10000000
2016-09-11 18:00:00 | 1.18 | 6.72 | -42.57 | 42.57 | 10000000
2016-09-11 19:00:00 | 1.18 | 6.72 | -38.93 | 38.93 | 10000000
2016-09-11 20:00:00 | 1.18 | 6.72 | -35.94 | 35.94 | 10000000
2016-09-11 21:00:00 | 1.18 | 6.72 | -31.27 | 31.27 | 10000000
2016-09-11 22:00:00 | 1.18 | 6.72 | -24.06 | 24.06 | 10000000
2016-09-11 23:00:00 | 1.18 | 6.72 | -23.45 | 23.45 | 10000000
2016-09-12 00:00:00 | 1.18 | 6.72 | -22.88 | 22.88 | 10000000
2016-09-12 01:00:00 | 1.18 | 6.72 | -22.15 | 22.15 | 10000000
2016-09-12 02:00:00 | 1.18 | 6.72 | -22.75 | 22.75 | 10000000
2016-09-12 03:00:00 | 1.18 | 6.72 | -24.12 | 24.12 | 10000000
2016-09-12 04:00:00 | 1.18 | 6.72 | -36.69 | 36.69 | 10000000
2016-09-12 05:00:00 | 1.18 | 6.72 | -43 | 43 | 10000000
2016-09-12 06:00:00 | 1.18 | 6.72 | -42.53 | 42.53 | 10000000
2016-09-12 07:00:00 | 1.18 | 6.72 | -39.43 | 39.43 | 10000000
2016-09-12 08:00:00 | 1.18 | 6.72 | -33.5 | 33.5 | 10000000
2016-09-12 09:00:00 | 1.18 | 6.72 | -30.71 | 30.71 | 10000000
2016-09-12 10:00:00 | 1.18 | 6.72 | -30.16 | 30.16 | 10000000
2016-09-12 11:00:00 | 1.18 | 6.72 | -29.61 | 29.61 | 10000000
2016-09-12 12:00:00 | 1.18 | 6.72 | -31.15 | 31.15 | 10000000
2016-09-12 13:00:00 | 1.18 | 6.72 | -32.69 | 32.69 | 10000000
2016-09-12 14:00:00 | 1.18 | 6.72 | -36.66 | 36.66 | 10000000
2016-09-12 15:00:00 | 1.18 | 6.72 | -41.81 | 41.81 | 10000000
2016-09-12 16:00:00 | 1.18 | 6.72 | -42.97 | 42.97 | 10000000
2016-09-12 17:00:00 | 1.18 | 6.72 | -46.73 | 46.73 | 10000000
2016-09-12 18:00:00 | 1.18 | 6.72 | -42.83 | 42.83 | 10000000
2016-09-12 19:00:00 | 1.18 | 6.72 | -37.93 | 37.93 | 10000000
2016-09-12 20:00:00 | 1.18 | 6.72 | -30.65 | 30.65 | 10000000
2016-09-12 21:00:00 | 1.18 | 6.72 | -26.59 | 26.59 | 10000000
2016-09-12 22:00:00 | 1.18 | 6.72 | -26.64 | 26.64 | 10000000
2016-09-12 23:00:00 | 1.18 | 6.72 | -24.8 | 24.8 | 10000000
2016-09-13 00:00:00 | 1.18 | 6.72 | -24.01 | 24.01 | 10000000
2016-09-13 01:00:00 | 1.18 | 6.72 | -23.52 | 23.52 | 10000000
2016-09-13 02:00:00 | 1.18 | 6.72 | -23.55 | 23.55 | 10000000
2016-09-13 03:00:00 | 1.18 | 6.72 | -26.39 | 26.39 | 10000000
2016-09-13 04:00:00 | 1.18 | 6.72 | -37.48 | 37.48 | 10000000
2016-09-13 05:00:00 | 1.18 | 6.72 | -44.44 | 44.44 | 10000000
2016-09-13 06:00:00 | 1.18 | 6.72 | -42.76 | 42.76 | 10000000
2016-09-13 07:00:00 | 1.18 | 6.72 | -38.92 | 38.92 | 10000000
2016-09-13 08:00:00 | 1.18 | 6.72 | -35.91 | 35.91 | 10000000
2016-09-13 09:00:00 | 1.18 | 6.72 | -32.74 | 32.74 | 10000000
2016-09-13 10:00:00 | 1.18 | 6.72 | -28.13 | 28.13 | 10000000
2016-09-13 11:00:00 | 1.18 | 6.72 | -27.62 | 27.62 | 10000000
2016-09-13 12:00:00 | 1.18 | 6.72 | -28.73 | 28.73 | 10000000
2016-09-13 13:00:00 | 1.18 | 6.72 | -28.25 | 28.25 | 10000000
2016-09-13 14:00:00 | 1.18 | 6.72 | -30.23 | 30.23 | 10000000
2016-09-13 15:00:00 | 1.18 | 6.72 | -37.42 | 37.42 | 10000000
2016-09-13 16:00:00 | 1.18 | 6.72 | -40.42 | 40.42 | 10000000
2016-09-13 17:00:00 | 1.18 | 6.72 | -41.93 | 41.93 | 10000000
2016-09-13 18:00:00 | 1.18 | 6.72 | -38.94 | 38.94 | 10000000
2016-09-13 19:00:00 | 1.18 | 6.72 | -33.52 | 33.52 | 10000000
2016-09-13 20:00:00 | 1.18 | 6.72 | -25.76 | 25.76 | 10000000
2016-09-13 21:00:00 | 1.18 | 6.72 | -24.27 | 24.27 | 10000000
2016-09-13 22:00:00 | 1.18 | 6.72 | -23 | 23 | 10000000
2016-09-13 23:00:00 | 1.18 | 6.72 | -22.17 | 22.17 | 10000000
2016-09-14 00:00:00 | 1.18 | 6.72 | -21.34 | 21.34 | 10000000
2016-09-14 01:00:00 | 1.18 | 6.72 | -21.85 | 21.85 | 10000000
2016-09-14 02:00:00 | 1.18 | 6.72 | -22.74 | 22.74 | 10000000
2016-09-14 03:00:00 | 1.18 | 6.72 | -23.31 | 23.31 | 10000000
2016-09-14 04:00:00 | 1.18 | 6.72 | -33.22 | 33.22 | 10000000
2016-09-14 05:00:00 | 1.18 | 6.72 | -38.98 | 38.98 | 10000000
2016-09-14 06:00:00 | 1.18 | 6.72 | -39.9 | 39.9 | 10000000
2016-09-14 07:00:00 | 1.18 | 6.72 | -34.95 | 34.95 | 10000000
2016-09-14 08:00:00 | 1.18 | 6.72 | -31.8 | 31.8 | 10000000
2016-09-14 09:00:00 | 1.18 | 6.72 | -31.9 | 31.9 | 10000000
2016-09-14 10:00:00 | 1.18 | 6.72 | -27.03 | 27.03 | 10000000
2016-09-14 11:00:00 | 1.18 | 6.72 | -25.23 | 25.23 | 10000000
2016-09-14 12:00:00 | 1.18 | 6.72 | -26.22 | 26.22 | 10000000
2016-09-14 13:00:00 | 1.18 | 6.72 | -26.95 | 26.95 | 10000000
2016-09-14 14:00:00 | 1.18 | 6.72 | -28.55 | 28.55 | 10000000
2016-09-14 15:00:00 | 1.18 | 6.72 | -35.69 | 35.69 | 10000000
2016-09-14 16:00:00 | 1.18 | 6.72 | -37.66 | 37.66 | 10000000
2016-09-14 17:00:00 | 1.18 | 6.72 | -37.44 | 37.44 | 10000000
2016-09-14 18:00:00 | 1.18 | 6.72 | -34.1 | 34.1 | 10000000
2016-09-14 19:00:00 | 1.18 | 6.72 | -26.84 | 26.84 | 10000000
2016-09-14 20:00:00 | 1.18 | 6.72 | -24.27 | 24.27 | 10000000
2016-09-14 21:00:00 | 1.18 | 6.72 | -22.96 | 22.96 | 10000000
2016-09-14 22:00:00 | 1.18 | 6.72 | -22.93 | 22.93 | 10000000
2016-09-14 23:00:00 | 1.18 | 6.72 | -21.88 | 21.88 | 10000000
2016-09-15 00:00:00 | 1.18 | 6.72 | -21.42 | 21.42 | 10000000
2016-09-15 01:00:00 | 1.18 | 6.72 | -21.13 | 21.13 | 10000000
2016-09-15 02:00:00 | 1.18 | 6.72 | -21.35 | 21.35 | 10000000
2016-09-15 03:00:00 | 1.18 | 6.72 | -23.05 | 23.05 | 10000000
2016-09-15 04:00:00 | 2.2427 | 10.72 | -27.01 | 27.01 | 10000000
2016-09-15 05:00:00 | 2.2002 | 10.56 | -37.08 | 37.08 | 10000000
2016-09-15 06:00:00 | 1.18 | 6.72 | -37.01 | 37.01 | 10000000
2016-09-15 07:00:00 | 1.18 | 6.72 | -33.71 | 33.71 | 10000000
2016-09-15 08:00:00 | 1.18 | 6.72 | -27.96 | 27.96 | 10000000
2016-09-15 09:00:00 | 1.18 | 6.72 | -26.83 | 26.83 | 10000000
2016-09-15 10:00:00 | 1.18 | 6.72 | -24.79 | 24.79 | 10000000
2016-09-15 11:00:00 | 1.18 | 6.72 | -24.71 | 24.71 | 10000000
2016-09-15 12:00:00 | 1.18 | 6.72 | -23.99 | 23.99 | 10000000
2016-09-15 13:00:00 | 1.18 | 6.72 | -26.63 | 26.63 | 10000000
2016-09-15 14:00:00 | 1.18 | 6.72 | -26.99 | 26.99 | 10000000
2016-09-15 15:00:00 | 1.18 | 6.72 | -32.15 | 32.15 | 10000000
2016-09-15 16:00:00 | 1.18 | 6.72 | -37.22 | 37.22 | 10000000
2016-09-15 17:00:00 | 1.18 | 6.72 | -38.86 | 38.86 | 10000000
2016-09-15 18:00:00 | 1.18 | 6.72 | -37.41 | 37.41 | 10000000
2016-09-15 19:00:00 | 1.18 | 6.72 | -29 | 29 | 10000000
2016-09-15 20:00:00 | 1.18 | 6.72 | -25.06 | 25.06 | 10000000
2016-09-15 21:00:00 | 1.18 | 6.72 | -23.02 | 23.02 | 10000000
2016-09-15 22:00:00 | 1.18 | 6.72 | -22.26 | 22.26 | 10000000
2016-09-15 23:00:00 | 1.18 | 6.72 | -21.24 | 21.24 | 10000000
2016-09-16 00:00:00 | 1.18 | 6.72 | -21.22 | 21.22 | 10000000
2016-09-16 01:00:00 | 1.18 | 6.72 | -21.29 | 21.29 | 10000000
2016-09-16 02:00:00 | 1.3075 | 7.2 | -20.35 | 20.35 | 10000000
2016-09-16 03:00:00 | 1.7751 | 8.96 | -22.59 | 22.59 | 10000000
2016-09-16 04:00:00 | 1.8601 | 9.28 | -31.47 | 31.47 | 10000000
2016-09-16 05:00:00 | 1.8176 | 9.12 | -39.96 | 39.96 | 10000000
2016-09-16 06:00:00 | 1.4776 | 7.84 | -40.7 | 40.7 | 10000000
2016-09-16 07:00:00 | 1.18 | 6.72 | -39.98 | 39.98 | 10000000
2016-09-16 08:00:00 | 1.18 | 6.72 | -38.98 | 38.98 | 10000000
2016-09-16 09:00:00 | 1.18 | 6.72 | -37.81 | 37.81 | 10000000
2016-09-16 10:00:00 | 1.18 | 6.72 | -36 | 36 | 10000000
2016-09-16 11:00:00 | 1.18 | 6.72 | -31.95 | 31.95 | 10000000
2016-09-16 12:00:00 | 1.18 | 6.72 | -29.84 | 29.84 | 10000000
2016-09-16 13:00:00 | 1.18 | 6.72 | -33.99 | 33.99 | 10000000
2016-09-16 14:00:00 | 1.18 | 6.72 | -35.61 | 35.61 | 10000000
2016-09-16 15:00:00 | 1.18 | 6.72 | -38.28 | 38.28 | 10000000
2016-09-16 16:00:00 | 1.18 | 6.72 | -40.1 | 40.1 | 10000000
2016-09-16 17:00:00 | 1.18 | 6.72 | -41.75 | 41.75 | 10000000
2016-09-16 18:00:00 | 1.18 | 6.72 | -40.99 | 40.99 | 10000000
2016-09-16 19:00:00 | 1.18 | 6.72 | -36.5 | 36.5 | 10000000
2016-09-16 20:00:00 | 1.18 | 6.72 | -30.74 | 30.74 | 10000000
2016-09-16 21:00:00 | 1.18 | 6.72 | -25.16 | 25.16 | 10000000
2016-09-16 22:00:00 | 1.18 | 6.72 | -29.84 | 29.84 | 10000000
2016-09-16 23:00:00 | 1.18 | 6.72 | -26.32 | 26.32 | 10000000
2016-09-17 00:00:00 | 1.18 | 6.72 | -24.08 | 24.08 | 10000000
2016-09-17 01:00:00 | 1.18 | 6.72 | -22.81 | 22.81 | 10000000
2016-09-17 02:00:00 | 1.18 | 6.72 | -22.25 | 22.25 | 10000000
2016-09-17 03:00:00 | 1.2225 | 6.88 | -22.91 | 22.91 | 10000000
2016-09-17 04:00:00 | 1.3925 | 7.52 | -24.91 | 24.91 | 10000000
2016-09-17 05:00:00 | 1.5201 | 8 | -27.92 | 27.92 | 10000000
2016-09-17 06:00:00 | 1.4351 | 7.68 | -31.41 | 31.41 | 10000000
2016-09-17 07:00:00 | 1.2225 | 6.88 | -36.93 | 36.93 | 10000000
2016-09-17 08:00:00 | 1.18 | 6.72 | -36.91 | 36.91 | 10000000
2016-09-17 09:00:00 | 1.18 | 6.72 | -36.08 | 36.08 | 10000000
2016-09-17 10:00:00 | 1.18 | 6.72 | -30.53 | 30.53 | 10000000
2016-09-17 11:00:00 | 1.18 | 6.72 | -25.1 | 25.1 | 10000000
2016-09-17 12:00:00 | 1.18 | 6.72 | -24.79 | 24.79 | 10000000
2016-09-17 13:00:00 | 1.18 | 6.72 | -24.14 | 24.14 | 10000000
2016-09-17 14:00:00 | 1.18 | 6.72 | -24.93 | 24.93 | 10000000
2016-09-17 15:00:00 | 1.18 | 6.72 | -27.85 | 27.85 | 10000000
2016-09-17 16:00:00 | 1.18 | 6.72 | -27.03 | 27.03 | 10000000
2016-09-17 17:00:00 | 1.18 | 6.72 | -32.52 | 32.52 | 10000000
2016-09-17 18:00:00 | 1.18 | 6.72 | -31.98 | 31.98 | 10000000
2016-09-17 19:00:00 | 1.18 | 6.72 | -24.57 | 24.57 | 10000000
2016-09-17 20:00:00 | 1.18 | 6.72 | -23.51 | 23.51 | 10000000
2016-09-17 21:00:00 | 1.18 | 6.72 | -23.19 | 23.19 | 10000000
2016-09-17 22:00:00 | 1.3925 | 7.52 | -21.22 | 21.22 | 10000000
2016-09-17 23:00:00 | 1.7326 | 8.8 | -22.39 | 22.39 | 10000000
2016-09-18 00:00:00 | 1.8601 | 9.28 | -21.22 | 21.22 | 10000000
2016-09-18 01:00:00 | 2.1152 | 10.24 | -20 | 20 | 10000000
2016-09-18 02:00:00 | 2.2852 | 10.88 | -18.43 | 18.43 | 10000000
2016-09-18 03:00:00 | 2.6253 | 12.16 | -19.53 | 19.53 | 10000000
2016-09-18 04:00:00 | 3.0079 | 13.6 | -20.43 | 20.43 | 10000000
2016-09-18 05:00:00 | 3.3054 | 14.72 | -20.73 | 20.73 | 10000000
2016-09-18 06:00:00 | 2.9654 | 13.44 | -22.77 | 22.77 | 10000000
2016-09-18 07:00:00 | 2.4553 | 11.52 | -24.78 | 24.78 | 10000000
2016-09-18 08:00:00 | 1.4351 | 7.68 | -24.56 | 24.56 | 10000000
2016-09-18 09:00:00 | 1.18 | 6.72 | -24.98 | 24.98 | 10000000
2016-09-18 10:00:00 | 1.18 | 6.72 | -24 | 24 | 10000000
2016-09-18 11:00:00 | 1.18 | 6.72 | -24.1 | 24.1 | 10000000
2016-09-18 12:00:00 | 1.18 | 6.72 | -23.15 | 23.15 | 10000000
2016-09-18 13:00:00 | 1.18 | 6.72 | -22.93 | 22.93 | 10000000
2016-09-18 14:00:00 | 1.18 | 6.72 | -23.2 | 23.2 | 10000000
2016-09-18 15:00:00 | 1.18 | 6.72 | -27.16 | 27.16 | 10000000
2016-09-18 16:00:00 | 1.18 | 6.72 | -32.54 | 32.54 | 10000000
2016-09-18 17:00:00 | 1.18 | 6.72 | -36.11 | 36.11 | 10000000
2016-09-18 18:00:00 | 1.18 | 6.72 | -34.94 | 34.94 | 10000000
2016-09-18 19:00:00 | 1.18 | 6.72 | -31.1 | 31.1 | 10000000
2016-09-18 20:00:00 | 1.18 | 6.72 | -27.94 | 27.94 | 10000000
2016-09-18 21:00:00 | 1.18 | 6.72 | -25.46 | 25.46 | 10000000
2016-09-18 22:00:00 | 1.3075 | 7.2 | -24.56 | 24.56 | 10000000
2016-09-18 23:00:00 | 1.6476 | 8.48 | -24.15 | 24.15 | 10000000
2016-09-19 00:00:00 | 1.8176 | 9.12 | -23.78 | 23.78 | 10000000
2016-09-19 01:00:00 | 1.8601 | 9.28 | -22.44 | 22.44 | 10000000
2016-09-19 02:00:00 | 1.9452 | 9.6 | -22.05 | 22.05 | 10000000
2016-09-19 03:00:00 | 2.1577 | 10.4 | -23.91 | 23.91 | 10000000
2016-09-19 04:00:00 | 3.0929 | 13.92 | -36.06 | 36.06 | 10000000
2016-09-19 05:00:00 | 3.773 | 16.48 | -42.31 | 42.31 | 10000000
2016-09-19 06:00:00 | 3.4755 | 15.36 | -44.6 | 44.6 | 10000000
2016-09-19 07:00:00 | 2.7953 | 12.8 | -43.91 | 43.91 | 10000000
2016-09-19 08:00:00 | 2.0727 | 10.08 | -43.95 | 43.95 | 10000000
2016-09-19 09:00:00 | 1.18 | 6.72 | -43.97 | 43.97 | 10000000
2016-09-19 10:00:00 | 1.18 | 6.72 | -41.27 | 41.27 | 10000000
2016-09-19 11:00:00 | 1.18 | 6.72 | -39.31 | 39.31 | 10000000
2016-09-19 12:00:00 | 1.18 | 6.72 | -37.68 | 37.68 | 10000000
2016-09-19 13:00:00 | 1.18 | 6.72 | -37.93 | 37.93 | 10000000
2016-09-19 14:00:00 | 1.18 | 6.72 | -37.78 | 37.78 | 10000000
2016-09-19 15:00:00 | 1.18 | 6.72 | -39.22 | 39.22 | 10000000
2016-09-19 16:00:00 | 1.18 | 6.72 | -39.9 | 39.9 | 10000000
2016-09-19 17:00:00 | 1.4351 | 7.68 | -41.99 | 41.99 | 10000000
2016-09-19 18:00:00 | 2.5403 | 11.84 | -40.1 | 40.1 | 10000000
2016-09-19 19:00:00 | 2.7103 | 12.48 | -30 | 30 | 10000000
2016-09-19 20:00:00 | 2.7528 | 12.64 | -28.01 | 28.01 | 10000000
2016-09-19 21:00:00 | 3.0504 | 13.76 | -26.02 | 26.02 | 10000000
2016-09-19 22:00:00 | 3.0079 | 13.6 | -24.79 | 24.79 | 10000000
2016-09-19 23:00:00 | 3.5605 | 15.68 | -24.83 | 24.83 | 10000000
2016-09-20 00:00:00 | 3.6455 | 16 | -23.51 | 23.51 | 10000000
2016-09-20 01:00:00 | 4.0281 | 17.44 | -23.06 | 23.06 | 10000000
2016-09-20 02:00:00 | 4.6657 | 19.84 | -23.44 | 23.44 | 10000000
2016-09-20 03:00:00 | 4.5382 | 19.36 | -25.24 | 25.24 | 10000000
2016-09-20 04:00:00 | 3.9006 | 16.96 | -32.73 | 32.73 | 10000000
2016-09-20 05:00:00 | 3.688 | 16.16 | -42.96 | 42.96 | 10000000
2016-09-20 06:00:00 | 3.2204 | 14.4 | -43.88 | 43.88 | 10000000
2016-09-20 07:00:00 | 2.6253 | 12.16 | -42.77 | 42.77 | 10000000
2016-09-20 08:00:00 | 1.6476 | 8.48 | -42.18 | 42.18 | 10000000
2016-09-20 09:00:00 | 1.18 | 6.72 | -41.17 | 41.17 | 10000000
2016-09-20 10:00:00 | 1.18 | 6.72 | -38.21 | 38.21 | 10000000
2016-09-20 11:00:00 | 1.18 | 6.72 | -35.6 | 35.6 | 10000000
2016-09-20 12:00:00 | 1.18 | 6.72 | -34.22 | 34.22 | 10000000
2016-09-20 13:00:00 | 1.18 | 6.72 | -34.55 | 34.55 | 10000000
2016-09-20 14:00:00 | 1.18 | 6.72 | -36.08 | 36.08 | 10000000
2016-09-20 15:00:00 | 1.18 | 6.72 | -39.13 | 39.13 | 10000000
2016-09-20 16:00:00 | 1.18 | 6.72 | -42.07 | 42.07 | 10000000
2016-09-20 17:00:00 | 1.18 | 6.72 | -46.8 | 46.8 | 10000000
2016-09-20 18:00:00 | 1.18 | 6.72 | -41.95 | 41.95 | 10000000
2016-09-20 19:00:00 | 1.18 | 6.72 | -35.06 | 35.06 | 10000000
2016-09-20 20:00:00 | 1.35 | 7.36 | -28.54 | 28.54 | 10000000
2016-09-20 21:00:00 | 1.4351 | 7.68 | -26.03 | 26.03 | 10000000
2016-09-20 22:00:00 | 1.9452 | 9.6 | -25.43 | 25.43 | 10000000
2016-09-20 23:00:00 | 2.0302 | 9.92 | -24.94 | 24.94 | 10000000
2016-09-21 00:00:00 | 2.4978 | 11.68 | -24.11 | 24.11 | 10000000
2016-09-21 01:00:00 | 2.6678 | 12.32 | -24.13 | 24.13 | 10000000
2016-09-21 02:00:00 | 2.4978 | 11.68 | -24.09 | 24.09 | 10000000
2016-09-21 03:00:00 | 2.7528 | 12.64 | -25.71 | 25.71 | 10000000
2016-09-21 04:00:00 | 3.0929 | 13.92 | -36.97 | 36.97 | 10000000
2016-09-21 05:00:00 | 2.6678 | 12.32 | -48.19 | 48.19 | 10000000
2016-09-21 06:00:00 | 2.1152 | 10.24 | -49.71 | 49.71 | 10000000
2016-09-21 07:00:00 | 2.3277 | 11.04 | -44.5 | 44.5 | 10000000
2016-09-21 08:00:00 | 2.0727 | 10.08 | -39.98 | 39.98 | 10000000
2016-09-21 09:00:00 | 1.265 | 7.04 | -36.03 | 36.03 | 10000000
2016-09-21 10:00:00 | 1.18 | 6.72 | -32.15 | 32.15 | 10000000
2016-09-21 11:00:00 | 1.18 | 6.72 | -31.92 | 31.92 | 10000000
2016-09-21 12:00:00 | 1.18 | 6.72 | -30.7 | 30.7 | 10000000
2016-09-21 13:00:00 | 1.18 | 6.72 | -32.81 | 32.81 | 10000000
2016-09-21 14:00:00 | 1.18 | 6.72 | -35.36 | 35.36 | 10000000
2016-09-21 15:00:00 | 1.18 | 6.72 | -42.7 | 42.7 | 10000000
2016-09-21 16:00:00 | 1.18 | 6.72 | -45 | 45 | 10000000
2016-09-21 17:00:00 | 1.18 | 6.72 | -48.75 | 48.75 | 10000000
2016-09-21 18:00:00 | 1.35 | 7.36 | -43.87 | 43.87 | 10000000
2016-09-21 19:00:00 | 1.7326 | 8.8 | -37.96 | 37.96 | 10000000
2016-09-21 20:00:00 | 2.4128 | 11.36 | -28.49 | 28.49 | 10000000
2016-09-21 21:00:00 | 2.7103 | 12.48 | -27.09 | 27.09 | 10000000
2016-09-21 22:00:00 | 2.8804 | 13.12 | -25.86 | 25.86 | 10000000
2016-09-21 23:00:00 | 3.603 | 15.84 | -25.09 | 25.09 | 10000000
2016-09-22 00:00:00 | 4.5382 | 19.36 | -24.73 | 24.73 | 10000000
2016-09-22 01:00:00 | 4.7082 | 20 | -24.26 | 24.26 | 10000000
2016-09-22 02:00:00 | 4.7507 | 20.16 | -24.24 | 24.24 | 10000000
2016-09-22 03:00:00 | 5.1333 | 21.6 | -26.84 | 26.84 | 10000000
2016-09-22 04:00:00 | 5.1333 | 21.6 | -38.19 | 38.19 | 10000000
2016-09-22 05:00:00 | 5.6009 | 23.36 | -43.34 | 43.34 | 10000000
2016-09-22 06:00:00 | 4.9208 | 20.8 | -42.2 | 42.2 | 10000000
2016-09-22 07:00:00 | 3.518 | 15.52 | -35.77 | 35.77 | 10000000
2016-09-22 08:00:00 | 1.7751 | 8.96 | -28.79 | 28.79 | 10000000
2016-09-22 09:00:00 | 1.18 | 6.72 | -27.75 | 27.75 | 10000000
2016-09-22 10:00:00 | 1.18 | 6.72 | -27.11 | 27.11 | 10000000
2016-09-22 11:00:00 | 1.18 | 6.72 | -27.06 | 27.06 | 10000000
2016-09-22 12:00:00 | 1.18 | 6.72 | -27.29 | 27.29 | 10000000
2016-09-22 13:00:00 | 1.18 | 6.72 | -28.61 | 28.61 | 10000000
2016-09-22 14:00:00 | 1.18 | 6.72 | -31.87 | 31.87 | 10000000
2016-09-22 15:00:00 | 1.18 | 6.72 | -39.93 | 39.93 | 10000000
2016-09-22 16:00:00 | 1.18 | 6.72 | -43.06 | 43.06 | 10000000
2016-09-22 17:00:00 | 1.18 | 6.72 | -49.06 | 49.06 | 10000000
2016-09-22 18:00:00 | 1.6476 | 8.48 | -45.82 | 45.82 | 10000000
2016-09-22 19:00:00 | 2.6253 | 12.16 | -38.95 | 38.95 | 10000000
2016-09-22 20:00:00 | 3.0079 | 13.6 | -29.97 | 29.97 | 10000000
2016-09-22 21:00:00 | 2.2427 | 10.72 | -26.47 | 26.47 | 10000000
2016-09-22 22:00:00 | 2.6678 | 12.32 | -25.84 | 25.84 | 10000000
2016-09-22 23:00:00 | 3.9006 | 16.96 | -25.03 | 25.03 | 10000000
2016-09-23 00:00:00 | 4.1131 | 17.76 | -24.68 | 24.68 | 10000000
2016-09-23 01:00:00 | 4.2406 | 18.24 | -24.78 | 24.78 | 10000000
2016-09-23 02:00:00 | 4.5807 | 19.52 | -25.14 | 25.14 | 10000000
2016-09-23 03:00:00 | 4.2406 | 18.24 | -26.47 | 26.47 | 10000000
2016-09-23 04:00:00 | 4.1556 | 17.92 | -36.06 | 36.06 | 10000000
2016-09-23 05:00:00 | 4.2406 | 18.24 | -43.04 | 43.04 | 10000000
2016-09-23 06:00:00 | 3.9006 | 16.96 | -43.01 | 43.01 | 10000000
2016-09-23 07:00:00 | 2.8804 | 13.12 | -38.94 | 38.94 | 10000000
2016-09-23 08:00:00 | 1.18 | 6.72 | -33.83 | 33.83 | 10000000
2016-09-23 09:00:00 | 1.18 | 6.72 | -28.77 | 28.77 | 10000000
2016-09-23 10:00:00 | 1.18 | 6.72 | -27.69 | 27.69 | 10000000
2016-09-23 11:00:00 | 1.18 | 6.72 | -27.54 | 27.54 | 10000000
2016-09-23 12:00:00 | 1.18 | 6.72 | -26.6 | 26.6 | 10000000
2016-09-23 13:00:00 | 1.18 | 6.72 | -27.66 | 27.66 | 10000000
2016-09-23 14:00:00 | 1.18 | 6.72 | -27.68 | 27.68 | 10000000
2016-09-23 15:00:00 | 1.18 | 6.72 | -31.06 | 31.06 | 10000000
2016-09-23 16:00:00 | 1.18 | 6.72 | -35.91 | 35.91 | 10000000
2016-09-23 17:00:00 | 1.18 | 6.72 | -41.83 | 41.83 | 10000000
2016-09-23 18:00:00 | 1.18 | 6.72 | -39.98 | 39.98 | 10000000
2016-09-23 19:00:00 | 1.18 | 6.72 | -30.36 | 30.36 | 10000000
2016-09-23 20:00:00 | 1.18 | 6.72 | -27.7 | 27.7 | 10000000
2016-09-23 21:00:00 | 1.5626 | 8.16 | -26.79 | 26.79 | 10000000
2016-09-23 22:00:00 | 1.8601 | 9.28 | -26.27 | 26.27 | 10000000
2016-09-23 23:00:00 | 2.0302 | 9.92 | -24.68 | 24.68 | 10000000
2016-09-24 00:00:00 | 2.2852 | 10.88 | -24.39 | 24.39 | 10000000
2016-09-24 01:00:00 | 2.2002 | 10.56 | -25.15 | 25.15 | 10000000
2016-09-24 02:00:00 | 2.1152 | 10.24 | -24.65 | 24.65 | 10000000
2016-09-24 03:00:00 | 2.3702 | 11.2 | -24.59 | 24.59 | 10000000
2016-09-24 04:00:00 | 2.6253 | 12.16 | -27.31 | 27.31 | 10000000
2016-09-24 05:00:00 | 2.8804 | 13.12 | -31.15 | 31.15 | 10000000
2016-09-24 06:00:00 | 3.0929 | 13.92 | -34.63 | 34.63 | 10000000
2016-09-24 07:00:00 | 2.4128 | 11.36 | -34.04 | 34.04 | 10000000
2016-09-24 08:00:00 | 1.4351 | 7.68 | -29 | 29 | 10000000
2016-09-24 09:00:00 | 1.18 | 6.72 | -25.43 | 25.43 | 10000000
2016-09-24 10:00:00 | 1.18 | 6.72 | -24.32 | 24.32 | 10000000
2016-09-24 11:00:00 | 1.18 | 6.72 | -24.26 | 24.26 | 10000000
2016-09-24 12:00:00 | 1.18 | 6.72 | -24.4 | 24.4 | 10000000
2016-09-24 13:00:00 | 1.18 | 6.72 | -24.93 | 24.93 | 10000000
2016-09-24 14:00:00 | 1.18 | 6.72 | -28.01 | 28.01 | 10000000
2016-09-24 15:00:00 | 1.18 | 6.72 | -34.58 | 34.58 | 10000000
2016-09-24 16:00:00 | 1.18 | 6.72 | -38.08 | 38.08 | 10000000
2016-09-24 17:00:00 | 1.3075 | 7.2 | -42.63 | 42.63 | 10000000
2016-09-24 18:00:00 | 1.7326 | 8.8 | -40.99 | 40.99 | 10000000
2016-09-24 19:00:00 | 1.7751 | 8.96 | -34.53 | 34.53 | 10000000
2016-09-24 20:00:00 | 3.0079 | 13.6 | -31.15 | 31.15 | 10000000
2016-09-24 21:00:00 | 2.4128 | 11.36 | -25.46 | 25.46 | 10000000
2016-09-24 22:00:00 | 3.603 | 15.84 | -24.46 | 24.46 | 10000000
2016-09-24 23:00:00 | 3.2629 | 14.56 | -22.06 | 22.06 | 10000000
2016-09-25 00:00:00 | 3.5605 | 15.68 | -20.55 | 20.55 | 10000000
2016-09-25 01:00:00 | 3.9006 | 16.96 | -17.84 | 17.84 | 10000000
2016-09-25 02:00:00 | 4.1556 | 17.92 | -17.7 | 17.7 | 10000000
2016-09-25 03:00:00 | 3.433 | 15.2 | -19.68 | 19.68 | 10000000
2016-09-25 04:00:00 | 4.3257 | 18.56 | -20.09 | 20.09 | 10000000
2016-09-25 05:00:00 | 4.1131 | 17.76 | -21.47 | 21.47 | 10000000
2016-09-25 06:00:00 | 4.1556 | 17.92 | -22.45 | 22.45 | 10000000
2016-09-25 07:00:00 | 2.7953 | 12.8 | -22.95 | 22.95 | 10000000
2016-09-25 08:00:00 | 1.3075 | 7.2 | -21.09 | 21.09 | 10000000
2016-09-25 09:00:00 | 1.18 | 6.72 | -21.09 | 21.09 | 10000000
2016-09-25 10:00:00 | 1.18 | 6.72 | -15.97 | 15.97 | 10000000
2016-09-25 11:00:00 | 1.18 | 6.72 | -10.93 | 10.93 | 10000000
2016-09-25 12:00:00 | 1.18 | 6.72 | -11.49 | 11.49 | 10000000
2016-09-25 13:00:00 | 1.18 | 6.72 | -12.89 | 12.89 | 10000000
2016-09-25 14:00:00 | 1.18 | 6.72 | -19.76 | 19.76 | 10000000
2016-09-25 15:00:00 | 1.18 | 6.72 | -26.55 | 26.55 | 10000000
2016-09-25 16:00:00 | 1.18 | 6.72 | -35.09 | 35.09 | 10000000
2016-09-25 17:00:00 | 1.18 | 6.72 | -40.95 | 40.95 | 10000000
2016-09-25 18:00:00 | 1.18 | 6.72 | -40.94 | 40.94 | 10000000
2016-09-25 19:00:00 | 1.3075 | 7.2 | -33.53 | 33.53 | 10000000
2016-09-25 20:00:00 | 1.4776 | 7.84 | -29.57 | 29.57 | 10000000
2016-09-25 21:00:00 | 1.4351 | 7.68 | -24.52 | 24.52 | 10000000
2016-09-25 22:00:00 | 1.8176 | 9.12 | -24.27 | 24.27 | 10000000
2016-09-25 23:00:00 | 2.1152 | 10.24 | -24.2 | 24.2 | 10000000
2016-09-26 00:00:00 | 2.7528 | 12.64 | -23.42 | 23.42 | 10000000
2016-09-26 01:00:00 | 2.8378 | 12.96 | -23.28 | 23.28 | 10000000
2016-09-26 02:00:00 | 3.0079 | 13.6 | -23.49 | 23.49 | 10000000
2016-09-26 03:00:00 | 3.2204 | 14.4 | -25.46 | 25.46 | 10000000
2016-09-26 04:00:00 | 3.8155 | 16.64 | -39.24 | 39.24 | 10000000
2016-09-26 05:00:00 | 3.8155 | 16.64 | -46.53 | 46.53 | 10000000
2016-09-26 06:00:00 | 3.9006 | 16.96 | -49 | 49 | 10000000
2016-09-26 07:00:00 | 2.5403 | 11.84 | -46.84 | 46.84 | 10000000
2016-09-26 08:00:00 | 1.6476 | 8.48 | -39.97 | 39.97 | 10000000
2016-09-26 09:00:00 | 1.18 | 6.72 | -37.39 | 37.39 | 10000000
2016-09-26 10:00:00 | 1.18 | 6.72 | -34.94 | 34.94 | 10000000
2016-09-26 11:00:00 | 1.18 | 6.72 | -33.95 | 33.95 | 10000000
2016-09-26 12:00:00 | 1.18 | 6.72 | -32.44 | 32.44 | 10000000
2016-09-26 13:00:00 | 1.18 | 6.72 | -35 | 35 | 10000000
2016-09-26 14:00:00 | 1.18 | 6.72 | -39.87 | 39.87 | 10000000
2016-09-26 15:00:00 | 1.18 | 6.72 | -44.65 | 44.65 | 10000000
2016-09-26 16:00:00 | 1.18 | 6.72 | -49.55 | 49.55 | 10000000
2016-09-26 17:00:00 | 1.18 | 6.72 | -54.12 | 54.12 | 10000000
2016-09-26 18:00:00 | 1.18 | 6.72 | -51.23 | 51.23 | 10000000
2016-09-26 19:00:00 | 1.3075 | 7.2 | -37.93 | 37.93 | 10000000
2016-09-26 20:00:00 | 1.7326 | 8.8 | -30.52 | 30.52 | 10000000
2016-09-26 21:00:00 | 2.7528 | 12.64 | -28.4 | 28.4 | 10000000
2016-09-26 22:00:00 | 3.0504 | 13.76 | -31.33 | 31.33 | 10000000
2016-09-26 23:00:00 | 2.6678 | 12.32 | -30.74 | 30.74 | 10000000
2016-09-27 00:00:00 | 2.8378 | 12.96 | -29.75 | 29.75 | 10000000
2016-09-27 01:00:00 | 4.2406 | 18.24 | -28.73 | 28.73 | 10000000
2016-09-27 02:00:00 | 3.9431 | 17.12 | -27.84 | 27.84 | 10000000
2016-09-27 03:00:00 | 4.2831 | 18.4 | -29.56 | 29.56 | 10000000
2016-09-27 04:00:00 | 4.3682 | 18.72 | -41.53 | 41.53 | 10000000
2016-09-27 05:00:00 | 4.4532 | 19.04 | -49 | 49 | 10000000
2016-09-27 06:00:00 | 4.4532 | 19.04 | -50 | 50 | 10000000
2016-09-27 07:00:00 | 3.3905 | 15.04 | -44.98 | 44.98 | 10000000
2016-09-27 08:00:00 | 1.6901 | 8.64 | -40.22 | 40.22 | 10000000
2016-09-27 09:00:00 | 1.18 | 6.72 | -33.93 | 33.93 | 10000000
2016-09-27 10:00:00 | 1.18 | 6.72 | -29.17 | 29.17 | 10000000
2016-09-27 11:00:00 | 1.18 | 6.72 | -28.28 | 28.28 | 10000000
2016-09-27 12:00:00 | 1.18 | 6.72 | -27.91 | 27.91 | 10000000
2016-09-27 13:00:00 | 1.18 | 6.72 | -28.29 | 28.29 | 10000000
2016-09-27 14:00:00 | 1.18 | 6.72 | -29.33 | 29.33 | 10000000
2016-09-27 15:00:00 | 1.18 | 6.72 | -38.91 | 38.91 | 10000000
2016-09-27 16:00:00 | 1.18 | 6.72 | -45.2 | 45.2 | 10000000
2016-09-27 17:00:00 | 1.18 | 6.72 | -48.97 | 48.97 | 10000000
2016-09-27 18:00:00 | 1.18 | 6.72 | -41.91 | 41.91 | 10000000
2016-09-27 19:00:00 | 1.8176 | 9.12 | -29.94 | 29.94 | 10000000
2016-09-27 20:00:00 | 2.1577 | 10.4 | -27.82 | 27.82 | 10000000
2016-09-27 21:00:00 | 2.0302 | 9.92 | -24.36 | 24.36 | 10000000
2016-09-27 22:00:00 | 2.4978 | 11.68 | -24.01 | 24.01 | 10000000
2016-09-27 23:00:00 | 2.3277 | 11.04 | -21.03 | 21.03 | 10000000
2016-09-28 00:00:00 | 2.3702 | 11.2 | -16.19 | 16.19 | 10000000
2016-09-28 01:00:00 | 2.4128 | 11.36 | -14.66 | 14.66 | 10000000
2016-09-28 02:00:00 | 2.2427 | 10.72 | -14.91 | 14.91 | 10000000
2016-09-28 03:00:00 | 2.1152 | 10.24 | -19.89 | 19.89 | 10000000
2016-09-28 04:00:00 | 2.2427 | 10.72 | -28.52 | 28.52 | 10000000
2016-09-28 05:00:00 | 2.2852 | 10.88 | -37.94 | 37.94 | 10000000
2016-09-28 06:00:00 | 2.0302 | 9.92 | -38.1 | 38.1 | 10000000
2016-09-28 07:00:00 | 1.3925 | 7.52 | -32.22 | 32.22 | 10000000
2016-09-28 08:00:00 | 1.18 | 6.72 | -26 | 26 | 10000000
2016-09-28 09:00:00 | 1.18 | 6.72 | -23.06 | 23.06 | 10000000
2016-09-28 10:00:00 | 1.18 | 6.72 | -19.79 | 19.79 | 10000000
2016-09-28 11:00:00 | 1.18 | 6.72 | -12.94 | 12.94 | 10000000
2016-09-28 12:00:00 | 1.18 | 6.72 | -12.95 | 12.95 | 10000000
2016-09-28 13:00:00 | 1.18 | 6.72 | -16.84 | 16.84 | 10000000
2016-09-28 14:00:00 | 1.18 | 6.72 | -22.67 | 22.67 | 10000000
2016-09-28 15:00:00 | 1.18 | 6.72 | -26.45 | 26.45 | 10000000
2016-09-28 16:00:00 | 1.18 | 6.72 | -33.53 | 33.53 | 10000000
2016-09-28 17:00:00 | 1.18 | 6.72 | -39.59 | 39.59 | 10000000
2016-09-28 18:00:00 | 1.18 | 6.72 | -34.36 | 34.36 | 10000000
2016-09-28 19:00:00 | 1.18 | 6.72 | -28.14 | 28.14 | 10000000
2016-09-28 20:00:00 | 1.18 | 6.72 | -24.41 | 24.41 | 10000000
2016-09-28 21:00:00 | 1.18 | 6.72 | -22.02 | 22.02 | 10000000
2016-09-28 22:00:00 | 1.18 | 6.72 | -19.93 | 19.93 | 10000000
2016-09-28 23:00:00 | 1.18 | 6.72 | -16.1 | 16.1 | 10000000
2016-09-29 00:00:00 | 1.18 | 6.72 | -18.63 | 18.63 | 10000000
2016-09-29 01:00:00 | 1.18 | 6.72 | -14.57 | 14.57 | 10000000
2016-09-29 02:00:00 | 1.18 | 6.72 | -14.15 | 14.15 | 10000000
2016-09-29 03:00:00 | 1.18 | 6.72 | -21.08 | 21.08 | 10000000
2016-09-29 04:00:00 | 1.18 | 6.72 | -28.93 | 28.93 | 10000000
2016-09-29 05:00:00 | 1.18 | 6.72 | -37.97 | 37.97 | 10000000
2016-09-29 06:00:00 | 1.18 | 6.72 | -37.84 | 37.84 | 10000000
2016-09-29 07:00:00 | 1.18 | 6.72 | -28.42 | 28.42 | 10000000
2016-09-29 08:00:00 | 1.18 | 6.72 | -23.59 | 23.59 | 10000000
2016-09-29 09:00:00 | 1.18 | 6.72 | -21.71 | 21.71 | 10000000
2016-09-29 10:00:00 | 1.18 | 6.72 | -15.84 | 15.84 | 10000000
2016-09-29 11:00:00 | 1.18 | 6.72 | -12.65 | 12.65 | 10000000
2016-09-29 12:00:00 | 1.18 | 6.72 | -11.43 | 11.43 | 10000000
2016-09-29 13:00:00 | 1.18 | 6.72 | -12.66 | 12.66 | 10000000
2016-09-29 14:00:00 | 1.18 | 6.72 | -14.78 | 14.78 | 10000000
2016-09-29 15:00:00 | 1.18 | 6.72 | -24.61 | 24.61 | 10000000
2016-09-29 16:00:00 | 1.18 | 6.72 | -29.1 | 29.1 | 10000000
2016-09-29 17:00:00 | 1.18 | 6.72 | -37.91 | 37.91 | 10000000
2016-09-29 18:00:00 | 1.18 | 6.72 | -32.05 | 32.05 | 10000000
2016-09-29 19:00:00 | 1.18 | 6.72 | -25.03 | 25.03 | 10000000
2016-09-29 20:00:00 | 1.18 | 6.72 | -22.69 | 22.69 | 10000000
2016-09-29 21:00:00 | 1.18 | 6.72 | -16.85 | 16.85 | 10000000
2016-09-29 22:00:00 | 1.18 | 6.72 | -23.79 | 23.79 | 10000000
2016-09-29 23:00:00 | 1.5626 | 8.16 | -23.32 | 23.32 | 10000000
2016-09-30 00:00:00 | 1.18 | 6.72 | -23.81 | 23.81 | 10000000
2016-09-30 01:00:00 | 1.3075 | 7.2 | -23.09 | 23.09 | 10000000
2016-09-30 02:00:00 | 1.6051 | 8.32 | -24.02 | 24.02 | 10000000
2016-09-30 03:00:00 | 1.5201 | 8 | -25.73 | 25.73 | 10000000
2016-09-30 04:00:00 | 1.5201 | 8 | -39.68 | 39.68 | 10000000
2016-09-30 05:00:00 | 1.7326 | 8.8 | -49.66 | 49.66 | 10000000
2016-09-30 06:00:00 | 1.7751 | 8.96 | -49.97 | 49.97 | 10000000
2016-09-30 07:00:00 | 1.5626 | 8.16 | -43.91 | 43.91 | 10000000
2016-09-30 08:00:00 | 1.35 | 7.36 | -39.96 | 39.96 | 10000000
2016-09-30 09:00:00 | 1.18 | 6.72 | -39.6 | 39.6 | 10000000
2016-09-30 10:00:00 | 1.18 | 6.72 | -37.9 | 37.9 | 10000000
2016-09-30 11:00:00 | 1.18 | 6.72 | -29.65 | 29.65 | 10000000
2016-09-30 12:00:00 | 1.18 | 6.72 | -29.37 | 29.37 | 10000000
2016-09-30 13:00:00 | 1.18 | 6.72 | -31.96 | 31.96 | 10000000
2016-09-30 14:00:00 | 1.18 | 6.72 | -31.19 | 31.19 | 10000000
2016-09-30 15:00:00 | 1.18 | 6.72 | -31.48 | 31.48 | 10000000
2016-09-30 16:00:00 | 1.18 | 6.72 | -37.99 | 37.99 | 10000000
2016-09-30 17:00:00 | 1.18 | 6.72 | -42.91 | 42.91 | 10000000
2016-09-30 18:00:00 | 1.9877 | 9.76 | -38.97 | 38.97 | 10000000
2016-09-30 19:00:00 | 2.3702 | 11.2 | -31.9 | 31.9 | 10000000
2016-09-30 20:00:00 | 2.1577 | 10.4 | -30.93 | 30.93 | 10000000
2016-09-30 21:00:00 | 2.4553 | 11.52 | -28.43 | 28.43 | 10000000
2016-09-30 22:00:00 | 2.7103 | 12.48 | -29.18 | 29.18 | 10000000
2016-09-30 23:00:00 | 3.0079 | 13.6 | -31.06 | 31.06 | 10000000
2016-10-01 00:00:00 | 4.2406 | 18.24 | -26 | 26 | 10000000
2016-10-01 01:00:00 | 3.7305 | 16.32 | -29.02 | 29.02 | 10000000
2016-10-01 02:00:00 | 4.3257 | 18.56 | -25.94 | 25.94 | 10000000
2016-10-01 03:00:00 | 4.2406 | 18.24 | -29.13 | 29.13 | 10000000
2016-10-01 04:00:00 | 4.6232 | 19.68 | -32.55 | 32.55 | 10000000
2016-10-01 05:00:00 | 3.9006 | 16.96 | -31.3 | 31.3 | 10000000
2016-10-01 06:00:00 | 3.3905 | 15.04 | -38.38 | 38.38 | 10000000
2016-10-01 07:00:00 | 2.6678 | 12.32 | -38.96 | 38.96 | 10000000
2016-10-01 08:00:00 | 2.3277 | 11.04 | -39.94 | 39.94 | 10000000
2016-10-01 09:00:00 | 2.2852 | 10.88 | -39.21 | 39.21 | 10000000
2016-10-01 10:00:00 | 2.0727 | 10.08 | -34.07 | 34.07 | 10000000
2016-10-01 11:00:00 | 1.9877 | 9.76 | -30.53 | 30.53 | 10000000
2016-10-01 12:00:00 | 1.7751 | 8.96 | -29.63 | 29.63 | 10000000
2016-10-01 13:00:00 | 1.7326 | 8.8 | -29.18 | 29.18 | 10000000
2016-10-01 14:00:00 | 1.9027 | 9.44 | -29.44 | 29.44 | 10000000
2016-10-01 15:00:00 | 1.9027 | 9.44 | -34.63 | 34.63 | 10000000
2016-10-01 16:00:00 | 2.2427 | 10.72 | -39.93 | 39.93 | 10000000
2016-10-01 17:00:00 | 2.4978 | 11.68 | -45.03 | 45.03 | 10000000
2016-10-01 18:00:00 | 2.5403 | 11.84 | -40.06 | 40.06 | 10000000
2016-10-01 19:00:00 | 2.4978 | 11.68 | -30.74 | 30.74 | 10000000
2016-10-01 20:00:00 | 2.3702 | 11.2 | -28.84 | 28.84 | 10000000
2016-10-01 21:00:00 | 2.2852 | 10.88 | -32.47 | 32.47 | 10000000
2016-10-01 22:00:00 | 2.1577 | 10.4 | -32.68 | 32.68 | 10000000
2016-10-01 23:00:00 | 2.0302 | 9.92 | -27.04 | 27.04 | 10000000
2016-10-02 00:00:00 | 1.8601 | 9.28 | -26.28 | 26.28 | 10000000
2016-10-02 01:00:00 | 1.7326 | 8.8 | -25.13 | 25.13 | 10000000
2016-10-02 02:00:00 | 1.7326 | 8.8 | -24.9 | 24.9 | 10000000
2016-10-02 03:00:00 | 1.9877 | 9.76 | -25.03 | 25.03 | 10000000
2016-10-02 04:00:00 | 2.0302 | 9.92 | -25.43 | 25.43 | 10000000
2016-10-02 05:00:00 | 2.5403 | 11.84 | -26.09 | 26.09 | 10000000
2016-10-02 06:00:00 | 2.5403 | 11.84 | -29.7 | 29.7 | 10000000
2016-10-02 07:00:00 | 2.4128 | 11.36 | -30.99 | 30.99 | 10000000
2016-10-02 08:00:00 | 2.4128 | 11.36 | -29.88 | 29.88 | 10000000
2016-10-02 09:00:00 | 1.5626 | 8.16 | -32.38 | 32.38 | 10000000
2016-10-02 10:00:00 | 1.265 | 7.04 | -29.11 | 29.11 | 10000000
2016-10-02 11:00:00 | 1.18 | 6.72 | -26.64 | 26.64 | 10000000
2016-10-02 12:00:00 | 1.18 | 6.72 | -25.01 | 25.01 | 10000000
2016-10-02 13:00:00 | 1.18 | 6.72 | -24.65 | 24.65 | 10000000
2016-10-02 14:00:00 | 1.2225 | 6.88 | -25.06 | 25.06 | 10000000
2016-10-02 15:00:00 | 1.4351 | 7.68 | -31.65 | 31.65 | 10000000
2016-10-02 16:00:00 | 1.6051 | 8.32 | -41.22 | 41.22 | 10000000
2016-10-02 17:00:00 | 2.6253 | 12.16 | -49.35 | 49.35 | 10000000
2016-10-02 18:00:00 | 2.6678 | 12.32 | -42.4 | 42.4 | 10000000
2016-10-02 19:00:00 | 3.518 | 15.52 | -34.78 | 34.78 | 10000000
2016-10-02 20:00:00 | 3.2629 | 14.56 | -29.94 | 29.94 | 10000000
2016-10-02 21:00:00 | 3.603 | 15.84 | -25.19 | 25.19 | 10000000
2016-10-02 22:00:00 | 3.433 | 15.2 | -30.81 | 30.81 | 10000000
2016-10-02 23:00:00 | 3.8581 | 16.8 | -26.11 | 26.11 | 10000000
2016-10-03 00:00:00 | 3.773 | 16.48 | -25.09 | 25.09 | 10000000
2016-10-03 01:00:00 | 4.1131 | 17.76 | -24.54 | 24.54 | 10000000
2016-10-03 02:00:00 | 4.6657 | 19.84 | -24.59 | 24.59 | 10000000
2016-10-03 03:00:00 | 5.0058 | 21.12 | -25.78 | 25.78 | 10000000
2016-10-03 04:00:00 | 5.0058 | 21.12 | -36.12 | 36.12 | 10000000
2016-10-03 05:00:00 | 5.1758 | 21.76 | -40.96 | 40.96 | 10000000
2016-10-03 06:00:00 | 5.0483 | 21.28 | -38.19 | 38.19 | 10000000
2016-10-03 07:00:00 | 4.1981 | 18.08 | -39.76 | 39.76 | 10000000
2016-10-03 08:00:00 | 3.5605 | 15.68 | -32.6 | 32.6 | 10000000
2016-10-03 09:00:00 | 2.4128 | 11.36 | -33.17 | 33.17 | 10000000
2016-10-03 10:00:00 | 1.9877 | 9.76 | -26.19 | 26.19 | 10000000
2016-10-03 11:00:00 | 1.5626 | 8.16 | -25.33 | 25.33 | 10000000
2016-10-03 12:00:00 | 1.6051 | 8.32 | -24.59 | 24.59 | 10000000
2016-10-03 13:00:00 | 1.4776 | 7.84 | -29.39 | 29.39 | 10000000
2016-10-03 14:00:00 | 1.4776 | 7.84 | -31.04 | 31.04 | 10000000
2016-10-03 15:00:00 | 1.6901 | 8.64 | -33.37 | 33.37 | 10000000
2016-10-03 16:00:00 | 1.8601 | 9.28 | -37.1 | 37.1 | 10000000
2016-10-03 17:00:00 | 2.1577 | 10.4 | -37.74 | 37.74 | 10000000
2016-10-03 18:00:00 | 2.2427 | 10.72 | -32.63 | 32.63 | 10000000
2016-10-03 19:00:00 | 2.4553 | 11.52 | -28.42 | 28.42 | 10000000
2016-10-03 20:00:00 | 2.1577 | 10.4 | -25.74 | 25.74 | 10000000
2016-10-03 21:00:00 | 2.1152 | 10.24 | -24.6 | 24.6 | 10000000
2016-10-03 22:00:00 | 2.2002 | 10.56 | -25.96 | 25.96 | 10000000
2016-10-03 23:00:00 | 2.2002 | 10.56 | -25.28 | 25.28 | 10000000
2016-10-04 00:00:00 | 2.0302 | 9.92 | -24.05 | 24.05 | 10000000
2016-10-04 01:00:00 | 2.2427 | 10.72 | -22.03 | 22.03 | 10000000
2016-10-04 02:00:00 | 2.5403 | 11.84 | -23.25 | 23.25 | 10000000
2016-10-04 03:00:00 | 2.5403 | 11.84 | -25.54 | 25.54 | 10000000
2016-10-04 04:00:00 | 2.7103 | 12.48 | -30.04 | 30.04 | 10000000
2016-10-04 05:00:00 | 3.0504 | 13.76 | -37.1 | 37.1 | 10000000
2016-10-04 06:00:00 | 3.0929 | 13.92 | -40.38 | 40.38 | 10000000
2016-10-04 07:00:00 | 2.5828 | 12 | -36.78 | 36.78 | 10000000
2016-10-04 08:00:00 | 2.2852 | 10.88 | -32.37 | 32.37 | 10000000
2016-10-04 09:00:00 | 1.9027 | 9.44 | -28.71 | 28.71 | 10000000
2016-10-04 10:00:00 | 1.4351 | 7.68 | -31.29 | 31.29 | 10000000
2016-10-04 11:00:00 | 1.4351 | 7.68 | -32.08 | 32.08 | 10000000
2016-10-04 12:00:00 | 1.6051 | 8.32 | -31.99 | 31.99 | 10000000
2016-10-04 13:00:00 | 1.7751 | 8.96 | -31.87 | 31.87 | 10000000
2016-10-04 14:00:00 | 2.0302 | 9.92 | -30.49 | 30.49 | 10000000
2016-10-04 15:00:00 | 1.9452 | 9.6 | -35.7 | 35.7 | 10000000
2016-10-04 16:00:00 | 2.5828 | 12 | -37.88 | 37.88 | 10000000
2016-10-04 17:00:00 | 2.8378 | 12.96 | -39.09 | 39.09 | 10000000
2016-10-04 18:00:00 | 3.2629 | 14.56 | -30.21 | 30.21 | 10000000
2016-10-04 19:00:00 | 3.2629 | 14.56 | -26.08 | 26.08 | 10000000
2016-10-04 20:00:00 | 3.5605 | 15.68 | -24.78 | 24.78 | 10000000
2016-10-04 21:00:00 | 4.0281 | 17.44 | -24.93 | 24.93 | 10000000
2016-10-04 22:00:00 | 4.4957 | 19.2 | -25.06 | 25.06 | 10000000
2016-10-04 23:00:00 | 4.7082 | 20 | -23.67 | 23.67 | 10000000
2016-10-05 00:00:00 | 4.3682 | 18.72 | -22.45 | 22.45 | 10000000
2016-10-05 01:00:00 | 4.4532 | 19.04 | -22.23 | 22.23 | 10000000
2016-10-05 02:00:00 | 4.5382 | 19.36 | -22.71 | 22.71 | 10000000
2016-10-05 03:00:00 | 4.1131 | 17.76 | -24.3 | 24.3 | 10000000
2016-10-05 04:00:00 | 4.2831 | 18.4 | -31.17 | 31.17 | 10000000
2016-10-05 05:00:00 | 4.4107 | 18.88 | -42.45 | 42.45 | 10000000
2016-10-05 06:00:00 | 4.1131 | 17.76 | -41.97 | 41.97 | 10000000
2016-10-05 07:00:00 | 4.0281 | 17.44 | -30.14 | 30.14 | 10000000
2016-10-05 08:00:00 | 3.688 | 16.16 | -27.58 | 27.58 | 10000000
2016-10-05 09:00:00 | 2.8804 | 13.12 | -27.51 | 27.51 | 10000000
2016-10-05 10:00:00 | 2.7953 | 12.8 | -26.33 | 26.33 | 10000000
2016-10-05 11:00:00 | 2.7953 | 12.8 | -26.98 | 26.98 | 10000000
2016-10-05 12:00:00 | 3.2204 | 14.4 | -28.17 | 28.17 | 10000000
2016-10-05 13:00:00 | 2.9654 | 13.44 | -28.18 | 28.18 | 10000000
2016-10-05 14:00:00 | 3.1354 | 14.08 | -29.99 | 29.99 | 10000000
2016-10-05 15:00:00 | 3.0929 | 13.92 | -35 | 35 | 10000000
2016-10-05 16:00:00 | 2.9654 | 13.44 | -42.2 | 42.2 | 10000000
2016-10-05 17:00:00 | 3.2204 | 14.4 | -41.08 | 41.08 | 10000000
2016-10-05 18:00:00 | 3.518 | 15.52 | -33.37 | 33.37 | 10000000
2016-10-05 19:00:00 | 3.433 | 15.2 | -27.67 | 27.67 | 10000000
2016-10-05 20:00:00 | 3.3054 | 14.72 | -26.98 | 26.98 | 10000000
2016-10-05 21:00:00 | 3.433 | 15.2 | -25.02 | 25.02 | 10000000
2016-10-05 22:00:00 | 3.3905 | 15.04 | -13.65 | 13.65 | 10000000
2016-10-05 23:00:00 | 3.518 | 15.52 | -17.1 | 17.1 | 10000000
2016-10-06 00:00:00 | 3.3905 | 15.04 | -16.05 | 16.05 | 10000000
2016-10-06 01:00:00 | 3.2629 | 14.56 | -12.3 | 12.3 | 10000000
2016-10-06 02:00:00 | 3.1354 | 14.08 | -19.55 | 19.55 | 10000000
2016-10-06 03:00:00 | 3.0079 | 13.6 | -24.06 | 24.06 | 10000000
2016-10-06 04:00:00 | 2.9654 | 13.44 | -27.63 | 27.63 | 10000000
2016-10-06 05:00:00 | 2.9229 | 13.28 | -33.19 | 33.19 | 10000000
2016-10-06 06:00:00 | 2.8804 | 13.12 | -32.57 | 32.57 | 10000000
2016-10-06 07:00:00 | 2.9229 | 13.28 | -36.19 | 36.19 | 10000000
2016-10-06 08:00:00 | 2.8804 | 13.12 | -36.45 | 36.45 | 10000000
2016-10-06 09:00:00 | 2.9654 | 13.44 | -36.77 | 36.77 | 10000000
2016-10-06 10:00:00 | 2.9229 | 13.28 | -36.97 | 36.97 | 10000000
2016-10-06 11:00:00 | 2.9654 | 13.44 | -36.44 | 36.44 | 10000000
2016-10-06 12:00:00 | 2.9229 | 13.28 | -34.18 | 34.18 | 10000000
2016-10-06 13:00:00 | 2.8378 | 12.96 | -34.06 | 34.06 | 10000000
2016-10-06 14:00:00 | 3.0079 | 13.6 | -33.42 | 33.42 | 10000000
2016-10-06 15:00:00 | 2.9654 | 13.44 | -42.42 | 42.42 | 10000000
2016-10-06 16:00:00 | 2.9654 | 13.44 | -42.47 | 42.47 | 10000000
2016-10-06 17:00:00 | 3.1354 | 14.08 | -49.69 | 49.69 | 10000000
2016-10-06 18:00:00 | 3.2204 | 14.4 | -40.02 | 40.02 | 10000000
2016-10-06 19:00:00 | 3.348 | 14.88 | -34.23 | 34.23 | 10000000
2016-10-06 20:00:00 | 3.3054 | 14.72 | -30.68 | 30.68 | 10000000
2016-10-06 21:00:00 | 3.348 | 14.88 | -28.43 | 28.43 | 10000000
2016-10-06 22:00:00 | 3.3905 | 15.04 | -28.87 | 28.87 | 10000000
2016-10-06 23:00:00 | 3.518 | 15.52 | -26.9 | 26.9 | 10000000
2016-10-07 00:00:00 | 3.518 | 15.52 | -26.98 | 26.98 | 10000000
2016-10-07 01:00:00 | 3.518 | 15.52 | -27.59 | 27.59 | 10000000
2016-10-07 02:00:00 | 3.348 | 14.88 | -27.96 | 27.96 | 10000000
2016-10-07 03:00:00 | 3.6455 | 16 | -29.93 | 29.93 | 10000000
2016-10-07 04:00:00 | 3.773 | 16.48 | -42.28 | 42.28 | 10000000
2016-10-07 05:00:00 | 3.8581 | 16.8 | -42 | 42 | 10000000
2016-10-07 06:00:00 | 3.9431 | 17.12 | -45.58 | 45.58 | 10000000
2016-10-07 07:00:00 | 3.8155 | 16.64 | -45.05 | 45.05 | 10000000
2016-10-07 08:00:00 | 3.688 | 16.16 | -46.53 | 46.53 | 10000000
2016-10-07 09:00:00 | 3.2629 | 14.56 | -52.32 | 52.32 | 10000000
2016-10-07 10:00:00 | 2.7103 | 12.48 | -53.07 | 53.07 | 10000000
2016-10-07 11:00:00 | 2.7103 | 12.48 | -47.11 | 47.11 | 10000000
2016-10-07 12:00:00 | 2.8378 | 12.96 | -44.06 | 44.06 | 10000000
2016-10-07 13:00:00 | 3.0504 | 13.76 | -42.47 | 42.47 | 10000000
2016-10-07 14:00:00 | 3.2629 | 14.56 | -41.98 | 41.98 | 10000000
2016-10-07 15:00:00 | 3.3905 | 15.04 | -38.49 | 38.49 | 10000000
2016-10-07 16:00:00 | 3.5605 | 15.68 | -41.94 | 41.94 | 10000000
2016-10-07 17:00:00 | 3.688 | 16.16 | -42.46 | 42.46 | 10000000
2016-10-07 18:00:00 | 3.7305 | 16.32 | -33.1 | 33.1 | 10000000
2016-10-07 19:00:00 | 3.8155 | 16.64 | -30.53 | 30.53 | 10000000
2016-10-07 20:00:00 | 4.2831 | 18.4 | -31.12 | 31.12 | 10000000
2016-10-07 21:00:00 | 4.4957 | 19.2 | -32.97 | 32.97 | 10000000
2016-10-07 22:00:00 | 4.6232 | 19.68 | -31.04 | 31.04 | 10000000
2016-10-07 23:00:00 | 4.8358 | 20.48 | -28.78 | 28.78 | 10000000
2016-10-08 00:00:00 | 4.7933 | 20.32 | -29.97 | 29.97 | 10000000
2016-10-08 01:00:00 | 4.3682 | 18.72 | -29.7 | 29.7 | 10000000
2016-10-08 02:00:00 | 4.0281 | 17.44 | -29.99 | 29.99 | 10000000
2016-10-08 03:00:00 | 3.8581 | 16.8 | -29.56 | 29.56 | 10000000
2016-10-08 04:00:00 | 3.7305 | 16.32 | -31.59 | 31.59 | 10000000
2016-10-08 05:00:00 | 3.9006 | 16.96 | -33.39 | 33.39 | 10000000
2016-10-08 06:00:00 | 3.9006 | 16.96 | -40.04 | 40.04 | 10000000
2016-10-08 07:00:00 | 3.9006 | 16.96 | -43.41 | 43.41 | 10000000
2016-10-08 08:00:00 | 3.5605 | 15.68 | -44.94 | 44.94 | 10000000
2016-10-08 09:00:00 | 3.3905 | 15.04 | -42.08 | 42.08 | 10000000
2016-10-08 10:00:00 | 3.3054 | 14.72 | -33.58 | 33.58 | 10000000
2016-10-08 11:00:00 | 3.1779 | 14.24 | -32.48 | 32.48 | 10000000
2016-10-08 12:00:00 | 3.0079 | 13.6 | -33.03 | 33.03 | 10000000
2016-10-08 13:00:00 | 3.3054 | 14.72 | -32.44 | 32.44 | 10000000
2016-10-08 14:00:00 | 3.1354 | 14.08 | -37.02 | 37.02 | 10000000
2016-10-08 15:00:00 | 3.2629 | 14.56 | -42.69 | 42.69 | 10000000
2016-10-08 16:00:00 | 3.3905 | 15.04 | -46 | 46 | 10000000
2016-10-08 17:00:00 | 3.8155 | 16.64 | -52.75 | 52.75 | 10000000
2016-10-08 18:00:00 | 3.8581 | 16.8 | -42.92 | 42.92 | 10000000
2016-10-08 19:00:00 | 4.0281 | 17.44 | -35 | 35 | 10000000
2016-10-08 20:00:00 | 3.9431 | 17.12 | -32.44 | 32.44 | 10000000
2016-10-08 21:00:00 | 3.9431 | 17.12 | -31.12 | 31.12 | 10000000
2016-10-08 22:00:00 | 3.9856 | 17.28 | -28.71 | 28.71 | 10000000
2016-10-08 23:00:00 | 3.9856 | 17.28 | -28.45 | 28.45 | 10000000
2016-10-09 00:00:00 | 3.9431 | 17.12 | -29.25 | 29.25 | 10000000
2016-10-09 01:00:00 | 3.8155 | 16.64 | -28.79 | 28.79 | 10000000
2016-10-09 02:00:00 | 3.773 | 16.48 | -28.72 | 28.72 | 10000000
2016-10-09 03:00:00 | 3.9856 | 17.28 | -28.09 | 28.09 | 10000000
2016-10-09 04:00:00 | 4.1131 | 17.76 | -28.55 | 28.55 | 10000000
2016-10-09 05:00:00 | 4.2406 | 18.24 | -29.11 | 29.11 | 10000000
2016-10-09 06:00:00 | 4.2831 | 18.4 | -31.87 | 31.87 | 10000000
2016-10-09 07:00:00 | 4.2406 | 18.24 | -33.68 | 33.68 | 10000000
2016-10-09 08:00:00 | 4.1131 | 17.76 | -33.34 | 33.34 | 10000000
2016-10-09 09:00:00 | 3.773 | 16.48 | -34.13 | 34.13 | 10000000
2016-10-09 10:00:00 | 3.8581 | 16.8 | -32.06 | 32.06 | 10000000
2016-10-09 11:00:00 | 3.603 | 15.84 | -28.81 | 28.81 | 10000000
2016-10-09 12:00:00 | 3.2204 | 14.4 | -28.23 | 28.23 | 10000000
2016-10-09 13:00:00 | 3.2629 | 14.56 | -28.21 | 28.21 | 10000000
2016-10-09 14:00:00 | 3.433 | 15.2 | -28.8 | 28.8 | 10000000
2016-10-09 15:00:00 | 3.2204 | 14.4 | -32.95 | 32.95 | 10000000
2016-10-09 16:00:00 | 3.8155 | 16.64 | -41.29 | 41.29 | 10000000
2016-10-09 17:00:00 | 4.1981 | 18.08 | -50.52 | 50.52 | 10000000
2016-10-09 18:00:00 | 4.2406 | 18.24 | -45.29 | 45.29 | 10000000
2016-10-09 19:00:00 | 4.5807 | 19.52 | -43.45 | 43.45 | 10000000
2016-10-09 20:00:00 | 4.8358 | 20.48 | -42.24 | 42.24 | 10000000
2016-10-09 21:00:00 | 5.1333 | 21.6 | -34.39 | 34.39 | 10000000
2016-10-09 22:00:00 | 5.2183 | 21.92 | -29.58 | 29.58 | 10000000
2016-10-09 23:00:00 | 5.5584 | 23.2 | -31.87 | 31.87 | 10000000
2016-10-10 00:00:00 | 5.7284 | 23.84 | -33.49 | 33.49 | 10000000
2016-10-10 01:00:00 | 5.7284 | 23.84 | -30.66 | 30.66 | 10000000
2016-10-10 02:00:00 | 5.8135 | 24.16 | -30.19 | 30.19 | 10000000
2016-10-10 03:00:00 | 5.9835 | 24.8 | -31.28 | 31.28 | 10000000
2016-10-10 04:00:00 | 6.026 | 24.96 | -48.85 | 48.85 | 10000000
2016-10-10 05:00:00 | 6.4086 | 26.4 | -69.24 | 69.24 | 10000000
2016-10-10 06:00:00 | 6.026 | 24.96 | -75 | 75 | 10000000
2016-10-10 07:00:00 | 6.111 | 25.28 | -70.16 | 70.16 | 10000000
2016-10-10 08:00:00 | 5.5584 | 23.2 | -60.13 | 60.13 | 10000000
2016-10-10 09:00:00 | 5.2183 | 21.92 | -55.66 | 55.66 | 10000000
2016-10-10 10:00:00 | 4.7507 | 20.16 | -51.99 | 51.99 | 10000000
2016-10-10 11:00:00 | 4.1131 | 17.76 | -53.21 | 53.21 | 10000000
2016-10-10 12:00:00 | 3.5605 | 15.68 | -52.65 | 52.65 | 10000000
2016-10-10 13:00:00 | 3.348 | 14.88 | -51.91 | 51.91 | 10000000
2016-10-10 14:00:00 | 3.2204 | 14.4 | -55 | 55 | 10000000
2016-10-10 15:00:00 | 3.2204 | 14.4 | -57.24 | 57.24 | 10000000
2016-10-10 16:00:00 | 3.4755 | 15.36 | -69.94 | 69.94 | 10000000
2016-10-10 17:00:00 | 3.9431 | 17.12 | -81.93 | 81.93 | 10000000
2016-10-10 18:00:00 | 4.0281 | 17.44 | -57.1 | 57.1 | 10000000
2016-10-10 19:00:00 | 4.0706 | 17.6 | -43.41 | 43.41 | 10000000
2016-10-10 20:00:00 | 4.1131 | 17.76 | -33.48 | 33.48 | 10000000
2016-10-10 21:00:00 | 4.1131 | 17.76 | -30.53 | 30.53 | 10000000
2016-10-10 22:00:00 | 4.2831 | 18.4 | -32.34 | 32.34 | 10000000
2016-10-10 23:00:00 | 4.2831 | 18.4 | -30.23 | 30.23 | 10000000
2016-10-11 00:00:00 | 4.2831 | 18.4 | -29.08 | 29.08 | 10000000
2016-10-11 01:00:00 | 4.3257 | 18.56 | -29.16 | 29.16 | 10000000
2016-10-11 02:00:00 | 4.3257 | 18.56 | -30.18 | 30.18 | 10000000
2016-10-11 03:00:00 | 4.2406 | 18.24 | -31.91 | 31.91 | 10000000
2016-10-11 04:00:00 | 4.1556 | 17.92 | -36.91 | 36.91 | 10000000
2016-10-11 05:00:00 | 4.1131 | 17.76 | -45.93 | 45.93 | 10000000
2016-10-11 06:00:00 | 4.0706 | 17.6 | -49.39 | 49.39 | 10000000
2016-10-11 07:00:00 | 3.9006 | 16.96 | -49.35 | 49.35 | 10000000
2016-10-11 08:00:00 | 3.8155 | 16.64 | -47.58 | 47.58 | 10000000
2016-10-11 09:00:00 | 3.9856 | 17.28 | -45.08 | 45.08 | 10000000
2016-10-11 10:00:00 | 4.1131 | 17.76 | -40.08 | 40.08 | 10000000
2016-10-11 11:00:00 | 4.2406 | 18.24 | -39.91 | 39.91 | 10000000
2016-10-11 12:00:00 | 4.3257 | 18.56 | -37.88 | 37.88 | 10000000
2016-10-11 13:00:00 | 4.3682 | 18.72 | -39.25 | 39.25 | 10000000
2016-10-11 14:00:00 | 4.4532 | 19.04 | -39.96 | 39.96 | 10000000
2016-10-11 15:00:00 | 4.4957 | 19.2 | -42.67 | 42.67 | 10000000
2016-10-11 16:00:00 | 4.6232 | 19.68 | -44.97 | 44.97 | 10000000
2016-10-11 17:00:00 | 4.6657 | 19.84 | -44.54 | 44.54 | 10000000
2016-10-11 18:00:00 | 4.7507 | 20.16 | -35.45 | 35.45 | 10000000
2016-10-11 19:00:00 | 4.7507 | 20.16 | -34.23 | 34.23 | 10000000
2016-10-11 20:00:00 | 4.7507 | 20.16 | -33.03 | 33.03 | 10000000
2016-10-11 21:00:00 | 4.7933 | 20.32 | -30.41 | 30.41 | 10000000
2016-10-11 22:00:00 | 4.8358 | 20.48 | -28.17 | 28.17 | 10000000
2016-10-11 23:00:00 | 4.8358 | 20.48 | -27.93 | 27.93 | 10000000
2016-10-12 00:00:00 | 4.8783 | 20.64 | -28.09 | 28.09 | 10000000
2016-10-12 01:00:00 | 4.7933 | 20.32 | -28.01 | 28.01 | 10000000
2016-10-12 02:00:00 | 4.7507 | 20.16 | -28.16 | 28.16 | 10000000
2016-10-12 03:00:00 | 4.7507 | 20.16 | -29.99 | 29.99 | 10000000
2016-10-12 04:00:00 | 4.7082 | 20 | -32.93 | 32.93 | 10000000
2016-10-12 05:00:00 | 4.7082 | 20 | -45.07 | 45.07 | 10000000
2016-10-12 06:00:00 | 4.7507 | 20.16 | -46.99 | 46.99 | 10000000
2016-10-12 07:00:00 | 4.7082 | 20 | -45.95 | 45.95 | 10000000
2016-10-12 08:00:00 | 4.6232 | 19.68 | -41.59 | 41.59 | 10000000
2016-10-12 09:00:00 | 4.5807 | 19.52 | -44.94 | 44.94 | 10000000
2016-10-12 10:00:00 | 4.4957 | 19.2 | -40.54 | 40.54 | 10000000
2016-10-12 11:00:00 | 4.4107 | 18.88 | -36.77 | 36.77 | 10000000
2016-10-12 12:00:00 | 4.2831 | 18.4 | -34.93 | 34.93 | 10000000
2016-10-12 13:00:00 | 4.3682 | 18.72 | -33.87 | 33.87 | 10000000
2016-10-12 14:00:00 | 4.3682 | 18.72 | -37.44 | 37.44 | 10000000
2016-10-12 15:00:00 | 4.3257 | 18.56 | -44.02 | 44.02 | 10000000
2016-10-12 16:00:00 | 4.5807 | 19.52 | -45.68 | 45.68 | 10000000
2016-10-12 17:00:00 | 4.7082 | 20 | -47.82 | 47.82 | 10000000
2016-10-12 18:00:00 | 4.7507 | 20.16 | -38.26 | 38.26 | 10000000
2016-10-12 19:00:00 | 4.7507 | 20.16 | -33.57 | 33.57 | 10000000
2016-10-12 20:00:00 | 4.6657 | 19.84 | -33.99 | 33.99 | 10000000
2016-10-12 21:00:00 | 4.6232 | 19.68 | -30.1 | 30.1 | 10000000
2016-10-12 22:00:00 | 4.6232 | 19.68 | -28.21 | 28.21 | 10000000
2016-10-12 23:00:00 | 4.5807 | 19.52 | -28.15 | 28.15 | 10000000
2016-10-13 00:00:00 | 4.6232 | 19.68 | -28.08 | 28.08 | 10000000
2016-10-13 01:00:00 | 4.6657 | 19.84 | -28.14 | 28.14 | 10000000
2016-10-13 02:00:00 | 4.7507 | 20.16 | -28.12 | 28.12 | 10000000
2016-10-13 03:00:00 | 4.7507 | 20.16 | -28.23 | 28.23 | 10000000
2016-10-13 04:00:00 | 4.8358 | 20.48 | -36.66 | 36.66 | 10000000
2016-10-13 05:00:00 | 4.8358 | 20.48 | -47.91 | 47.91 | 10000000
2016-10-13 06:00:00 | 4.8783 | 20.64 | -49.64 | 49.64 | 10000000
2016-10-13 07:00:00 | 4.6232 | 19.68 | -44.98 | 44.98 | 10000000
2016-10-13 08:00:00 | 4.4532 | 19.04 | -40.02 | 40.02 | 10000000
2016-10-13 09:00:00 | 4.3682 | 18.72 | -37.64 | 37.64 | 10000000
2016-10-13 10:00:00 | 4.1981 | 18.08 | -31.39 | 31.39 | 10000000
2016-10-13 11:00:00 | 4.3682 | 18.72 | -31.06 | 31.06 | 10000000
2016-10-13 12:00:00 | 4.4107 | 18.88 | -30.12 | 30.12 | 10000000
2016-10-13 13:00:00 | 4.4107 | 18.88 | -32.06 | 32.06 | 10000000
2016-10-13 14:00:00 | 4.4532 | 19.04 | -31.63 | 31.63 | 10000000
2016-10-13 15:00:00 | 4.6232 | 19.68 | -38.13 | 38.13 | 10000000
2016-10-13 16:00:00 | 4.7082 | 20 | -42.76 | 42.76 | 10000000
2016-10-13 17:00:00 | 4.9633 | 20.96 | -39.96 | 39.96 | 10000000
2016-10-13 18:00:00 | 5.1333 | 21.6 | -30.58 | 30.58 | 10000000
2016-10-13 19:00:00 | 5.3884 | 22.56 | -28.7 | 28.7 | 10000000
2016-10-13 20:00:00 | 5.3459 | 22.4 | -28.2 | 28.2 | 10000000
2016-10-13 21:00:00 | 5.2608 | 22.08 | -27.42 | 27.42 | 10000000
2016-10-13 22:00:00 | 5.1758 | 21.76 | -20.8 | 20.8 | 10000000
2016-10-13 23:00:00 | 5.4734 | 22.88 | -20.02 | 20.02 | 10000000
2016-10-14 00:00:00 | 5.6434 | 23.52 | -14.98 | 14.98 | 10000000
2016-10-14 01:00:00 | 5.771 | 24 | -20.07 | 20.07 | 10000000
2016-10-14 02:00:00 | 5.8985 | 24.48 | -21.72 | 21.72 | 10000000
2016-10-14 03:00:00 | 6.0685 | 25.12 | -25.2 | 25.2 | 10000000
2016-10-14 04:00:00 | 6.2386 | 25.76 | -30.29 | 30.29 | 10000000
2016-10-14 05:00:00 | 6.3661 | 26.24 | -40.53 | 40.53 | 10000000
2016-10-14 06:00:00 | 6.2811 | 25.92 | -40.08 | 40.08 | 10000000
2016-10-14 07:00:00 | 6.026 | 24.96 | -40.1 | 40.1 | 10000000
2016-10-14 08:00:00 | 5.6434 | 23.52 | -34.13 | 34.13 | 10000000
2016-10-14 09:00:00 | 5.0908 | 21.44 | -29.55 | 29.55 | 10000000
2016-10-14 10:00:00 | 4.5807 | 19.52 | -28.17 | 28.17 | 10000000
2016-10-14 11:00:00 | 4.0281 | 17.44 | -28.1 | 28.1 | 10000000
2016-10-14 12:00:00 | 3.9431 | 17.12 | -28.2 | 28.2 | 10000000
2016-10-14 13:00:00 | 3.518 | 15.52 | -30.01 | 30.01 | 10000000
2016-10-14 14:00:00 | 3.2204 | 14.4 | -29 | 29 | 10000000
2016-10-14 15:00:00 | 3.2204 | 14.4 | -37.07 | 37.07 | 10000000
2016-10-14 16:00:00 | 3.518 | 15.52 | -38.27 | 38.27 | 10000000
2016-10-14 17:00:00 | 3.9006 | 16.96 | -38.52 | 38.52 | 10000000
2016-10-14 18:00:00 | 4.1556 | 17.92 | -32.32 | 32.32 | 10000000
2016-10-14 19:00:00 | 4.4107 | 18.88 | -29.57 | 29.57 | 10000000
2016-10-14 20:00:00 | 4.5807 | 19.52 | -28.2 | 28.2 | 10000000
2016-10-14 21:00:00 | 4.6232 | 19.68 | -28.01 | 28.01 | 10000000
2016-10-14 22:00:00 | 4.7082 | 20 | -15.53 | 15.53 | 10000000
2016-10-14 23:00:00 | 4.7933 | 20.32 | -13.1 | 13.1 | 10000000
2016-10-15 00:00:00 | 4.7933 | 20.32 | -13.66 | 13.66 | 10000000
2016-10-15 01:00:00 | 4.9633 | 20.96 | -13.62 | 13.62 | 10000000
2016-10-15 02:00:00 | 5.0483 | 21.28 | -17.99 | 17.99 | 10000000
2016-10-15 03:00:00 | 5.1333 | 21.6 | -15.5 | 15.5 | 10000000
2016-10-15 04:00:00 | 5.2608 | 22.08 | -15.79 | 15.79 | 10000000
2016-10-15 05:00:00 | 5.3034 | 22.24 | -27.62 | 27.62 | 10000000
2016-10-15 06:00:00 | 5.2608 | 22.08 | -30.59 | 30.59 | 10000000
2016-10-15 07:00:00 | 5.0908 | 21.44 | -31.62 | 31.62 | 10000000
2016-10-15 08:00:00 | 4.7933 | 20.32 | -31.89 | 31.89 | 10000000
2016-10-15 09:00:00 | 4.3257 | 18.56 | -33.34 | 33.34 | 10000000
2016-10-15 10:00:00 | 4.0706 | 17.6 | -31.39 | 31.39 | 10000000
2016-10-15 11:00:00 | 3.8155 | 16.64 | -31.36 | 31.36 | 10000000
2016-10-15 12:00:00 | 3.603 | 15.84 | -32.24 | 32.24 | 10000000
2016-10-15 13:00:00 | 3.5605 | 15.68 | -36.05 | 36.05 | 10000000
2016-10-15 14:00:00 | 3.8155 | 16.64 | -38.03 | 38.03 | 10000000
2016-10-15 15:00:00 | 4.0706 | 17.6 | -42.86 | 42.86 | 10000000
2016-10-15 16:00:00 | 4.2406 | 18.24 | -49.92 | 49.92 | 10000000
2016-10-15 17:00:00 | 4.4532 | 19.04 | -57.05 | 57.05 | 10000000
2016-10-15 18:00:00 | 4.6232 | 19.68 | -48.93 | 48.93 | 10000000
2016-10-15 19:00:00 | 4.7082 | 20 | -44.38 | 44.38 | 10000000
2016-10-15 20:00:00 | 4.8358 | 20.48 | -40.02 | 40.02 | 10000000
2016-10-15 21:00:00 | 4.9208 | 20.8 | -32.96 | 32.96 | 10000000
2016-10-15 22:00:00 | 5.0058 | 21.12 | -33.08 | 33.08 | 10000000
2016-10-15 23:00:00 | 5.0058 | 21.12 | -31.1 | 31.1 | 10000000
2016-10-16 00:00:00 | 5.0058 | 21.12 | -31.6 | 31.6 | 10000000
2016-10-16 01:00:00 | 5.0058 | 21.12 | -30.59 | 30.59 | 10000000
2016-10-16 02:00:00 | 5.0058 | 21.12 | -30.66 | 30.66 | 10000000
2016-10-16 03:00:00 | 5.0483 | 21.28 | -30.61 | 30.61 | 10000000
2016-10-16 04:00:00 | 5.0908 | 21.44 | -30.91 | 30.91 | 10000000
2016-10-16 05:00:00 | 5.1333 | 21.6 | -31.51 | 31.51 | 10000000
2016-10-16 06:00:00 | 5.1758 | 21.76 | -36.63 | 36.63 | 10000000
2016-10-16 07:00:00 | 5.1333 | 21.6 | -38.48 | 38.48 | 10000000
2016-10-16 08:00:00 | 5.0908 | 21.44 | -37.39 | 37.39 | 10000000
2016-10-16 09:00:00 | 4.9633 | 20.96 | -34.57 | 34.57 | 10000000
2016-10-16 10:00:00 | 4.7933 | 20.32 | -33.1 | 33.1 | 10000000
2016-10-16 11:00:00 | 4.6232 | 19.68 | -31.54 | 31.54 | 10000000
2016-10-16 12:00:00 | 4.6657 | 19.84 | -30.08 | 30.08 | 10000000
2016-10-16 13:00:00 | 4.5807 | 19.52 | -30.44 | 30.44 | 10000000
2016-10-16 14:00:00 | 4.6232 | 19.68 | -31.05 | 31.05 | 10000000
2016-10-16 15:00:00 | 4.6657 | 19.84 | -36.06 | 36.06 | 10000000
2016-10-16 16:00:00 | 4.7933 | 20.32 | -45.85 | 45.85 | 10000000
2016-10-16 17:00:00 | 4.8358 | 20.48 | -48.93 | 48.93 | 10000000
2016-10-16 18:00:00 | 4.8783 | 20.64 | -34.15 | 34.15 | 10000000
2016-10-16 19:00:00 | 4.8358 | 20.48 | -31.06 | 31.06 | 10000000
2016-10-16 20:00:00 | 4.8358 | 20.48 | -30.57 | 30.57 | 10000000
2016-10-16 21:00:00 | 4.8783 | 20.64 | -28.84 | 28.84 | 10000000
2016-10-16 22:00:00 | 4.8783 | 20.64 | -30.6 | 30.6 | 10000000
2016-10-16 23:00:00 | 4.8358 | 20.48 | -29.56 | 29.56 | 10000000
2016-10-17 00:00:00 | 4.7933 | 20.32 | -29.17 | 29.17 | 10000000
2016-10-17 01:00:00 | 4.7933 | 20.32 | -28.44 | 28.44 | 10000000
2016-10-17 02:00:00 | 4.7507 | 20.16 | -28.53 | 28.53 | 10000000
2016-10-17 03:00:00 | 4.7507 | 20.16 | -30.46 | 30.46 | 10000000
2016-10-17 04:00:00 | 4.7507 | 20.16 | -41.75 | 41.75 | 10000000
2016-10-17 05:00:00 | 4.8358 | 20.48 | -45.11 | 45.11 | 10000000
2016-10-17 06:00:00 | 4.8783 | 20.64 | -48.34 | 48.34 | 10000000
2016-10-17 07:00:00 | 4.7933 | 20.32 | -46.42 | 46.42 | 10000000
2016-10-17 08:00:00 | 4.7507 | 20.16 | -46.48 | 46.48 | 10000000
2016-10-17 09:00:00 | 4.6657 | 19.84 | -46.02 | 46.02 | 10000000
2016-10-17 10:00:00 | 4.5807 | 19.52 | -41.9 | 41.9 | 10000000
2016-10-17 11:00:00 | 4.4532 | 19.04 | -45.21 | 45.21 | 10000000
2016-10-17 12:00:00 | 4.4107 | 18.88 | -48.97 | 48.97 | 10000000
2016-10-17 13:00:00 | 4.3682 | 18.72 | -52.42 | 52.42 | 10000000
2016-10-17 14:00:00 | 4.4107 | 18.88 | -53.97 | 53.97 | 10000000
2016-10-17 15:00:00 | 4.4957 | 19.2 | -50.05 | 50.05 | 10000000
2016-10-17 16:00:00 | 4.5807 | 19.52 | -55.56 | 55.56 | 10000000
2016-10-17 17:00:00 | 4.6657 | 19.84 | -56.08 | 56.08 | 10000000
2016-10-17 18:00:00 | 4.7507 | 20.16 | -46.44 | 46.44 | 10000000
2016-10-17 19:00:00 | 4.7933 | 20.32 | -35.74 | 35.74 | 10000000
2016-10-17 20:00:00 | 4.8783 | 20.64 | -36.87 | 36.87 | 10000000
2016-10-17 21:00:00 | 4.9208 | 20.8 | -32.57 | 32.57 | 10000000
2016-10-17 22:00:00 | 5.0058 | 21.12 | -31.5 | 31.5 | 10000000
2016-10-17 23:00:00 | 5.0483 | 21.28 | -30.82 | 30.82 | 10000000
2016-10-18 00:00:00 | 5.0483 | 21.28 | -30.46 | 30.46 | 10000000
2016-10-18 01:00:00 | 5.0483 | 21.28 | -30.5 | 30.5 | 10000000
2016-10-18 02:00:00 | 5.0058 | 21.12 | -31.11 | 31.11 | 10000000
2016-10-18 03:00:00 | 5.0058 | 21.12 | -32.96 | 32.96 | 10000000
2016-10-18 04:00:00 | 5.0058 | 21.12 | -41.79 | 41.79 | 10000000
2016-10-18 05:00:00 | 5.0058 | 21.12 | -51.33 | 51.33 | 10000000
2016-10-18 06:00:00 | 5.0483 | 21.28 | -54.95 | 54.95 | 10000000
2016-10-18 07:00:00 | 5.0058 | 21.12 | -51.93 | 51.93 | 10000000
2016-10-18 08:00:00 | 4.8783 | 20.64 | -50.35 | 50.35 | 10000000
2016-10-18 09:00:00 | 4.7082 | 20 | -50.81 | 50.81 | 10000000
2016-10-18 10:00:00 | 4.6232 | 19.68 | -46.49 | 46.49 | 10000000
2016-10-18 11:00:00 | 4.2406 | 18.24 | -41.16 | 41.16 | 10000000
2016-10-18 12:00:00 | 3.8581 | 16.8 | -35.38 | 35.38 | 10000000
2016-10-18 13:00:00 | 3.6455 | 16 | -35.76 | 35.76 | 10000000
2016-10-18 14:00:00 | 3.5605 | 15.68 | -36.8 | 36.8 | 10000000
2016-10-18 15:00:00 | 3.433 | 15.2 | -44.9 | 44.9 | 10000000
2016-10-18 16:00:00 | 3.6455 | 16 | -48.91 | 48.91 | 10000000
2016-10-18 17:00:00 | 3.603 | 15.84 | -47.47 | 47.47 | 10000000
2016-10-18 18:00:00 | 3.688 | 16.16 | -37.63 | 37.63 | 10000000
2016-10-18 19:00:00 | 3.8155 | 16.64 | -34.44 | 34.44 | 10000000
2016-10-18 20:00:00 | 3.9006 | 16.96 | -32.7 | 32.7 | 10000000
2016-10-18 21:00:00 | 3.8155 | 16.64 | -30.49 | 30.49 | 10000000
2016-10-18 22:00:00 | 4.0281 | 17.44 | -30.27 | 30.27 | 10000000
2016-10-18 23:00:00 | 3.9856 | 17.28 | -28.99 | 28.99 | 10000000
2016-10-19 00:00:00 | 3.9431 | 17.12 | -28.95 | 28.95 | 10000000
2016-10-19 01:00:00 | 3.9006 | 16.96 | -29.08 | 29.08 | 10000000
2016-10-19 02:00:00 | 3.9431 | 17.12 | -30.32 | 30.32 | 10000000
2016-10-19 03:00:00 | 3.8155 | 16.64 | -30.85 | 30.85 | 10000000
2016-10-19 04:00:00 | 3.7305 | 16.32 | -36.66 | 36.66 | 10000000
2016-10-19 05:00:00 | 3.7305 | 16.32 | -47.5 | 47.5 | 10000000
2016-10-19 06:00:00 | 3.688 | 16.16 | -48.68 | 48.68 | 10000000
2016-10-19 07:00:00 | 3.6455 | 16 | -48.47 | 48.47 | 10000000
2016-10-19 08:00:00 | 3.518 | 15.52 | -49.29 | 49.29 | 10000000
2016-10-19 09:00:00 | 3.3905 | 15.04 | -49.29 | 49.29 | 10000000
2016-10-19 10:00:00 | 3.603 | 15.84 | -47.99 | 47.99 | 10000000
2016-10-19 11:00:00 | 3.8155 | 16.64 | -45.92 | 45.92 | 10000000
2016-10-19 12:00:00 | 3.9006 | 16.96 | -42.01 | 42.01 | 10000000
2016-10-19 13:00:00 | 3.9431 | 17.12 | -41.27 | 41.27 | 10000000
2016-10-19 14:00:00 | 3.773 | 16.48 | -42.12 | 42.12 | 10000000
2016-10-19 15:00:00 | 3.773 | 16.48 | -48.32 | 48.32 | 10000000
2016-10-19 16:00:00 | 4.1131 | 17.76 | -48.95 | 48.95 | 10000000
2016-10-19 17:00:00 | 4.0281 | 17.44 | -49 | 49 | 10000000
2016-10-19 18:00:00 | 3.9856 | 17.28 | -44.49 | 44.49 | 10000000
2016-10-19 19:00:00 | 4.1556 | 17.92 | -35.2 | 35.2 | 10000000
2016-10-19 20:00:00 | 4.3682 | 18.72 | -34.99 | 34.99 | 10000000
2016-10-19 21:00:00 | 4.7507 | 20.16 | -31.26 | 31.26 | 10000000
2016-10-19 22:00:00 | 4.4532 | 19.04 | -30.36 | 30.36 | 10000000
2016-10-19 23:00:00 | 4.4532 | 19.04 | -29.99 | 29.99 | 10000000
2016-10-20 00:00:00 | 4.5382 | 19.36 | -29.97 | 29.97 | 10000000
2016-10-20 01:00:00 | 4.4957 | 19.2 | -30.03 | 30.03 | 10000000
2016-10-20 02:00:00 | 4.5807 | 19.52 | -30.02 | 30.02 | 10000000
2016-10-20 03:00:00 | 5.0058 | 21.12 | -30.83 | 30.83 | 10000000
2016-10-20 04:00:00 | 5.1333 | 21.6 | -35.35 | 35.35 | 10000000
2016-10-20 05:00:00 | 5.1758 | 21.76 | -41.84 | 41.84 | 10000000
2016-10-20 06:00:00 | 5.2183 | 21.92 | -46.95 | 46.95 | 10000000
2016-10-20 07:00:00 | 5.0908 | 21.44 | -47.98 | 47.98 | 10000000
2016-10-20 08:00:00 | 4.8783 | 20.64 | -47.06 | 47.06 | 10000000
2016-10-20 09:00:00 | 4.6657 | 19.84 | -47.16 | 47.16 | 10000000
2016-10-20 10:00:00 | 4.4957 | 19.2 | -44.93 | 44.93 | 10000000
2016-10-20 11:00:00 | 4.1131 | 17.76 | -44.71 | 44.71 | 10000000
2016-10-20 12:00:00 | 4.3257 | 18.56 | -42.6 | 42.6 | 10000000
2016-10-20 13:00:00 | 4.0706 | 17.6 | -43.6 | 43.6 | 10000000
2016-10-20 14:00:00 | 3.8581 | 16.8 | -44.98 | 44.98 | 10000000
2016-10-20 15:00:00 | 3.9006 | 16.96 | -48.91 | 48.91 | 10000000
2016-10-20 16:00:00 | 3.9431 | 17.12 | -48.96 | 48.96 | 10000000
2016-10-20 17:00:00 | 4.0706 | 17.6 | -56.01 | 56.01 | 10000000
2016-10-20 18:00:00 | 4.1556 | 17.92 | -46.45 | 46.45 | 10000000
2016-10-20 19:00:00 | 4.1981 | 18.08 | -36.11 | 36.11 | 10000000
2016-10-20 20:00:00 | 4.5807 | 19.52 | -34.67 | 34.67 | 10000000
2016-10-20 21:00:00 | 4.3682 | 18.72 | -32.87 | 32.87 | 10000000
2016-10-20 22:00:00 | 4.3682 | 18.72 | -32.65 | 32.65 | 10000000
2016-10-20 23:00:00 | 4.3682 | 18.72 | -31.94 | 31.94 | 10000000
2016-10-21 00:00:00 | 4.4957 | 19.2 | -31.39 | 31.39 | 10000000
2016-10-21 01:00:00 | 4.4957 | 19.2 | -31.17 | 31.17 | 10000000
2016-10-21 02:00:00 | 4.5382 | 19.36 | -32.55 | 32.55 | 10000000
2016-10-21 03:00:00 | 4.4957 | 19.2 | -32.84 | 32.84 | 10000000
2016-10-21 04:00:00 | 4.5807 | 19.52 | -35.9 | 35.9 | 10000000
2016-10-21 05:00:00 | 4.5382 | 19.36 | -46.87 | 46.87 | 10000000
2016-10-21 06:00:00 | 4.5807 | 19.52 | -48.98 | 48.98 | 10000000
2016-10-21 07:00:00 | 4.6657 | 19.84 | -48.45 | 48.45 | 10000000
2016-10-21 08:00:00 | 4.8358 | 20.48 | -48.42 | 48.42 | 10000000
2016-10-21 09:00:00 | 4.7507 | 20.16 | -47.82 | 47.82 | 10000000
2016-10-21 10:00:00 | 4.6232 | 19.68 | -46.49 | 46.49 | 10000000
2016-10-21 11:00:00 | 4.5807 | 19.52 | -41.84 | 41.84 | 10000000
2016-10-21 12:00:00 | 4.4107 | 18.88 | -38.31 | 38.31 | 10000000
2016-10-21 13:00:00 | 4.3257 | 18.56 | -37.41 | 37.41 | 10000000
2016-10-21 14:00:00 | 4.3682 | 18.72 | -37.96 | 37.96 | 10000000
2016-10-21 15:00:00 | 4.3682 | 18.72 | -42.06 | 42.06 | 10000000
2016-10-21 16:00:00 | 4.4107 | 18.88 | -46.44 | 46.44 | 10000000
2016-10-21 17:00:00 | 4.4532 | 19.04 | -45.95 | 45.95 | 10000000
2016-10-21 18:00:00 | 4.4957 | 19.2 | -39.49 | 39.49 | 10000000
2016-10-21 19:00:00 | 4.5382 | 19.36 | -36.09 | 36.09 | 10000000
2016-10-21 20:00:00 | 4.5807 | 19.52 | -34.98 | 34.98 | 10000000
2016-10-21 21:00:00 | 4.7082 | 20 | -33.9 | 33.9 | 10000000
2016-10-21 22:00:00 | 4.7082 | 20 | -38.45 | 38.45 | 10000000
2016-10-21 23:00:00 | 4.7082 | 20 | -34.55 | 34.55 | 10000000
2016-10-22 00:00:00 | 4.7082 | 20 | -33.96 | 33.96 | 10000000
2016-10-22 01:00:00 | 4.7082 | 20 | -34.11 | 34.11 | 10000000
2016-10-22 02:00:00 | 4.7082 | 20 | -35.18 | 35.18 | 10000000
2016-10-22 03:00:00 | 4.7507 | 20.16 | -35.61 | 35.61 | 10000000
2016-10-22 04:00:00 | 4.7507 | 20.16 | -34.55 | 34.55 | 10000000
2016-10-22 05:00:00 | 4.7507 | 20.16 | -36.89 | 36.89 | 10000000
2016-10-22 06:00:00 | 4.7933 | 20.32 | -35.21 | 35.21 | 10000000
2016-10-22 07:00:00 | 4.7933 | 20.32 | -38.07 | 38.07 | 10000000
2016-10-22 08:00:00 | 4.7933 | 20.32 | -37.87 | 37.87 | 10000000
2016-10-22 09:00:00 | 4.6232 | 19.68 | -37.28 | 37.28 | 10000000
2016-10-22 10:00:00 | 4.4957 | 19.2 | -39.96 | 39.96 | 10000000
2016-10-22 11:00:00 | 4.2831 | 18.4 | -35.02 | 35.02 | 10000000
2016-10-22 12:00:00 | 4.1556 | 17.92 | -34.31 | 34.31 | 10000000
2016-10-22 13:00:00 | 4.0706 | 17.6 | -34.17 | 34.17 | 10000000
2016-10-22 14:00:00 | 4.2406 | 18.24 | -35.19 | 35.19 | 10000000
2016-10-22 15:00:00 | 4.2406 | 18.24 | -46.76 | 46.76 | 10000000
2016-10-22 16:00:00 | 4.4107 | 18.88 | -49.96 | 49.96 | 10000000
2016-10-22 17:00:00 | 4.5807 | 19.52 | -49.99 | 49.99 | 10000000
2016-10-22 18:00:00 | 4.6232 | 19.68 | -44.11 | 44.11 | 10000000
2016-10-22 19:00:00 | 4.7082 | 20 | -35.88 | 35.88 | 10000000
2016-10-22 20:00:00 | 5.4309 | 22.72 | -34.53 | 34.53 | 10000000
2016-10-22 21:00:00 | 5.856 | 24.32 | -34.51 | 34.51 | 10000000
2016-10-22 22:00:00 | 5.9835 | 24.8 | -33.09 | 33.09 | 10000000
2016-10-22 23:00:00 | 6.111 | 25.28 | -32.69 | 32.69 | 10000000
2016-10-23 00:00:00 | 6.0685 | 25.12 | -32.41 | 32.41 | 10000000
2016-10-23 01:00:00 | 5.771 | 24 | -31.85 | 31.85 | 10000000
2016-10-23 02:00:00 | 5.6859 | 23.68 | -32.03 | 32.03 | 10000000
2016-10-23 03:00:00 | 5.6859 | 23.68 | -31.9 | 31.9 | 10000000
2016-10-23 04:00:00 | 5.941 | 24.64 | -32.52 | 32.52 | 10000000
2016-10-23 05:00:00 | 5.9835 | 24.8 | -33.04 | 33.04 | 10000000
2016-10-23 06:00:00 | 5.9835 | 24.8 | -33.75 | 33.75 | 10000000
2016-10-23 07:00:00 | 5.8985 | 24.48 | -35.22 | 35.22 | 10000000
2016-10-23 08:00:00 | 5.6434 | 23.52 | -34.84 | 34.84 | 10000000
2016-10-23 09:00:00 | 5.3459 | 22.4 | -33.91 | 33.91 | 10000000
2016-10-23 10:00:00 | 5.0908 | 21.44 | -32.63 | 32.63 | 10000000
2016-10-23 11:00:00 | 4.7507 | 20.16 | -32.86 | 32.86 | 10000000
2016-10-23 12:00:00 | 4.4107 | 18.88 | -31.95 | 31.95 | 10000000
2016-10-23 13:00:00 | 4.2406 | 18.24 | -32.66 | 32.66 | 10000000
2016-10-23 14:00:00 | 4.2406 | 18.24 | -34.44 | 34.44 | 10000000
2016-10-23 15:00:00 | 4.3682 | 18.72 | -37.24 | 37.24 | 10000000
2016-10-23 16:00:00 | 4.7933 | 20.32 | -42.01 | 42.01 | 10000000
2016-10-23 17:00:00 | 4.9633 | 20.96 | -47.02 | 47.02 | 10000000
2016-10-23 18:00:00 | 4.7507 | 20.16 | -39.77 | 39.77 | 10000000
2016-10-23 19:00:00 | 4.7933 | 20.32 | -36.86 | 36.86 | 10000000
2016-10-23 20:00:00 | 4.6657 | 19.84 | -34.75 | 34.75 | 10000000
2016-10-23 21:00:00 | 4.6232 | 19.68 | -33.6 | 33.6 | 10000000
2016-10-23 22:00:00 | 4.6657 | 19.84 | -31.44 | 31.44 | 10000000
2016-10-23 23:00:00 | 4.7507 | 20.16 | -31.08 | 31.08 | 10000000
2016-10-24 00:00:00 | 4.8358 | 20.48 | -31.53 | 31.53 | 10000000
2016-10-24 01:00:00 | 5.0483 | 21.28 | -30.9 | 30.9 | 10000000
2016-10-24 02:00:00 | 4.9633 | 20.96 | -31.24 | 31.24 | 10000000
2016-10-24 03:00:00 | 4.8358 | 20.48 | -31.68 | 31.68 | 10000000
2016-10-24 04:00:00 | 4.8783 | 20.64 | -43.5 | 43.5 | 10000000
2016-10-24 05:00:00 | 4.9208 | 20.8 | -49.92 | 49.92 | 10000000
2016-10-24 06:00:00 | 4.9208 | 20.8 | -49.92 | 49.92 | 10000000
2016-10-24 07:00:00 | 5.0483 | 21.28 | -49.9 | 49.9 | 10000000
2016-10-24 08:00:00 | 4.8783 | 20.64 | -49.98 | 49.98 | 10000000
2016-10-24 09:00:00 | 4.7082 | 20 | -49.97 | 49.97 | 10000000
2016-10-24 10:00:00 | 4.4532 | 19.04 | -49.07 | 49.07 | 10000000
2016-10-24 11:00:00 | 4.0706 | 17.6 | -46.07 | 46.07 | 10000000
2016-10-24 12:00:00 | 3.9856 | 17.28 | -44.73 | 44.73 | 10000000
2016-10-24 13:00:00 | 3.9856 | 17.28 | -46.09 | 46.09 | 10000000
2016-10-24 14:00:00 | 3.8581 | 16.8 | -46.47 | 46.47 | 10000000
2016-10-24 15:00:00 | 3.9006 | 16.96 | -48.21 | 48.21 | 10000000
2016-10-24 16:00:00 | 3.9856 | 17.28 | -48.49 | 48.49 | 10000000
2016-10-24 17:00:00 | 4.0281 | 17.44 | -48.35 | 48.35 | 10000000
2016-10-24 18:00:00 | 4.1131 | 17.76 | -42.32 | 42.32 | 10000000
2016-10-24 19:00:00 | 4.1981 | 18.08 | -36.35 | 36.35 | 10000000
2016-10-24 20:00:00 | 4.2406 | 18.24 | -35.82 | 35.82 | 10000000
2016-10-24 21:00:00 | 4.1981 | 18.08 | -33.07 | 33.07 | 10000000
2016-10-24 22:00:00 | 4.2406 | 18.24 | -35.38 | 35.38 | 10000000
2016-10-24 23:00:00 | 4.2406 | 18.24 | -34.58 | 34.58 | 10000000
2016-10-25 00:00:00 | 4.2831 | 18.4 | -34.64 | 34.64 | 10000000
2016-10-25 01:00:00 | 4.3257 | 18.56 | -35.02 | 35.02 | 10000000
2016-10-25 02:00:00 | 4.3682 | 18.72 | -34.97 | 34.97 | 10000000
2016-10-25 03:00:00 | 4.3257 | 18.56 | -37.01 | 37.01 | 10000000
2016-10-25 04:00:00 | 4.3682 | 18.72 | -43.3 | 43.3 | 10000000
2016-10-25 05:00:00 | 4.4107 | 18.88 | -68.1 | 68.1 | 10000000
2016-10-25 06:00:00 | 4.4532 | 19.04 | -68.02 | 68.02 | 10000000
2016-10-25 07:00:00 | 4.5382 | 19.36 | -67.28 | 67.28 | 10000000
2016-10-25 08:00:00 | 4.2831 | 18.4 | -73.07 | 73.07 | 10000000
2016-10-25 09:00:00 | 3.9431 | 17.12 | -74.23 | 74.23 | 10000000
2016-10-25 10:00:00 | 3.688 | 16.16 | -67.61 | 67.61 | 10000000
2016-10-25 11:00:00 | 3.3905 | 15.04 | -66.01 | 66.01 | 10000000
2016-10-25 12:00:00 | 3.3905 | 15.04 | -57.97 | 57.97 | 10000000
2016-10-25 13:00:00 | 3.2629 | 14.56 | -56.38 | 56.38 | 10000000
2016-10-25 14:00:00 | 3.348 | 14.88 | -56 | 56 | 10000000
2016-10-25 15:00:00 | 3.4755 | 15.36 | -67.71 | 67.71 | 10000000
2016-10-25 16:00:00 | 4.1981 | 18.08 | -67.18 | 67.18 | 10000000
2016-10-25 17:00:00 | 4.8358 | 20.48 | -60.39 | 60.39 | 10000000
2016-10-25 18:00:00 | 5.0483 | 21.28 | -51.98 | 51.98 | 10000000
2016-10-25 19:00:00 | 4.8358 | 20.48 | -39.76 | 39.76 | 10000000
2016-10-25 20:00:00 | 4.9208 | 20.8 | -37.38 | 37.38 | 10000000
2016-10-25 21:00:00 | 4.8358 | 20.48 | -34.7 | 34.7 | 10000000
2016-10-25 22:00:00 | 5.1333 | 21.6 | -35.81 | 35.81 | 10000000
2016-10-25 23:00:00 | 5.8135 | 24.16 | -34.6 | 34.6 | 10000000
2016-10-26 00:00:00 | 6.026 | 24.96 | -34.71 | 34.71 | 10000000
2016-10-26 01:00:00 | 6.3236 | 26.08 | -35.03 | 35.03 | 10000000
2016-10-26 02:00:00 | 6.3236 | 26.08 | -35.03 | 35.03 | 10000000
2016-10-26 03:00:00 | 5.941 | 24.64 | -36.17 | 36.17 | 10000000
2016-10-26 04:00:00 | 5.5159 | 23.04 | -41.2 | 41.2 | 10000000
2016-10-26 05:00:00 | 5.3884 | 22.56 | -52.3 | 52.3 | 10000000
2016-10-26 06:00:00 | 5.4309 | 22.72 | -55.66 | 55.66 | 10000000
2016-10-26 07:00:00 | 5.1758 | 21.76 | -58.21 | 58.21 | 10000000
2016-10-26 08:00:00 | 5.0058 | 21.12 | -58.01 | 58.01 | 10000000
2016-10-26 09:00:00 | 5.0483 | 21.28 | -55.68 | 55.68 | 10000000
2016-10-26 10:00:00 | 4.7933 | 20.32 | -52.15 | 52.15 | 10000000
2016-10-26 11:00:00 | 4.4532 | 19.04 | -49.88 | 49.88 | 10000000
2016-10-26 12:00:00 | 4.1981 | 18.08 | -45.67 | 45.67 | 10000000
2016-10-26 13:00:00 | 4.0706 | 17.6 | -46.81 | 46.81 | 10000000
2016-10-26 14:00:00 | 4.1131 | 17.76 | -47.92 | 47.92 | 10000000
2016-10-26 15:00:00 | 4.5807 | 19.52 | -50.27 | 50.27 | 10000000
2016-10-26 16:00:00 | 4.9633 | 20.96 | -53.84 | 53.84 | 10000000
2016-10-26 17:00:00 | 5.2183 | 21.92 | -52.49 | 52.49 | 10000000
2016-10-26 18:00:00 | 5.3459 | 22.4 | -41.28 | 41.28 | 10000000
2016-10-26 19:00:00 | 5.3459 | 22.4 | -39.99 | 39.99 | 10000000
2016-10-26 20:00:00 | 5.3884 | 22.56 | -37.37 | 37.37 | 10000000
2016-10-26 21:00:00 | 5.1333 | 21.6 | -34.1 | 34.1 | 10000000
2016-10-26 22:00:00 | 5.2608 | 22.08 | -32.84 | 32.84 | 10000000
2016-10-26 23:00:00 | 5.3034 | 22.24 | -32.26 | 32.26 | 10000000
2016-10-27 00:00:00 | 5.1758 | 21.76 | -31.87 | 31.87 | 10000000
2016-10-27 01:00:00 | 5.2608 | 22.08 | -31.25 | 31.25 | 10000000
2016-10-27 02:00:00 | 5.2608 | 22.08 | -32.34 | 32.34 | 10000000
2016-10-27 03:00:00 | 5.1758 | 21.76 | -33.58 | 33.58 | 10000000
2016-10-27 04:00:00 | 5.3884 | 22.56 | -38.12 | 38.12 | 10000000
2016-10-27 05:00:00 | 5.3034 | 22.24 | -47.94 | 47.94 | 10000000
2016-10-27 06:00:00 | 5.2608 | 22.08 | -48.99 | 48.99 | 10000000
2016-10-27 07:00:00 | 5.0058 | 21.12 | -47.42 | 47.42 | 10000000
2016-10-27 08:00:00 | 4.6657 | 19.84 | -47.94 | 47.94 | 10000000
2016-10-27 09:00:00 | 4.3257 | 18.56 | -45.69 | 45.69 | 10000000
2016-10-27 10:00:00 | 4.0706 | 17.6 | -44.11 | 44.11 | 10000000
2016-10-27 11:00:00 | 3.8155 | 16.64 | -41.77 | 41.77 | 10000000
2016-10-27 12:00:00 | 3.6455 | 16 | -38.68 | 38.68 | 10000000
2016-10-27 13:00:00 | 3.4755 | 15.36 | -39.51 | 39.51 | 10000000
2016-10-27 14:00:00 | 3.4755 | 15.36 | -40.91 | 40.91 | 10000000
2016-10-27 15:00:00 | 3.3905 | 15.04 | -44.69 | 44.69 | 10000000
2016-10-27 16:00:00 | 3.3905 | 15.04 | -48.73 | 48.73 | 10000000
2016-10-27 17:00:00 | 3.3054 | 14.72 | -42 | 42 | 10000000
2016-10-27 18:00:00 | 3.688 | 16.16 | -38.02 | 38.02 | 10000000
2016-10-27 19:00:00 | 3.7305 | 16.32 | -36.76 | 36.76 | 10000000
2016-10-27 20:00:00 | 3.8155 | 16.64 | -33.82 | 33.82 | 10000000
2016-10-27 21:00:00 | 4.1556 | 17.92 | -31.05 | 31.05 | 10000000
2016-10-27 22:00:00 | 3.9856 | 17.28 | -29.06 | 29.06 | 10000000
2016-10-27 23:00:00 | 3.773 | 16.48 | -26.87 | 26.87 | 10000000
2016-10-28 00:00:00 | 3.4755 | 15.36 | -23.43 | 23.43 | 10000000
2016-10-28 01:00:00 | 3.2629 | 14.56 | -23.65 | 23.65 | 10000000
2016-10-28 02:00:00 | 3.348 | 14.88 | -23.92 | 23.92 | 10000000
2016-10-28 03:00:00 | 3.2204 | 14.4 | -29.1 | 29.1 | 10000000
2016-10-28 04:00:00 | 3.2204 | 14.4 | -31.08 | 31.08 | 10000000
2016-10-28 05:00:00 | 3.1779 | 14.24 | -37.04 | 37.04 | 10000000
2016-10-28 06:00:00 | 3.1354 | 14.08 | -39.3 | 39.3 | 10000000
2016-10-28 07:00:00 | 3.1779 | 14.24 | -37.72 | 37.72 | 10000000
2016-10-28 08:00:00 | 3.0079 | 13.6 | -37.76 | 37.76 | 10000000
2016-10-28 09:00:00 | 2.8804 | 13.12 | -38.89 | 38.89 | 10000000
2016-10-28 10:00:00 | 2.7103 | 12.48 | -37.17 | 37.17 | 10000000
2016-10-28 11:00:00 | 2.7528 | 12.64 | -36.82 | 36.82 | 10000000
2016-10-28 12:00:00 | 2.4978 | 11.68 | -36.31 | 36.31 | 10000000
2016-10-28 13:00:00 | 2.4128 | 11.36 | -37.23 | 37.23 | 10000000
2016-10-28 14:00:00 | 2.2002 | 10.56 | -37.99 | 37.99 | 10000000
2016-10-28 15:00:00 | 2.1152 | 10.24 | -43.74 | 43.74 | 10000000
2016-10-28 16:00:00 | 2.6253 | 12.16 | -50.5 | 50.5 | 10000000
2016-10-28 17:00:00 | 3.0929 | 13.92 | -47.62 | 47.62 | 10000000
2016-10-28 18:00:00 | 3.4755 | 15.36 | -41.97 | 41.97 | 10000000
2016-10-28 19:00:00 | 3.3905 | 15.04 | -42.82 | 42.82 | 10000000
2016-10-28 20:00:00 | 3.8155 | 16.64 | -39.93 | 39.93 | 10000000
2016-10-28 21:00:00 | 4.0281 | 17.44 | -33.1 | 33.1 | 10000000
2016-10-28 22:00:00 | 3.9431 | 17.12 | -31.05 | 31.05 | 10000000
2016-10-28 23:00:00 | 4.2406 | 18.24 | -29.85 | 29.85 | 10000000
2016-10-29 00:00:00 | 4.6232 | 19.68 | -29.04 | 29.04 | 10000000
2016-10-29 01:00:00 | 4.7507 | 20.16 | -28.65 | 28.65 | 10000000
2016-10-29 02:00:00 | 5.0058 | 21.12 | -28.77 | 28.77 | 10000000
2016-10-29 03:00:00 | 4.9633 | 20.96 | -28.84 | 28.84 | 10000000
2016-10-29 04:00:00 | 4.8358 | 20.48 | -30.77 | 30.77 | 10000000
2016-10-29 05:00:00 | 4.7082 | 20 | -32.5 | 32.5 | 10000000
2016-10-29 06:00:00 | 4.8783 | 20.64 | -35.06 | 35.06 | 10000000
2016-10-29 07:00:00 | 4.5807 | 19.52 | -41.76 | 41.76 | 10000000
2016-10-29 08:00:00 | 4.1131 | 17.76 | -41.54 | 41.54 | 10000000
2016-10-29 09:00:00 | 3.6455 | 16 | -36.19 | 36.19 | 10000000
2016-10-29 10:00:00 | 3.3054 | 14.72 | -33.79 | 33.79 | 10000000
2016-10-29 11:00:00 | 3.3054 | 14.72 | -31.54 | 31.54 | 10000000
2016-10-29 12:00:00 | 3.1354 | 14.08 | -30.03 | 30.03 | 10000000
2016-10-29 13:00:00 | 3.1779 | 14.24 | -31.41 | 31.41 | 10000000
2016-10-29 14:00:00 | 3.2204 | 14.4 | -32.7 | 32.7 | 10000000
2016-10-29 15:00:00 | 3.518 | 15.52 | -37.93 | 37.93 | 10000000
2016-10-29 16:00:00 | 4.3682 | 18.72 | -45.92 | 45.92 | 10000000
2016-10-29 17:00:00 | 4.4532 | 19.04 | -44.27 | 44.27 | 10000000
2016-10-29 18:00:00 | 4.5807 | 19.52 | -39.44 | 39.44 | 10000000
2016-10-29 19:00:00 | 4.2406 | 18.24 | -35.24 | 35.24 | 10000000
2016-10-29 20:00:00 | 4.3257 | 18.56 | -35.12 | 35.12 | 10000000
2016-10-29 21:00:00 | 4.3682 | 18.72 | -33.81 | 33.81 | 10000000
2016-10-29 22:00:00 | 4.7933 | 20.32 | -32.57 | 32.57 | 10000000
2016-10-29 23:00:00 | 4.7507 | 20.16 | -32.15 | 32.15 | 10000000
2016-10-30 00:00:00 | 4.6657 | 19.84 | -31.55 | 31.55 | 10000000
2016-10-30 01:00:00 | 4.7933 | 20.32 | -31.55 | 31.55 | 10000000
2016-10-30 02:00:00 | 4.7082 | 20 | -31.4 | 31.4 | 10000000
2016-10-30 03:00:00 | 5.3459 | 22.4 | -31.45 | 31.45 | 10000000
2016-10-30 04:00:00 | 5.4734 | 22.88 | -32.03 | 32.03 | 10000000
2016-10-30 05:00:00 | 5.6009 | 23.36 | -32.55 | 32.55 | 10000000
2016-10-30 06:00:00 | 5.3459 | 22.4 | -33.35 | 33.35 | 10000000
2016-10-30 07:00:00 | 5.0058 | 21.12 | -35.02 | 35.02 | 10000000
2016-10-30 08:00:00 | 4.5382 | 19.36 | -36.49 | 36.49 | 10000000
2016-10-30 09:00:00 | 4.1131 | 17.76 | -36.99 | 36.99 | 10000000
2016-10-30 10:00:00 | 3.773 | 16.48 | -38.33 | 38.33 | 10000000
2016-10-30 11:00:00 | 3.773 | 16.48 | -37.2 | 37.2 | 10000000
2016-10-30 12:00:00 | 3.3054 | 14.72 | -33.9 | 33.9 | 10000000
2016-10-30 13:00:00 | 3.433 | 15.2 | -32.48 | 32.48 | 10000000
2016-10-30 14:00:00 | 3.3905 | 15.04 | -33.09 | 33.09 | 10000000
2016-10-30 15:00:00 | 3.7305 | 16.32 | -34.64 | 34.64 | 10000000
2016-10-30 16:00:00 | 4.4957 | 19.2 | -49.2 | 49.2 | 10000000
2016-10-30 17:00:00 | 5.0908 | 21.44 | -52.48 | 52.48 | 10000000
2016-10-30 18:00:00 | 5.5159 | 23.04 | -48.28 | 48.28 | 10000000
2016-10-30 19:00:00 | 5.4309 | 22.72 | -40.3 | 40.3 | 10000000
2016-10-30 20:00:00 | 5.7284 | 23.84 | -39 | 39 | 10000000
2016-10-30 21:00:00 | 5.6859 | 23.68 | -39 | 39 | 10000000
2016-10-30 22:00:00 | 5.7284 | 23.84 | -37.64 | 37.64 | 10000000
2016-10-30 23:00:00 | 5.9835 | 24.8 | -35.36 | 35.36 | 10000000
2016-10-31 00:00:00 | 6.111 | 25.28 | -34.94 | 34.94 | 10000000
2016-10-31 01:00:00 | 6.2386 | 25.76 | -34.66 | 34.66 | 10000000
2016-10-31 02:00:00 | 6.026 | 24.96 | -33.92 | 33.92 | 10000000
2016-10-31 03:00:00 | 6.6636 | 27.36 | -34.39 | 34.39 | 10000000
2016-10-31 04:00:00 | 6.2386 | 25.76 | -40.03 | 40.03 | 10000000
2016-10-31 05:00:00 | 6.4086 | 26.4 | -45.29 | 45.29 | 10000000
2016-10-31 06:00:00 | 6.3236 | 26.08 | -51.68 | 51.68 | 10000000
2016-10-31 07:00:00 | 5.8135 | 24.16 | -50.47 | 50.47 | 10000000
2016-10-31 08:00:00 | 5.4309 | 22.72 | -47.38 | 47.38 | 10000000
2016-10-31 09:00:00 | 4.9633 | 20.96 | -45.1 | 45.1 | 10000000
2016-10-31 10:00:00 | 4.4107 | 18.88 | -44 | 44 | 10000000
2016-10-31 11:00:00 | 3.7305 | 16.32 | -39 | 39 | 10000000
2016-10-31 12:00:00 | 3.518 | 15.52 | -38.08 | 38.08 | 10000000
2016-10-31 13:00:00 | 3.348 | 14.88 | -38.64 | 38.64 | 10000000
2016-10-31 14:00:00 | 3.2629 | 14.56 | -46.04 | 46.04 | 10000000
2016-10-31 15:00:00 | 3.433 | 15.2 | -49.73 | 49.73 | 10000000
2016-10-31 16:00:00 | 3.603 | 15.84 | -59.2 | 59.2 | 10000000
2016-10-31 17:00:00 | 3.603 | 15.84 | -55.98 | 55.98 | 10000000
2016-10-31 18:00:00 | 3.518 | 15.52 | -48.96 | 48.96 | 10000000
2016-10-31 19:00:00 | 3.518 | 15.52 | -44.13 | 44.13 | 10000000
2016-10-31 20:00:00 | 3.518 | 15.52 | -40.26 | 40.26 | 10000000
2016-10-31 21:00:00 | 3.5605 | 15.68 | -38.62 | 38.62 | 10000000
2016-10-31 22:00:00 | 3.4755 | 15.36 | -37.68 | 37.68 | 10000000
2016-10-31 23:00:00 | 3.518 | 15.52 | -33.31 | 33.31 | 10000000
2016-11-01 00:00:00 | 3.518 | 15.52 | -33.68 | 33.68 | 10000000
2016-11-01 01:00:00 | 3.518 | 15.52 | -33.31 | 33.31 | 10000000
2016-11-01 02:00:00 | 3.518 | 15.52 | -32.52 | 32.52 | 10000000
2016-11-01 03:00:00 | 3.433 | 15.2 | -32.99 | 32.99 | 10000000
2016-11-01 04:00:00 | 3.3905 | 15.04 | -33.31 | 33.31 | 10000000
2016-11-01 05:00:00 | 3.348 | 14.88 | -36.98 | 36.98 | 10000000
2016-11-01 06:00:00 | 3.2629 | 14.56 | -41.93 | 41.93 | 10000000
2016-11-01 07:00:00 | 3.2629 | 14.56 | -41.09 | 41.09 | 10000000
2016-11-01 08:00:00 | 3.3905 | 15.04 | -33.77 | 33.77 | 10000000
2016-11-01 09:00:00 | 3.3905 | 15.04 | -31.27 | 31.27 | 10000000
2016-11-01 10:00:00 | 3.3054 | 14.72 | -30.9 | 30.9 | 10000000
2016-11-01 11:00:00 | 3.1779 | 14.24 | -30.75 | 30.75 | 10000000
2016-11-01 12:00:00 | 3.1354 | 14.08 | -30.03 | 30.03 | 10000000
2016-11-01 13:00:00 | 3.0079 | 13.6 | -31.58 | 31.58 | 10000000
2016-11-01 14:00:00 | 3.0504 | 13.76 | -33.28 | 33.28 | 10000000
2016-11-01 15:00:00 | 3.2629 | 14.56 | -39.34 | 39.34 | 10000000
2016-11-01 16:00:00 | 3.3905 | 15.04 | -47.51 | 47.51 | 10000000
2016-11-01 17:00:00 | 3.688 | 16.16 | -49.99 | 49.99 | 10000000
2016-11-01 18:00:00 | 3.8581 | 16.8 | -45.97 | 45.97 | 10000000
2016-11-01 19:00:00 | 4.0706 | 17.6 | -35.94 | 35.94 | 10000000
2016-11-01 20:00:00 | 4.6657 | 19.84 | -29.59 | 29.59 | 10000000
2016-11-01 21:00:00 | 4.7933 | 20.32 | -28.86 | 28.86 | 10000000
2016-11-01 22:00:00 | 4.9208 | 20.8 | -16.02 | 16.02 | 10000000
2016-11-01 23:00:00 | 5.0483 | 21.28 | -27.11 | 27.11 | 10000000
2016-11-02 00:00:00 | 5.1758 | 21.76 | -15.12 | 15.12 | 10000000
2016-11-02 01:00:00 | 5.3034 | 22.24 | -13.2 | 13.2 | 10000000
2016-11-02 02:00:00 | 5.3459 | 22.4 | -12.26 | 12.26 | 10000000
2016-11-02 03:00:00 | 5.2608 | 22.08 | -13.16 | 13.16 | 10000000
2016-11-02 04:00:00 | 5.2183 | 21.92 | -21.01 | 21.01 | 10000000
2016-11-02 05:00:00 | 5.0483 | 21.28 | -33.85 | 33.85 | 10000000
2016-11-02 06:00:00 | 4.9633 | 20.96 | -39.04 | 39.04 | 10000000
2016-11-02 07:00:00 | 4.9208 | 20.8 | -36.54 | 36.54 | 10000000
2016-11-02 08:00:00 | 4.8783 | 20.64 | -36.72 | 36.72 | 10000000
2016-11-02 09:00:00 | 4.7507 | 20.16 | -33.19 | 33.19 | 10000000
2016-11-02 10:00:00 | 4.5382 | 19.36 | -34.07 | 34.07 | 10000000
2016-11-02 11:00:00 | 5.0483 | 21.28 | -32.93 | 32.93 | 10000000
2016-11-02 12:00:00 | 5.6009 | 23.36 | -33.18 | 33.18 | 10000000
2016-11-02 13:00:00 | 5.3459 | 22.4 | -33.06 | 33.06 | 10000000
2016-11-02 14:00:00 | 5.2608 | 22.08 | -33.99 | 33.99 | 10000000
2016-11-02 15:00:00 | 5.5584 | 23.2 | -39.16 | 39.16 | 10000000
2016-11-02 16:00:00 | 5.6859 | 23.68 | -52.91 | 52.91 | 10000000
2016-11-02 17:00:00 | 5.8985 | 24.48 | -52.46 | 52.46 | 10000000
2016-11-02 18:00:00 | 6.026 | 24.96 | -51.46 | 51.46 | 10000000
2016-11-02 19:00:00 | 6.111 | 25.28 | -39.98 | 39.98 | 10000000
2016-11-02 20:00:00 | 6.1535 | 25.44 | -37.52 | 37.52 | 10000000
2016-11-02 21:00:00 | 6.111 | 25.28 | -35.18 | 35.18 | 10000000
2016-11-02 22:00:00 | 6.2811 | 25.92 | -35.67 | 35.67 | 10000000
2016-11-02 23:00:00 | 6.2811 | 25.92 | -35.05 | 35.05 | 10000000
2016-11-03 00:00:00 | 6.4511 | 26.56 | -35.07 | 35.07 | 10000000
2016-11-03 01:00:00 | 6.4511 | 26.56 | -34.74 | 34.74 | 10000000
2016-11-03 02:00:00 | 6.7487 | 27.68 | -35.87 | 35.87 | 10000000
2016-11-03 03:00:00 | 6.9612 | 28.48 | -36.74 | 36.74 | 10000000
2016-11-03 04:00:00 | 6.7487 | 27.68 | -38.95 | 38.95 | 10000000
2016-11-03 05:00:00 | 6.8762 | 28.16 | -47.23 | 47.23 | 10000000
2016-11-03 06:00:00 | 7.1312 | 29.12 | -53.41 | 53.41 | 10000000
2016-11-03 07:00:00 | 6.9187 | 28.32 | -56.06 | 56.06 | 10000000
2016-11-03 08:00:00 | 6.5361 | 26.88 | -50.11 | 50.11 | 10000000
2016-11-03 09:00:00 | 5.8985 | 24.48 | -46.86 | 46.86 | 10000000
2016-11-03 10:00:00 | 5.6434 | 23.52 | -47.63 | 47.63 | 10000000
2016-11-03 11:00:00 | 5.2608 | 22.08 | -48 | 48 | 10000000
2016-11-03 12:00:00 | 5.3034 | 22.24 | -48.95 | 48.95 | 10000000
2016-11-03 13:00:00 | 5.0058 | 21.12 | -48.96 | 48.96 | 10000000
2016-11-03 14:00:00 | 5.3459 | 22.4 | -59.6 | 59.6 | 10000000
2016-11-03 15:00:00 | 5.9835 | 24.8 | -56.35 | 56.35 | 10000000
2016-11-03 16:00:00 | 6.2811 | 25.92 | -59.99 | 59.99 | 10000000
2016-11-03 17:00:00 | 6.8762 | 28.16 | -56.03 | 56.03 | 10000000
2016-11-03 18:00:00 | 6.9612 | 28.48 | -48.88 | 48.88 | 10000000
2016-11-03 19:00:00 | 7.0462 | 28.8 | -42.41 | 42.41 | 10000000
2016-11-03 20:00:00 | 7.1312 | 29.12 | -37.27 | 37.27 | 10000000
2016-11-03 21:00:00 | 7.0037 | 28.64 | -36.24 | 36.24 | 10000000
2016-11-03 22:00:00 | 6.8337 | 28 | -33.98 | 33.98 | 10000000
2016-11-03 23:00:00 | 6.4936 | 26.72 | -32.4 | 32.4 | 10000000
2016-11-04 00:00:00 | 6.196 | 25.6 | -32.42 | 32.42 | 10000000
2016-11-04 01:00:00 | 6.3236 | 26.08 | -30.96 | 30.96 | 10000000
2016-11-04 02:00:00 | 6.2811 | 25.92 | -30.8 | 30.8 | 10000000
2016-11-04 03:00:00 | 6.1535 | 25.44 | -31.98 | 31.98 | 10000000
2016-11-04 04:00:00 | 6.0685 | 25.12 | -34.13 | 34.13 | 10000000
2016-11-04 05:00:00 | 5.9835 | 24.8 | -36.98 | 36.98 | 10000000
2016-11-04 06:00:00 | 5.8135 | 24.16 | -46.78 | 46.78 | 10000000
2016-11-04 07:00:00 | 5.7284 | 23.84 | -48.69 | 48.69 | 10000000
2016-11-04 08:00:00 | 5.4734 | 22.88 | -47.94 | 47.94 | 10000000
2016-11-04 09:00:00 | 5.3459 | 22.4 | -40.86 | 40.86 | 10000000
2016-11-04 10:00:00 | 5.2183 | 21.92 | -42.83 | 42.83 | 10000000
2016-11-04 11:00:00 | 4.7507 | 20.16 | -38.05 | 38.05 | 10000000
2016-11-04 12:00:00 | 4.5382 | 19.36 | -40.49 | 40.49 | 10000000
2016-11-04 13:00:00 | 4.3682 | 18.72 | -43.15 | 43.15 | 10000000
2016-11-04 14:00:00 | 4.3682 | 18.72 | -49.91 | 49.91 | 10000000
2016-11-04 15:00:00 | 4.7082 | 20 | -48.73 | 48.73 | 10000000
2016-11-04 16:00:00 | 5.1758 | 21.76 | -52.19 | 52.19 | 10000000
2016-11-04 17:00:00 | 5.5159 | 23.04 | -49.6 | 49.6 | 10000000
2016-11-04 18:00:00 | 5.5584 | 23.2 | -40.15 | 40.15 | 10000000
2016-11-04 19:00:00 | 5.941 | 24.64 | -39.23 | 39.23 | 10000000
2016-11-04 20:00:00 | 5.5159 | 23.04 | -38.31 | 38.31 | 10000000
2016-11-04 21:00:00 | 5.7284 | 23.84 | -37.02 | 37.02 | 10000000
2016-11-04 22:00:00 | 5.9835 | 24.8 | -34.9 | 34.9 | 10000000
2016-11-04 23:00:00 | 6.3661 | 26.24 | -37.05 | 37.05 | 10000000
2016-11-05 00:00:00 | 6.5786 | 27.04 | -37.07 | 37.07 | 10000000
2016-11-05 01:00:00 | 6.4086 | 26.4 | -36.77 | 36.77 | 10000000
2016-11-05 02:00:00 | 6.2386 | 25.76 | -35.97 | 35.97 | 10000000
2016-11-05 03:00:00 | 6.2811 | 25.92 | -35.54 | 35.54 | 10000000
2016-11-05 04:00:00 | 6.4086 | 26.4 | -35.93 | 35.93 | 10000000
2016-11-05 05:00:00 | 6.3236 | 26.08 | -36.5 | 36.5 | 10000000
2016-11-05 06:00:00 | 6.2811 | 25.92 | -37.02 | 37.02 | 10000000
2016-11-05 07:00:00 | 6.1535 | 25.44 | -38.96 | 38.96 | 10000000
2016-11-05 08:00:00 | 5.856 | 24.32 | -39.89 | 39.89 | 10000000
2016-11-05 09:00:00 | 5.771 | 24 | -41.16 | 41.16 | 10000000
2016-11-05 10:00:00 | 5.6859 | 23.68 | -44.79 | 44.79 | 10000000
2016-11-05 11:00:00 | 5.4309 | 22.72 | -46.54 | 46.54 | 10000000
2016-11-05 12:00:00 | 5.1758 | 21.76 | -40.8 | 40.8 | 10000000
2016-11-05 13:00:00 | 5.0483 | 21.28 | -39.35 | 39.35 | 10000000
2016-11-05 14:00:00 | 4.9633 | 20.96 | -38.88 | 38.88 | 10000000
2016-11-05 15:00:00 | 5.0058 | 21.12 | -42.65 | 42.65 | 10000000
2016-11-05 16:00:00 | 5.0908 | 21.44 | -48.1 | 48.1 | 10000000
2016-11-05 17:00:00 | 5.1758 | 21.76 | -44.78 | 44.78 | 10000000
2016-11-05 18:00:00 | 5.1758 | 21.76 | -40.91 | 40.91 | 10000000
2016-11-05 19:00:00 | 5.1333 | 21.6 | -37.07 | 37.07 | 10000000
2016-11-05 20:00:00 | 4.9633 | 20.96 | -34.32 | 34.32 | 10000000
2016-11-05 21:00:00 | 4.8358 | 20.48 | -32.71 | 32.71 | 10000000
2016-11-05 22:00:00 | 4.9208 | 20.8 | -29.94 | 29.94 | 10000000
2016-11-05 23:00:00 | 5.0483 | 21.28 | -32.23 | 32.23 | 10000000
2016-11-06 00:00:00 | 5.0908 | 21.44 | -27.78 | 27.78 | 10000000
2016-11-06 01:00:00 | 5.1333 | 21.6 | -27.95 | 27.95 | 10000000
2016-11-06 02:00:00 | 5.2183 | 21.92 | -25.03 | 25.03 | 10000000
2016-11-06 03:00:00 | 5.2608 | 22.08 | -30.1 | 30.1 | 10000000
2016-11-06 04:00:00 | 5.5584 | 23.2 | -29.82 | 29.82 | 10000000
2016-11-06 05:00:00 | 5.5584 | 23.2 | -30.89 | 30.89 | 10000000
2016-11-06 06:00:00 | 5.6859 | 23.68 | -30.88 | 30.88 | 10000000
2016-11-06 07:00:00 | 5.6859 | 23.68 | -33.81 | 33.81 | 10000000
2016-11-06 08:00:00 | 5.7284 | 23.84 | -37.02 | 37.02 | 10000000
2016-11-06 09:00:00 | 5.2183 | 21.92 | -37.93 | 37.93 | 10000000
2016-11-06 10:00:00 | 4.7082 | 20 | -41.58 | 41.58 | 10000000
2016-11-06 11:00:00 | 4.7507 | 20.16 | -38.94 | 38.94 | 10000000
2016-11-06 12:00:00 | 5.0058 | 21.12 | -37.07 | 37.07 | 10000000
2016-11-06 13:00:00 | 4.7507 | 20.16 | -37.09 | 37.09 | 10000000
2016-11-06 14:00:00 | 4.7933 | 20.32 | -37 | 37 | 10000000
2016-11-06 15:00:00 | 4.9633 | 20.96 | -39.5 | 39.5 | 10000000
2016-11-06 16:00:00 | 5.3034 | 22.24 | -48.51 | 48.51 | 10000000
2016-11-06 17:00:00 | 5.4734 | 22.88 | -47.96 | 47.96 | 10000000
2016-11-06 18:00:00 | 5.4734 | 22.88 | -43.27 | 43.27 | 10000000
2016-11-06 19:00:00 | 5.5584 | 23.2 | -37.05 | 37.05 | 10000000
2016-11-06 20:00:00 | 5.856 | 24.32 | -36 | 36 | 10000000
2016-11-06 21:00:00 | 6.2386 | 25.76 | -33.33 | 33.33 | 10000000
2016-11-06 22:00:00 | 6.196 | 25.6 | -30.23 | 30.23 | 10000000
2016-11-06 23:00:00 | 6.4936 | 26.72 | -10.72 | 10.72 | 10000000
2016-11-07 00:00:00 | 6.3236 | 26.08 | -13.61 | 13.61 | 10000000
2016-11-07 01:00:00 | 5.856 | 24.32 | -13.69 | 13.69 | 10000000
2016-11-07 02:00:00 | 5.856 | 24.32 | -12.6 | 12.6 | 10000000
2016-11-07 03:00:00 | 5.7284 | 23.84 | -11.94 | 11.94 | 10000000
2016-11-07 04:00:00 | 5.8135 | 24.16 | -15.82 | 15.82 | 10000000
2016-11-07 05:00:00 | 6.3236 | 26.08 | -33.02 | 33.02 | 10000000
2016-11-07 06:00:00 | 6.196 | 25.6 | -40.81 | 40.81 | 10000000
2016-11-07 07:00:00 | 6.026 | 24.96 | -38.01 | 38.01 | 10000000
2016-11-07 08:00:00 | 6.111 | 25.28 | -38.07 | 38.07 | 10000000
2016-11-07 09:00:00 | 5.9835 | 24.8 | -39.93 | 39.93 | 10000000
2016-11-07 10:00:00 | 5.8985 | 24.48 | -39.98 | 39.98 | 10000000
2016-11-07 11:00:00 | 5.8135 | 24.16 | -41.76 | 41.76 | 10000000
2016-11-07 12:00:00 | 5.771 | 24 | -42.67 | 42.67 | 10000000
2016-11-07 13:00:00 | 6.1535 | 25.44 | -46.9 | 46.9 | 10000000
2016-11-07 14:00:00 | 6.0685 | 25.12 | -53.03 | 53.03 | 10000000
2016-11-07 15:00:00 | 6.1535 | 25.44 | -58.45 | 58.45 | 10000000
2016-11-07 16:00:00 | 6.2811 | 25.92 | -69.83 | 69.83 | 10000000
2016-11-07 17:00:00 | 6.4511 | 26.56 | -65.94 | 65.94 | 10000000
2016-11-07 18:00:00 | 6.4511 | 26.56 | -59.93 | 59.93 | 10000000
2016-11-07 19:00:00 | 6.6636 | 27.36 | -49.99 | 49.99 | 10000000
2016-11-07 20:00:00 | 6.5361 | 26.88 | -37.85 | 37.85 | 10000000
2016-11-07 21:00:00 | 6.5361 | 26.88 | -39.7 | 39.7 | 10000000
2016-11-07 22:00:00 | 6.6636 | 27.36 | -38.05 | 38.05 | 10000000
2016-11-07 23:00:00 | 6.7487 | 27.68 | -37.47 | 37.47 | 10000000
2016-11-08 00:00:00 | 6.8762 | 28.16 | -36.65 | 36.65 | 10000000
2016-11-08 01:00:00 | 6.9612 | 28.48 | -36.09 | 36.09 | 10000000
2016-11-08 02:00:00 | 7.0462 | 28.8 | -36.17 | 36.17 | 10000000
2016-11-08 03:00:00 | 7.0037 | 28.64 | -37.13 | 37.13 | 10000000
2016-11-08 04:00:00 | 6.8337 | 28 | -37.17 | 37.17 | 10000000
2016-11-08 05:00:00 | 6.8337 | 28 | -46.77 | 46.77 | 10000000
2016-11-08 06:00:00 | 6.9612 | 28.48 | -61.65 | 61.65 | 10000000
2016-11-08 07:00:00 | 7.0462 | 28.8 | -64.64 | 64.64 | 10000000
2016-11-08 08:00:00 | 6.7061 | 27.52 | -63.89 | 63.89 | 10000000
2016-11-08 09:00:00 | 6.4086 | 26.4 | -58.97 | 58.97 | 10000000
2016-11-08 10:00:00 | 6.4511 | 26.56 | -58.99 | 58.99 | 10000000
2016-11-08 11:00:00 | 6.3236 | 26.08 | -58.47 | 58.47 | 10000000
2016-11-08 12:00:00 | 6.3661 | 26.24 | -58.94 | 58.94 | 10000000
2016-11-08 13:00:00 | 6.3236 | 26.08 | -62.13 | 62.13 | 10000000
2016-11-08 14:00:00 | 6.2386 | 25.76 | -67.91 | 67.91 | 10000000
2016-11-08 15:00:00 | 6.196 | 25.6 | -84.92 | 84.92 | 10000000
2016-11-08 16:00:00 | 6.196 | 25.6 | -104.96 | 104.96 | 10000000
2016-11-08 17:00:00 | 6.196 | 25.6 | -70.03 | 70.03 | 10000000
2016-11-08 18:00:00 | 6.1535 | 25.44 | -56.43 | 56.43 | 10000000
2016-11-08 19:00:00 | 6.1535 | 25.44 | -44.15 | 44.15 | 10000000
2016-11-08 20:00:00 | 6.7487 | 27.68 | -42.45 | 42.45 | 10000000
2016-11-08 21:00:00 | 6.6211 | 27.2 | -40 | 40 | 10000000
2016-11-08 22:00:00 | 6.8762 | 28.16 | -35.98 | 35.98 | 10000000
2016-11-08 23:00:00 | 7.0462 | 28.8 | -35.6 | 35.6 | 10000000
2016-11-09 00:00:00 | 7.1312 | 29.12 | -33.38 | 33.38 | 10000000
2016-11-09 01:00:00 | 7.1312 | 29.12 | -31.46 | 31.46 | 10000000
2016-11-09 02:00:00 | 7.1737 | 29.28 | -31.48 | 31.48 | 10000000
2016-11-09 03:00:00 | 7.1312 | 29.12 | -34.23 | 34.23 | 10000000
2016-11-09 04:00:00 | 7.2163 | 29.44 | -35.77 | 35.77 | 10000000
2016-11-09 05:00:00 | 7.3013 | 29.76 | -39.77 | 39.77 | 10000000
2016-11-09 06:00:00 | 7.4288 | 30.24 | -55.2 | 55.2 | 10000000
2016-11-09 07:00:00 | 7.4288 | 30.24 | -55.2 | 55.2 | 10000000
2016-11-09 08:00:00 | 7.4713 | 30.4 | -54.96 | 54.96 | 10000000
2016-11-09 09:00:00 | 7.4713 | 30.4 | -49.72 | 49.72 | 10000000
2016-11-09 10:00:00 | 7.1312 | 29.12 | -56.92 | 56.92 | 10000000
2016-11-09 11:00:00 | 6.9187 | 28.32 | -55.82 | 55.82 | 10000000
2016-11-09 12:00:00 | 6.6636 | 27.36 | -55.58 | 55.58 | 10000000
2016-11-09 13:00:00 | 6.4936 | 26.72 | -54.28 | 54.28 | 10000000
2016-11-09 14:00:00 | 6.4511 | 26.56 | -55.08 | 55.08 | 10000000
2016-11-09 15:00:00 | 6.7487 | 27.68 | -62.21 | 62.21 | 10000000
2016-11-09 16:00:00 | 7.1737 | 29.28 | -78.44 | 78.44 | 10000000
2016-11-09 17:00:00 | 7.4713 | 30.4 | -60.93 | 60.93 | 10000000
2016-11-09 18:00:00 | 7.7264 | 31.36 | -58.5 | 58.5 | 10000000
2016-11-09 19:00:00 | 7.7264 | 31.36 | -48.22 | 48.22 | 10000000
2016-11-09 20:00:00 | 8.1514 | 32.96 | -40.85 | 40.85 | 10000000
2016-11-09 21:00:00 | 8.1089 | 32.8 | -39.5 | 39.5 | 10000000
2016-11-09 22:00:00 | 8.279 | 33.44 | -36.1 | 36.1 | 10000000
2016-11-09 23:00:00 | 8.3215 | 33.6 | -33.53 | 33.53 | 10000000
2016-11-10 00:00:00 | 8.3215 | 33.6 | -32.95 | 32.95 | 10000000
2016-11-10 01:00:00 | 8.3215 | 33.6 | -31.69 | 31.69 | 10000000
2016-11-10 02:00:00 | 8.4065 | 33.92 | -33.2 | 33.2 | 10000000
2016-11-10 03:00:00 | 8.4065 | 33.92 | -33.53 | 33.53 | 10000000
2016-11-10 04:00:00 | 8.534 | 34.4 | -35 | 35 | 10000000
2016-11-10 05:00:00 | 8.534 | 34.4 | -41.48 | 41.48 | 10000000
2016-11-10 06:00:00 | 8.5765 | 34.56 | -50.37 | 50.37 | 10000000
2016-11-10 07:00:00 | 8.534 | 34.4 | -58.91 | 58.91 | 10000000
2016-11-10 08:00:00 | 8.1089 | 32.8 | -59.98 | 59.98 | 10000000
2016-11-10 09:00:00 | 7.5563 | 30.72 | -58.52 | 58.52 | 10000000
2016-11-10 10:00:00 | 6.9187 | 28.32 | -59.93 | 59.93 | 10000000
2016-11-10 11:00:00 | 6.4511 | 26.56 | -61.1 | 61.1 | 10000000
2016-11-10 12:00:00 | 6.2386 | 25.76 | -65.01 | 65.01 | 10000000
2016-11-10 13:00:00 | 6.3236 | 26.08 | -63.24 | 63.24 | 10000000
2016-11-10 14:00:00 | 6.7061 | 27.52 | -65.08 | 65.08 | 10000000
2016-11-10 15:00:00 | 7.0887 | 28.96 | -63.08 | 63.08 | 10000000
2016-11-10 16:00:00 | 7.2588 | 29.6 | -98.15 | 98.15 | 10000000
2016-11-10 17:00:00 | 7.3438 | 29.92 | -67.87 | 67.87 | 10000000
2016-11-10 18:00:00 | 7.4713 | 30.4 | -60.24 | 60.24 | 10000000
2016-11-10 19:00:00 | 7.3863 | 30.08 | -50.39 | 50.39 | 10000000
2016-11-10 20:00:00 | 7.5563 | 30.72 | -41.96 | 41.96 | 10000000
2016-11-10 21:00:00 | 7.7264 | 31.36 | -39.72 | 39.72 | 10000000
2016-11-10 22:00:00 | 7.8964 | 32 | -37.76 | 37.76 | 10000000
2016-11-10 23:00:00 | 7.8539 | 31.84 | -37.07 | 37.07 | 10000000
2016-11-11 00:00:00 | 8.1089 | 32.8 | -36.22 | 36.22 | 10000000
2016-11-11 01:00:00 | 8.2365 | 33.28 | -34.9 | 34.9 | 10000000
2016-11-11 02:00:00 | 8.364 | 33.76 | -34.46 | 34.46 | 10000000
2016-11-11 03:00:00 | 8.4065 | 33.92 | -36.46 | 36.46 | 10000000
2016-11-11 04:00:00 | 8.619 | 34.72 | -35.45 | 35.45 | 10000000
2016-11-11 05:00:00 | 8.7466 | 35.2 | -37.6 | 37.6 | 10000000
2016-11-11 06:00:00 | 9.2142 | 36.96 | -48.46 | 48.46 | 10000000
2016-11-11 07:00:00 | 9.4692 | 37.92 | -54.97 | 54.97 | 10000000
2016-11-11 08:00:00 | 9.2992 | 37.28 | -54.92 | 54.92 | 10000000
2016-11-11 09:00:00 | 8.7891 | 35.36 | -55.9 | 55.9 | 10000000
2016-11-11 10:00:00 | 7.9389 | 32.16 | -55.93 | 55.93 | 10000000
2016-11-11 11:00:00 | 7.2163 | 29.44 | -54.93 | 54.93 | 10000000
2016-11-11 12:00:00 | 6.8762 | 28.16 | -54.42 | 54.42 | 10000000
2016-11-11 13:00:00 | 6.7487 | 27.68 | -51.7 | 51.7 | 10000000
2016-11-11 14:00:00 | 6.9612 | 28.48 | -51.71 | 51.71 | 10000000
2016-11-11 15:00:00 | 7.1312 | 29.12 | -57.91 | 57.91 | 10000000
2016-11-11 16:00:00 | 7.8114 | 31.68 | -64.92 | 64.92 | 10000000
2016-11-11 17:00:00 | 7.8539 | 31.84 | -56.94 | 56.94 | 10000000
2016-11-11 18:00:00 | 8.1514 | 32.96 | -56.25 | 56.25 | 10000000
2016-11-11 19:00:00 | 8.3215 | 33.6 | -45.79 | 45.79 | 10000000
2016-11-11 20:00:00 | 7.9389 | 32.16 | -42.09 | 42.09 | 10000000
2016-11-11 21:00:00 | 7.8964 | 32 | -43.48 | 43.48 | 10000000
2016-11-11 22:00:00 | 8.194 | 33.12 | -41.27 | 41.27 | 10000000
2016-11-11 23:00:00 | 9.0866 | 36.48 | -40.21 | 40.21 | 10000000
2016-11-12 00:00:00 | 8.8316 | 35.52 | -38.31 | 38.31 | 10000000
2016-11-12 01:00:00 | 8.619 | 34.72 | -36.78 | 36.78 | 10000000
2016-11-12 02:00:00 | 8.7041 | 35.04 | -36.09 | 36.09 | 10000000
2016-11-12 03:00:00 | 8.9166 | 35.84 | -36.05 | 36.05 | 10000000
2016-11-12 04:00:00 | 9.6393 | 38.56 | -36.09 | 36.09 | 10000000
2016-11-12 05:00:00 | 9.7668 | 39.04 | -36.33 | 36.33 | 10000000
2016-11-12 06:00:00 | 9.4267 | 37.76 | -38.38 | 38.38 | 10000000
2016-11-12 07:00:00 | 9.7668 | 39.04 | -42.21 | 42.21 | 10000000
2016-11-12 08:00:00 | 9.1717 | 36.8 | -45.77 | 45.77 | 10000000
2016-11-12 09:00:00 | 8.534 | 34.4 | -46.52 | 46.52 | 10000000
2016-11-12 10:00:00 | 8.449 | 34.08 | -43.34 | 43.34 | 10000000
2016-11-12 11:00:00 | 7.6413 | 31.04 | -39.94 | 39.94 | 10000000
2016-11-12 12:00:00 | 7.3863 | 30.08 | -40.86 | 40.86 | 10000000
2016-11-12 13:00:00 | 7.0462 | 28.8 | -36.09 | 36.09 | 10000000
2016-11-12 14:00:00 | 6.8337 | 28 | -38.06 | 38.06 | 10000000
2016-11-12 15:00:00 | 7.1737 | 29.28 | -45.9 | 45.9 | 10000000
2016-11-12 16:00:00 | 7.8964 | 32 | -51.17 | 51.17 | 10000000
2016-11-12 17:00:00 | 7.8114 | 31.68 | -48.32 | 48.32 | 10000000
2016-11-12 18:00:00 | 7.8964 | 32 | -39.15 | 39.15 | 10000000
2016-11-12 19:00:00 | 8.4915 | 34.24 | -36.1 | 36.1 | 10000000
2016-11-12 20:00:00 | 8.534 | 34.4 | -34.77 | 34.77 | 10000000
2016-11-12 21:00:00 | 8.449 | 34.08 | -34.99 | 34.99 | 10000000
2016-11-12 22:00:00 | 9.1292 | 36.64 | -34.34 | 34.34 | 10000000
2016-11-12 23:00:00 | 9.3417 | 37.44 | -32.99 | 32.99 | 10000000
2016-11-13 00:00:00 | 9.5542 | 38.24 | -34.15 | 34.15 | 10000000
2016-11-13 01:00:00 | 9.5117 | 38.08 | -32.95 | 32.95 | 10000000
2016-11-13 02:00:00 | 9.5967 | 38.4 | -31.76 | 31.76 | 10000000
2016-11-13 03:00:00 | 9.8093 | 39.2 | -31.46 | 31.46 | 10000000
2016-11-13 04:00:00 | 10.1069 | 40.32 | -31.43 | 31.43 | 10000000
2016-11-13 05:00:00 | 10.0218 | 40 | -31.63 | 31.63 | 10000000
2016-11-13 06:00:00 | 10.0643 | 40.16 | -31.46 | 31.46 | 10000000
2016-11-13 07:00:00 | 9.9368 | 39.68 | -35.07 | 35.07 | 10000000
2016-11-13 08:00:00 | 9.5117 | 38.08 | -36.02 | 36.02 | 10000000
2016-11-13 09:00:00 | 8.279 | 33.44 | -35.57 | 35.57 | 10000000
2016-11-13 10:00:00 | 7.7689 | 31.52 | -36.37 | 36.37 | 10000000
2016-11-13 11:00:00 | 7.3013 | 29.76 | -36.1 | 36.1 | 10000000
2016-11-13 12:00:00 | 6.7912 | 27.84 | -36.05 | 36.05 | 10000000
2016-11-13 13:00:00 | 6.2811 | 25.92 | -36.28 | 36.28 | 10000000
2016-11-13 14:00:00 | 6.4511 | 26.56 | -39.37 | 39.37 | 10000000
2016-11-13 15:00:00 | 6.8337 | 28 | -44.74 | 44.74 | 10000000
2016-11-13 16:00:00 | 7.8539 | 31.84 | -48.82 | 48.82 | 10000000
2016-11-13 17:00:00 | 7.9814 | 32.32 | -48.29 | 48.29 | 10000000
2016-11-13 18:00:00 | 7.9389 | 32.16 | -46.07 | 46.07 | 10000000
2016-11-13 19:00:00 | 8.3215 | 33.6 | -40.9 | 40.9 | 10000000
2016-11-13 20:00:00 | 8.194 | 33.12 | -38.06 | 38.06 | 10000000
2016-11-13 21:00:00 | 8.5765 | 34.56 | -37.44 | 37.44 | 10000000
2016-11-13 22:00:00 | 8.364 | 33.76 | -35.91 | 35.91 | 10000000
2016-11-13 23:00:00 | 8.619 | 34.72 | -32.56 | 32.56 | 10000000
2016-11-14 00:00:00 | 8.8316 | 35.52 | -31.61 | 31.61 | 10000000
2016-11-14 01:00:00 | 9.0866 | 36.48 | -31.79 | 31.79 | 10000000
2016-11-14 02:00:00 | 9.1717 | 36.8 | -31.68 | 31.68 | 10000000
2016-11-14 03:00:00 | 9.2142 | 36.96 | -31.68 | 31.68 | 10000000
2016-11-14 04:00:00 | 9.0866 | 36.48 | -32.69 | 32.69 | 10000000
2016-11-14 05:00:00 | 8.5765 | 34.56 | -43.92 | 43.92 | 10000000
2016-11-14 06:00:00 | 8.8316 | 35.52 | -54.92 | 54.92 | 10000000
2016-11-14 07:00:00 | 8.7466 | 35.2 | -51.19 | 51.19 | 10000000
2016-11-14 08:00:00 | 8.534 | 34.4 | -38.49 | 38.49 | 10000000
2016-11-14 09:00:00 | 8.0664 | 32.64 | -37.07 | 37.07 | 10000000
2016-11-14 10:00:00 | 7.4288 | 30.24 | -36.94 | 36.94 | 10000000
2016-11-14 11:00:00 | 6.8337 | 28 | -39.51 | 39.51 | 10000000
2016-11-14 12:00:00 | 6.2386 | 25.76 | -37.84 | 37.84 | 10000000
2016-11-14 13:00:00 | 6.026 | 24.96 | -42.03 | 42.03 | 10000000
2016-11-14 14:00:00 | 6.196 | 25.6 | -51.19 | 51.19 | 10000000
2016-11-14 15:00:00 | 6.9187 | 28.32 | -49.95 | 49.95 | 10000000
2016-11-14 16:00:00 | 7.2588 | 29.6 | -56.09 | 56.09 | 10000000
2016-11-14 17:00:00 | 7.6413 | 31.04 | -46.98 | 46.98 | 10000000
2016-11-14 18:00:00 | 7.3013 | 29.76 | -38.58 | 38.58 | 10000000
2016-11-14 19:00:00 | 7.5138 | 30.56 | -40.07 | 40.07 | 10000000
2016-11-14 20:00:00 | 7.3863 | 30.08 | -35.36 | 35.36 | 10000000
2016-11-14 21:00:00 | 7.3863 | 30.08 | -32.67 | 32.67 | 10000000
2016-11-14 22:00:00 | 7.2163 | 29.44 | -31.72 | 31.72 | 10000000
2016-11-14 23:00:00 | 7.3013 | 29.76 | -30.08 | 30.08 | 10000000
2016-11-15 00:00:00 | 7.2588 | 29.6 | -30.18 | 30.18 | 10000000
2016-11-15 01:00:00 | 7.1737 | 29.28 | -27.68 | 27.68 | 10000000
2016-11-15 02:00:00 | 7.1737 | 29.28 | -26.58 | 26.58 | 10000000
2016-11-15 03:00:00 | 7.0462 | 28.8 | -30.07 | 30.07 | 10000000
2016-11-15 04:00:00 | 7.0037 | 28.64 | -31.67 | 31.67 | 10000000
2016-11-15 05:00:00 | 7.0037 | 28.64 | -36.6 | 36.6 | 10000000
2016-11-15 06:00:00 | 7.0462 | 28.8 | -44.65 | 44.65 | 10000000
2016-11-15 07:00:00 | 7.0037 | 28.64 | -43.94 | 43.94 | 10000000
2016-11-15 08:00:00 | 6.9187 | 28.32 | -43.96 | 43.96 | 10000000
2016-11-15 09:00:00 | 6.8337 | 28 | -43.96 | 43.96 | 10000000
2016-11-15 10:00:00 | 6.6211 | 27.2 | -44.65 | 44.65 | 10000000
2016-11-15 11:00:00 | 6.7912 | 27.84 | -43.08 | 43.08 | 10000000
2016-11-15 12:00:00 | 6.7912 | 27.84 | -43.58 | 43.58 | 10000000
2016-11-15 13:00:00 | 6.7061 | 27.52 | -43.97 | 43.97 | 10000000
2016-11-15 14:00:00 | 6.5786 | 27.04 | -44.01 | 44.01 | 10000000
2016-11-15 15:00:00 | 6.4936 | 26.72 | -44.97 | 44.97 | 10000000
2016-11-15 16:00:00 | 6.4936 | 26.72 | -51.98 | 51.98 | 10000000
2016-11-15 17:00:00 | 6.2386 | 25.76 | -48.02 | 48.02 | 10000000
2016-11-15 18:00:00 | 6.111 | 25.28 | -52.91 | 52.91 | 10000000
2016-11-15 19:00:00 | 5.9835 | 24.8 | -44.74 | 44.74 | 10000000
2016-11-15 20:00:00 | 5.771 | 24 | -38.22 | 38.22 | 10000000
2016-11-15 21:00:00 | 5.5584 | 23.2 | -38.42 | 38.42 | 10000000
2016-11-15 22:00:00 | 5.2183 | 21.92 | -35.4 | 35.4 | 10000000
2016-11-15 23:00:00 | 4.9208 | 20.8 | -35.55 | 35.55 | 10000000
2016-11-16 00:00:00 | 5.0483 | 21.28 | -34.14 | 34.14 | 10000000
2016-11-16 01:00:00 | 5.3034 | 22.24 | -33.4 | 33.4 | 10000000
2016-11-16 02:00:00 | 5.3884 | 22.56 | -33.45 | 33.45 | 10000000
2016-11-16 03:00:00 | 5.2183 | 21.92 | -33.05 | 33.05 | 10000000
2016-11-16 04:00:00 | 5.0908 | 21.44 | -38.59 | 38.59 | 10000000
2016-11-16 05:00:00 | 5.1333 | 21.6 | -46.99 | 46.99 | 10000000
2016-11-16 06:00:00 | 5.2183 | 21.92 | -51.92 | 51.92 | 10000000
2016-11-16 07:00:00 | 5.2608 | 22.08 | -55.96 | 55.96 | 10000000
2016-11-16 08:00:00 | 5.3034 | 22.24 | -57.81 | 57.81 | 10000000
2016-11-16 09:00:00 | 5.1333 | 21.6 | -56.36 | 56.36 | 10000000
2016-11-16 10:00:00 | 4.7082 | 20 | -53.96 | 53.96 | 10000000
2016-11-16 11:00:00 | 4.5807 | 19.52 | -46.9 | 46.9 | 10000000
2016-11-16 12:00:00 | 4.3682 | 18.72 | -45.36 | 45.36 | 10000000
2016-11-16 13:00:00 | 4.3257 | 18.56 | -40.94 | 40.94 | 10000000
2016-11-16 14:00:00 | 4.3257 | 18.56 | -40.11 | 40.11 | 10000000
2016-11-16 15:00:00 | 4.4107 | 18.88 | -40.83 | 40.83 | 10000000
2016-11-16 16:00:00 | 4.4532 | 19.04 | -48.91 | 48.91 | 10000000
2016-11-16 17:00:00 | 4.3682 | 18.72 | -46.95 | 46.95 | 10000000
2016-11-16 18:00:00 | 4.2406 | 18.24 | -46.95 | 46.95 | 10000000
2016-11-16 19:00:00 | 4.2406 | 18.24 | -40.58 | 40.58 | 10000000
2016-11-16 20:00:00 | 3.9856 | 17.28 | -36.12 | 36.12 | 10000000
2016-11-16 21:00:00 | 3.7305 | 16.32 | -36.13 | 36.13 | 10000000
2016-11-16 22:00:00 | 3.518 | 15.52 | -31.73 | 31.73 | 10000000
2016-11-16 23:00:00 | 3.688 | 16.16 | -27.1 | 27.1 | 10000000
2016-11-17 00:00:00 | 3.773 | 16.48 | -26.44 | 26.44 | 10000000
2016-11-17 01:00:00 | 3.8581 | 16.8 | -22.38 | 22.38 | 10000000
2016-11-17 02:00:00 | 3.9856 | 17.28 | -24.99 | 24.99 | 10000000
2016-11-17 03:00:00 | 4.0281 | 17.44 | -28.16 | 28.16 | 10000000
2016-11-17 04:00:00 | 4.1131 | 17.76 | -30.85 | 30.85 | 10000000
2016-11-17 05:00:00 | 4.1981 | 18.08 | -38.54 | 38.54 | 10000000
2016-11-17 06:00:00 | 4.2831 | 18.4 | -47.94 | 47.94 | 10000000
2016-11-17 07:00:00 | 4.3682 | 18.72 | -48.93 | 48.93 | 10000000
2016-11-17 08:00:00 | 4.4957 | 19.2 | -43.14 | 43.14 | 10000000
2016-11-17 09:00:00 | 4.2831 | 18.4 | -42.93 | 42.93 | 10000000
2016-11-17 10:00:00 | 4.1981 | 18.08 | -43.91 | 43.91 | 10000000
2016-11-17 11:00:00 | 4.1131 | 17.76 | -43.65 | 43.65 | 10000000
2016-11-17 12:00:00 | 3.9431 | 17.12 | -41.66 | 41.66 | 10000000
2016-11-17 13:00:00 | 3.9856 | 17.28 | -37.13 | 37.13 | 10000000
2016-11-17 14:00:00 | 3.8581 | 16.8 | -37.36 | 37.36 | 10000000
2016-11-17 15:00:00 | 4.0281 | 17.44 | -37.91 | 37.91 | 10000000
2016-11-17 16:00:00 | 4.2831 | 18.4 | -37.99 | 37.99 | 10000000
2016-11-17 17:00:00 | 4.5807 | 19.52 | -37.47 | 37.47 | 10000000
2016-11-17 18:00:00 | 4.8358 | 20.48 | -35.62 | 35.62 | 10000000
2016-11-17 19:00:00 | 4.9208 | 20.8 | -32.08 | 32.08 | 10000000
2016-11-17 20:00:00 | 4.7933 | 20.32 | -26.92 | 26.92 | 10000000
2016-11-17 21:00:00 | 4.6657 | 19.84 | -13.72 | 13.72 | 10000000
2016-11-17 22:00:00 | 4.6232 | 19.68 | -8.26 | 8.26 | 10000000
2016-11-17 23:00:00 | 4.1981 | 18.08 | -0.1 | 0.1 | 10000000
2016-11-18 00:00:00 | 3.8155 | 16.64 | 12.1 |  | 0
2016-11-18 01:00:00 | 3.5605 | 15.68 | 10 |  | 0
2016-11-18 02:00:00 | 3.4755 | 15.36 | 0.01 |  | 0
2016-11-18 03:00:00 | 3.4755 | 15.36 | -8.86 | 8.86 | 10000000
2016-11-18 04:00:00 | 3.3905 | 15.04 | -13.22 | 13.22 | 10000000
2016-11-18 05:00:00 | 3.3054 | 14.72 | -29.83 | 29.83 | 10000000
2016-11-18 06:00:00 | 3.1354 | 14.08 | -37.88 | 37.88 | 10000000
2016-11-18 07:00:00 | 3.0079 | 13.6 | -34.74 | 34.74 | 10000000
2016-11-18 08:00:00 | 2.7953 | 12.8 | -34.65 | 34.65 | 10000000
2016-11-18 09:00:00 | 2.5828 | 12 | -33.86 | 33.86 | 10000000
2016-11-18 10:00:00 | 2.2852 | 10.88 | -33.13 | 33.13 | 10000000
2016-11-18 11:00:00 | 3.0929 | 13.92 | -31.04 | 31.04 | 10000000
2016-11-18 12:00:00 | 3.603 | 15.84 | -31.06 | 31.06 | 10000000
2016-11-18 13:00:00 | 3.773 | 16.48 | -31.79 | 31.79 | 10000000
2016-11-18 14:00:00 | 3.8581 | 16.8 | -35.99 | 35.99 | 10000000
2016-11-18 15:00:00 | 4.0706 | 17.6 | -39.96 | 39.96 | 10000000
2016-11-18 16:00:00 | 4.1981 | 18.08 | -39.98 | 39.98 | 10000000
2016-11-18 17:00:00 | 4.1131 | 17.76 | -39.02 | 39.02 | 10000000
2016-11-18 18:00:00 | 4.0706 | 17.6 | -34.06 | 34.06 | 10000000
2016-11-18 19:00:00 | 4.1981 | 18.08 | -34.02 | 34.02 | 10000000
2016-11-18 20:00:00 | 4.6232 | 19.68 | -27.66 | 27.66 | 10000000
2016-11-18 21:00:00 | 5.1333 | 21.6 | -17.88 | 17.88 | 10000000
2016-11-18 22:00:00 | 5.3459 | 22.4 | -13.57 | 13.57 | 10000000
2016-11-18 23:00:00 | 5.3884 | 22.56 | -13.79 | 13.79 | 10000000
2016-11-19 00:00:00 | 5.2608 | 22.08 | -12.69 | 12.69 | 10000000
2016-11-19 01:00:00 | 5.2608 | 22.08 | -12.85 | 12.85 | 10000000
2016-11-19 02:00:00 | 5.3034 | 22.24 | -15.18 | 15.18 | 10000000
2016-11-19 03:00:00 | 5.4734 | 22.88 | -20.56 | 20.56 | 10000000
2016-11-19 04:00:00 | 5.6434 | 23.52 | -18.58 | 18.58 | 10000000
2016-11-19 05:00:00 | 5.941 | 24.64 | -20.2 | 20.2 | 10000000
2016-11-19 06:00:00 | 5.7284 | 23.84 | -33.36 | 33.36 | 10000000
2016-11-19 07:00:00 | 5.9835 | 24.8 | -37.01 | 37.01 | 10000000
2016-11-19 08:00:00 | 5.856 | 24.32 | -41.08 | 41.08 | 10000000
2016-11-19 09:00:00 | 5.5584 | 23.2 | -41 | 41 | 10000000
2016-11-19 10:00:00 | 5.2608 | 22.08 | -40.1 | 40.1 | 10000000
2016-11-19 11:00:00 | 5.0483 | 21.28 | -39.24 | 39.24 | 10000000
2016-11-19 12:00:00 | 4.9633 | 20.96 | -36.97 | 36.97 | 10000000
2016-11-19 13:00:00 | 4.7507 | 20.16 | -36.96 | 36.96 | 10000000
2016-11-19 14:00:00 | 4.6657 | 19.84 | -39.96 | 39.96 | 10000000
2016-11-19 15:00:00 | 4.7507 | 20.16 | -46.9 | 46.9 | 10000000
2016-11-19 16:00:00 | 4.7933 | 20.32 | -46.95 | 46.95 | 10000000
2016-11-19 17:00:00 | 4.9633 | 20.96 | -42.96 | 42.96 | 10000000
2016-11-19 18:00:00 | 5.1758 | 21.76 | -39.97 | 39.97 | 10000000
2016-11-19 19:00:00 | 5.2608 | 22.08 | -33.8 | 33.8 | 10000000
2016-11-19 20:00:00 | 5.2608 | 22.08 | -33.08 | 33.08 | 10000000
2016-11-19 21:00:00 | 5.941 | 24.64 | -32.14 | 32.14 | 10000000
2016-11-19 22:00:00 | 5.8985 | 24.48 | -22.09 | 22.09 | 10000000
2016-11-19 23:00:00 | 6.3236 | 26.08 | -13.66 | 13.66 | 10000000
2016-11-20 00:00:00 | 6.5361 | 26.88 | -13.62 | 13.62 | 10000000
2016-11-20 01:00:00 | 6.8337 | 28 | -14.66 | 14.66 | 10000000
2016-11-20 02:00:00 | 6.6636 | 27.36 | -13.61 | 13.61 | 10000000
2016-11-20 03:00:00 | 6.7061 | 27.52 | -13.64 | 13.64 | 10000000
2016-11-20 04:00:00 | 6.9187 | 28.32 | -5.68 | 5.68 | 10000000
2016-11-20 05:00:00 | 6.9187 | 28.32 | -1 | 1 | 10000000
2016-11-20 06:00:00 | 6.7487 | 27.68 | 0.01 |  | 0
2016-11-20 07:00:00 | 6.5786 | 27.04 | -8.04 | 8.04 | 10000000
2016-11-20 08:00:00 | 6.3236 | 26.08 | -5.68 | 5.68 | 10000000
2016-11-20 09:00:00 | 5.856 | 24.32 | 0.44 |  | 0
2016-11-20 10:00:00 | 5.1333 | 21.6 | 0.04 |  | 0
2016-11-20 11:00:00 | 4.8783 | 20.64 | 9.94 |  | 0
2016-11-20 12:00:00 | 4.4532 | 19.04 | 22.17 |  | 0
2016-11-20 13:00:00 | 4.3682 | 18.72 | 30.41 |  | 0
2016-11-20 14:00:00 | 4.4957 | 19.2 | 15.68 |  | 0
2016-11-20 15:00:00 | 4.4957 | 19.2 | 29.04 |  | 0
2016-11-20 16:00:00 | 4.5382 | 19.36 | -9.9 | 9.9 | 10000000
2016-11-20 17:00:00 | 4.4107 | 18.88 | -8.06 | 8.06 | 10000000
2016-11-20 18:00:00 | 4.2831 | 18.4 | -8.99 | 8.99 | 10000000
2016-11-20 19:00:00 | 4.2406 | 18.24 | 1.58 |  | 0
2016-11-20 20:00:00 | 3.9856 | 17.28 | 3.35 |  | 0
2016-11-20 21:00:00 | 3.1779 | 14.24 | -3.45 | 3.45 | 10000000
2016-11-20 22:00:00 | 4.2831 | 18.4 | 14.91 |  | 0
2016-11-20 23:00:00 | 4.1981 | 18.08 | -13.56 | 13.56 | 10000000
2016-11-21 00:00:00 | 4.3257 | 18.56 | -8.81 | 8.81 | 10000000
2016-11-21 01:00:00 | 4.5382 | 19.36 | -9.79 | 9.79 | 10000000
2016-11-21 02:00:00 | 4.6232 | 19.68 | -11.01 | 11.01 | 10000000
2016-11-21 03:00:00 | 4.7082 | 20 | -10.88 | 10.88 | 10000000
2016-11-21 04:00:00 | 4.9208 | 20.8 | -20 | 20 | 10000000
2016-11-21 05:00:00 | 4.7933 | 20.32 | -38.71 | 38.71 | 10000000
2016-11-21 06:00:00 | 4.7082 | 20 | -49.86 | 49.86 | 10000000
2016-11-21 07:00:00 | 4.8358 | 20.48 | -49.4 | 49.4 | 10000000
2016-11-21 08:00:00 | 4.6232 | 19.68 | -46.25 | 46.25 | 10000000
2016-11-21 09:00:00 | 4.1981 | 18.08 | -41.15 | 41.15 | 10000000
2016-11-21 10:00:00 | 3.9006 | 16.96 | -41.61 | 41.61 | 10000000
2016-11-21 11:00:00 | 3.348 | 14.88 | -41.75 | 41.75 | 10000000
2016-11-21 12:00:00 | 3.0929 | 13.92 | -45.74 | 45.74 | 10000000
2016-11-21 13:00:00 | 2.9654 | 13.44 | -46.91 | 46.91 | 10000000
2016-11-21 14:00:00 | 3.1779 | 14.24 | -48 | 48 | 10000000
2016-11-21 15:00:00 | 3.7305 | 16.32 | -44.72 | 44.72 | 10000000
2016-11-21 16:00:00 | 3.9856 | 17.28 | -45.56 | 45.56 | 10000000
2016-11-21 17:00:00 | 3.9856 | 17.28 | -38.71 | 38.71 | 10000000
2016-11-21 18:00:00 | 4.2406 | 18.24 | -36.3 | 36.3 | 10000000
2016-11-21 19:00:00 | 4.2406 | 18.24 | -35.75 | 35.75 | 10000000
2016-11-21 20:00:00 | 4.2831 | 18.4 | -32.84 | 32.84 | 10000000
2016-11-21 21:00:00 | 4.2831 | 18.4 | -32.46 | 32.46 | 10000000
2016-11-21 22:00:00 | 4.4107 | 18.88 | -22.07 | 22.07 | 10000000
2016-11-21 23:00:00 | 4.3682 | 18.72 | -24.1 | 24.1 | 10000000
2016-11-22 00:00:00 | 4.3257 | 18.56 | -27.11 | 27.11 | 10000000
2016-11-22 01:00:00 | 4.2831 | 18.4 | -21.49 | 21.49 | 10000000
2016-11-22 02:00:00 | 4.2831 | 18.4 | -21 | 21 | 10000000
2016-11-22 03:00:00 | 4.2831 | 18.4 | -19.99 | 19.99 | 10000000
2016-11-22 04:00:00 | 4.3257 | 18.56 | -29.38 | 29.38 | 10000000
2016-11-22 05:00:00 | 4.2831 | 18.4 | -33.89 | 33.89 | 10000000
2016-11-22 06:00:00 | 4.2831 | 18.4 | -40.89 | 40.89 | 10000000
2016-11-22 07:00:00 | 4.1981 | 18.08 | -39.43 | 39.43 | 10000000
2016-11-22 08:00:00 | 4.1131 | 17.76 | -37.16 | 37.16 | 10000000
2016-11-22 09:00:00 | 4.0706 | 17.6 | -35.85 | 35.85 | 10000000
2016-11-22 10:00:00 | 3.9006 | 16.96 | -36.35 | 36.35 | 10000000
2016-11-22 11:00:00 | 3.7305 | 16.32 | -37 | 37 | 10000000
2016-11-22 12:00:00 | 3.518 | 15.52 | -38.46 | 38.46 | 10000000
2016-11-22 13:00:00 | 3.518 | 15.52 | -46.02 | 46.02 | 10000000
2016-11-22 14:00:00 | 3.603 | 15.84 | -51.94 | 51.94 | 10000000
2016-11-22 15:00:00 | 4.1556 | 17.92 | -51.51 | 51.51 | 10000000
2016-11-22 16:00:00 | 4.0281 | 17.44 | -64.2 | 64.2 | 10000000
2016-11-22 17:00:00 | 4.0281 | 17.44 | -54.67 | 54.67 | 10000000
2016-11-22 18:00:00 | 4.4107 | 18.88 | -51.99 | 51.99 | 10000000
2016-11-22 19:00:00 | 4.4532 | 19.04 | -46.98 | 46.98 | 10000000
2016-11-22 20:00:00 | 4.4957 | 19.2 | -38.77 | 38.77 | 10000000
2016-11-22 21:00:00 | 4.6232 | 19.68 | -37.17 | 37.17 | 10000000
2016-11-22 22:00:00 | 4.6657 | 19.84 | -34.8 | 34.8 | 10000000
2016-11-22 23:00:00 | 4.7082 | 20 | -34.61 | 34.61 | 10000000
2016-11-23 00:00:00 | 5.0483 | 21.28 | -33.65 | 33.65 | 10000000
2016-11-23 01:00:00 | 4.7507 | 20.16 | -33.46 | 33.46 | 10000000
2016-11-23 02:00:00 | 4.9633 | 20.96 | -32.08 | 32.08 | 10000000
2016-11-23 03:00:00 | 4.9208 | 20.8 | -33.54 | 33.54 | 10000000
2016-11-23 04:00:00 | 5.6859 | 23.68 | -35.38 | 35.38 | 10000000
2016-11-23 05:00:00 | 5.3034 | 22.24 | -46.34 | 46.34 | 10000000
2016-11-23 06:00:00 | 5.1333 | 21.6 | -48.81 | 48.81 | 10000000
2016-11-23 07:00:00 | 5.5584 | 23.2 | -51.1 | 51.1 | 10000000
2016-11-23 08:00:00 | 5.8135 | 24.16 | -53.94 | 53.94 | 10000000
2016-11-23 09:00:00 | 5.2608 | 22.08 | -51 | 51 | 10000000
2016-11-23 10:00:00 | 5.1333 | 21.6 | -51.95 | 51.95 | 10000000
2016-11-23 11:00:00 | 4.5382 | 19.36 | -49.99 | 49.99 | 10000000
2016-11-23 12:00:00 | 3.9856 | 17.28 | -51.92 | 51.92 | 10000000
2016-11-23 13:00:00 | 4.4957 | 19.2 | -54.98 | 54.98 | 10000000
2016-11-23 14:00:00 | 4.7933 | 20.32 | -58.48 | 58.48 | 10000000
2016-11-23 15:00:00 | 5.3459 | 22.4 | -55.01 | 55.01 | 10000000
2016-11-23 16:00:00 | 5.5584 | 23.2 | -62 | 62 | 10000000
2016-11-23 17:00:00 | 5.941 | 24.64 | -52.92 | 52.92 | 10000000
2016-11-23 18:00:00 | 5.9835 | 24.8 | -50 | 50 | 10000000
2016-11-23 19:00:00 | 5.6434 | 23.52 | -39.13 | 39.13 | 10000000
2016-11-23 20:00:00 | 5.6434 | 23.52 | -37.21 | 37.21 | 10000000
2016-11-23 21:00:00 | 5.7284 | 23.84 | -37.79 | 37.79 | 10000000
2016-11-23 22:00:00 | 5.771 | 24 | -33.99 | 33.99 | 10000000
2016-11-23 23:00:00 | 5.856 | 24.32 | -32.66 | 32.66 | 10000000
2016-11-24 00:00:00 | 5.941 | 24.64 | -31.61 | 31.61 | 10000000
2016-11-24 01:00:00 | 5.856 | 24.32 | -30.8 | 30.8 | 10000000
2016-11-24 02:00:00 | 5.7284 | 23.84 | -29.58 | 29.58 | 10000000
2016-11-24 03:00:00 | 5.8135 | 24.16 | -29.76 | 29.76 | 10000000
2016-11-24 04:00:00 | 5.856 | 24.32 | -32.44 | 32.44 | 10000000
2016-11-24 05:00:00 | 5.5584 | 23.2 | -36.5 | 36.5 | 10000000
2016-11-24 06:00:00 | 5.6859 | 23.68 | -43.12 | 43.12 | 10000000
2016-11-24 07:00:00 | 6.3236 | 26.08 | -45.97 | 45.97 | 10000000
2016-11-24 08:00:00 | 6.2386 | 25.76 | -44.96 | 44.96 | 10000000
2016-11-24 09:00:00 | 5.4734 | 22.88 | -43.69 | 43.69 | 10000000
2016-11-24 10:00:00 | 5.0058 | 21.12 | -44.25 | 44.25 | 10000000
2016-11-24 11:00:00 | 4.7933 | 20.32 | -42.87 | 42.87 | 10000000
2016-11-24 12:00:00 | 4.7507 | 20.16 | -42.91 | 42.91 | 10000000
2016-11-24 13:00:00 | 4.7082 | 20 | -42.77 | 42.77 | 10000000
2016-11-24 14:00:00 | 5.1333 | 21.6 | -44.59 | 44.59 | 10000000
2016-11-24 15:00:00 | 5.8985 | 24.48 | -49.36 | 49.36 | 10000000
2016-11-24 16:00:00 | 6.2386 | 25.76 | -50.97 | 50.97 | 10000000
2016-11-24 17:00:00 | 6.5786 | 27.04 | -45.23 | 45.23 | 10000000
2016-11-24 18:00:00 | 7.0037 | 28.64 | -44.1 | 44.1 | 10000000
2016-11-24 19:00:00 | 7.1312 | 29.12 | -38.07 | 38.07 | 10000000
2016-11-24 20:00:00 | 7.2163 | 29.44 | -37.71 | 37.71 | 10000000
2016-11-24 21:00:00 | 8.194 | 33.12 | -35.88 | 35.88 | 10000000
2016-11-24 22:00:00 | 8.1514 | 32.96 | -33.62 | 33.62 | 10000000
2016-11-24 23:00:00 | 7.8539 | 31.84 | -35.23 | 35.23 | 10000000
2016-11-25 00:00:00 | 7.8964 | 32 | -32.99 | 32.99 | 10000000
2016-11-25 01:00:00 | 7.9814 | 32.32 | -32.02 | 32.02 | 10000000
2016-11-25 02:00:00 | 7.9389 | 32.16 | -31.05 | 31.05 | 10000000
2016-11-25 03:00:00 | 8.279 | 33.44 | -31.18 | 31.18 | 10000000
2016-11-25 04:00:00 | 8.364 | 33.76 | -34.85 | 34.85 | 10000000
2016-11-25 05:00:00 | 8.0664 | 32.64 | -37.98 | 37.98 | 10000000
2016-11-25 06:00:00 | 7.6839 | 31.2 | -47.1 | 47.1 | 10000000
2016-11-25 07:00:00 | 7.5988 | 30.88 | -48.49 | 48.49 | 10000000
2016-11-25 08:00:00 | 7.6413 | 31.04 | -47.97 | 47.97 | 10000000
2016-11-25 09:00:00 | 7.5138 | 30.56 | -47.42 | 47.42 | 10000000
2016-11-25 10:00:00 | 7.0462 | 28.8 | -48.25 | 48.25 | 10000000
2016-11-25 11:00:00 | 6.6211 | 27.2 | -47.95 | 47.95 | 10000000
2016-11-25 12:00:00 | 6.4511 | 26.56 | -47.95 | 47.95 | 10000000
2016-11-25 13:00:00 | 6.4086 | 26.4 | -47.92 | 47.92 | 10000000
2016-11-25 14:00:00 | 6.2811 | 25.92 | -48.81 | 48.81 | 10000000
2016-11-25 15:00:00 | 6.196 | 25.6 | -49.96 | 49.96 | 10000000
2016-11-25 16:00:00 | 6.2386 | 25.76 | -54.75 | 54.75 | 10000000
2016-11-25 17:00:00 | 6.2811 | 25.92 | -48.29 | 48.29 | 10000000
2016-11-25 18:00:00 | 6.3236 | 26.08 | -48.94 | 48.94 | 10000000
2016-11-25 19:00:00 | 6.4511 | 26.56 | -43.52 | 43.52 | 10000000
2016-11-25 20:00:00 | 6.5361 | 26.88 | -38.92 | 38.92 | 10000000
2016-11-25 21:00:00 | 6.7487 | 27.68 | -38.67 | 38.67 | 10000000
2016-11-25 22:00:00 | 6.8762 | 28.16 | -35.24 | 35.24 | 10000000
2016-11-25 23:00:00 | 7.0037 | 28.64 | -32.5 | 32.5 | 10000000
2016-11-26 00:00:00 | 7.1312 | 29.12 | -31.93 | 31.93 | 10000000
2016-11-26 01:00:00 | 7.1737 | 29.28 | -31.82 | 31.82 | 10000000
2016-11-26 02:00:00 | 7.2163 | 29.44 | -31.84 | 31.84 | 10000000
2016-11-26 03:00:00 | 7.2163 | 29.44 | -32.07 | 32.07 | 10000000
2016-11-26 04:00:00 | 7.3013 | 29.76 | -32.35 | 32.35 | 10000000
2016-11-26 05:00:00 | 7.5563 | 30.72 | -33.36 | 33.36 | 10000000
2016-11-26 06:00:00 | 7.6839 | 31.2 | -42.22 | 42.22 | 10000000
2016-11-26 07:00:00 | 7.6413 | 31.04 | -44.1 | 44.1 | 10000000
2016-11-26 08:00:00 | 7.5988 | 30.88 | -46.76 | 46.76 | 10000000
2016-11-26 09:00:00 | 7.3863 | 30.08 | -48.92 | 48.92 | 10000000
2016-11-26 10:00:00 | 7.0887 | 28.96 | -48.56 | 48.56 | 10000000
2016-11-26 11:00:00 | 6.9187 | 28.32 | -47.91 | 47.91 | 10000000
2016-11-26 12:00:00 | 6.6636 | 27.36 | -43.97 | 43.97 | 10000000
2016-11-26 13:00:00 | 6.5361 | 26.88 | -38.24 | 38.24 | 10000000
2016-11-26 14:00:00 | 6.4511 | 26.56 | -40.44 | 40.44 | 10000000
2016-11-26 15:00:00 | 6.3661 | 26.24 | -45.3 | 45.3 | 10000000
2016-11-26 16:00:00 | 6.3661 | 26.24 | -47.96 | 47.96 | 10000000
2016-11-26 17:00:00 | 6.2811 | 25.92 | -43.95 | 43.95 | 10000000
2016-11-26 18:00:00 | 6.3661 | 26.24 | -37.5 | 37.5 | 10000000
2016-11-26 19:00:00 | 6.3236 | 26.08 | -32.91 | 32.91 | 10000000
2016-11-26 20:00:00 | 6.196 | 25.6 | -32.75 | 32.75 | 10000000
2016-11-26 21:00:00 | 5.856 | 24.32 | -31.72 | 31.72 | 10000000
2016-11-26 22:00:00 | 5.771 | 24 | -28.25 | 28.25 | 10000000
2016-11-26 23:00:00 | 5.4309 | 22.72 | -22.92 | 22.92 | 10000000
2016-11-27 00:00:00 | 5.1758 | 21.76 | -21.14 | 21.14 | 10000000
2016-11-27 01:00:00 | 5.1333 | 21.6 | -20.25 | 20.25 | 10000000
2016-11-27 02:00:00 | 5.1333 | 21.6 | -20.28 | 20.28 | 10000000
2016-11-27 03:00:00 | 5.2183 | 21.92 | -20.95 | 20.95 | 10000000
2016-11-27 04:00:00 | 5.4309 | 22.72 | -27 | 27 | 10000000
2016-11-27 05:00:00 | 5.771 | 24 | -28.02 | 28.02 | 10000000
2016-11-27 06:00:00 | 6.111 | 25.28 | -28.93 | 28.93 | 10000000
2016-11-27 07:00:00 | 6.2811 | 25.92 | -31.35 | 31.35 | 10000000
2016-11-27 08:00:00 | 6.2386 | 25.76 | -33.19 | 33.19 | 10000000
2016-11-27 09:00:00 | 5.8135 | 24.16 | -34.24 | 34.24 | 10000000
2016-11-27 10:00:00 | 5.3459 | 22.4 | -38.13 | 38.13 | 10000000
2016-11-27 11:00:00 | 5.2183 | 21.92 | -35.69 | 35.69 | 10000000
2016-11-27 12:00:00 | 5.2183 | 21.92 | -33.44 | 33.44 | 10000000
2016-11-27 13:00:00 | 5.3034 | 22.24 | -33.53 | 33.53 | 10000000
2016-11-27 14:00:00 | 5.6859 | 23.68 | -34.2 | 34.2 | 10000000
2016-11-27 15:00:00 | 6.2386 | 25.76 | -37.48 | 37.48 | 10000000
2016-11-27 16:00:00 | 6.6636 | 27.36 | -41.07 | 41.07 | 10000000
2016-11-27 17:00:00 | 6.6636 | 27.36 | -41.05 | 41.05 | 10000000
2016-11-27 18:00:00 | 6.7912 | 27.84 | -36.08 | 36.08 | 10000000
2016-11-27 19:00:00 | 7.0462 | 28.8 | -34.69 | 34.69 | 10000000
2016-11-27 20:00:00 | 7.2588 | 29.6 | -32.69 | 32.69 | 10000000
2016-11-27 21:00:00 | 7.4288 | 30.24 | -32.16 | 32.16 | 10000000
2016-11-27 22:00:00 | 7.5138 | 30.56 | -28.43 | 28.43 | 10000000
2016-11-27 23:00:00 | 7.3438 | 29.92 | -27.06 | 27.06 | 10000000
2016-11-28 00:00:00 | 7.3438 | 29.92 | -28.24 | 28.24 | 10000000
2016-11-28 01:00:00 | 7.5563 | 30.72 | -24.31 | 24.31 | 10000000
2016-11-28 02:00:00 | 7.6839 | 31.2 | -24.03 | 24.03 | 10000000
2016-11-28 03:00:00 | 7.5563 | 30.72 | -26.81 | 26.81 | 10000000
2016-11-28 04:00:00 | 7.6413 | 31.04 | -31.96 | 31.96 | 10000000
2016-11-28 05:00:00 | 7.9814 | 32.32 | -37.94 | 37.94 | 10000000
2016-11-28 06:00:00 | 7.8964 | 32 | -47.88 | 47.88 | 10000000
2016-11-28 07:00:00 | 7.6413 | 31.04 | -46.99 | 46.99 | 10000000
2016-11-28 08:00:00 | 7.5138 | 30.56 | -44.42 | 44.42 | 10000000
2016-11-28 09:00:00 | 7.4288 | 30.24 | -37.92 | 37.92 | 10000000
2016-11-28 10:00:00 | 6.8337 | 28 | -43.53 | 43.53 | 10000000
2016-11-28 11:00:00 | 6.8337 | 28 | -37.38 | 37.38 | 10000000
2016-11-28 12:00:00 | 6.8762 | 28.16 | -44.81 | 44.81 | 10000000
2016-11-28 13:00:00 | 6.6636 | 27.36 | -45.77 | 45.77 | 10000000
2016-11-28 14:00:00 | 7.2163 | 29.44 | -51.38 | 51.38 | 10000000
2016-11-28 15:00:00 | 7.5138 | 30.56 | -57.21 | 57.21 | 10000000
2016-11-28 16:00:00 | 7.6839 | 31.2 | -65.11 | 65.11 | 10000000
2016-11-28 17:00:00 | 7.9389 | 32.16 | -51.42 | 51.42 | 10000000
2016-11-28 18:00:00 | 8.2365 | 33.28 | -48.5 | 48.5 | 10000000
2016-11-28 19:00:00 | 8.364 | 33.76 | -45.97 | 45.97 | 10000000
2016-11-28 20:00:00 | 8.4065 | 33.92 | -39.29 | 39.29 | 10000000
2016-11-28 21:00:00 | 8.6616 | 34.88 | -36.14 | 36.14 | 10000000
2016-11-28 22:00:00 | 8.7466 | 35.2 | -34.59 | 34.59 | 10000000
2016-11-28 23:00:00 | 8.8316 | 35.52 | -36.92 | 36.92 | 10000000
2016-11-29 00:00:00 | 8.8741 | 35.68 | -35.78 | 35.78 | 10000000
2016-11-29 01:00:00 | 9.0441 | 36.32 | -34.81 | 34.81 | 10000000
2016-11-29 02:00:00 | 9.0866 | 36.48 | -34.43 | 34.43 | 10000000
2016-11-29 03:00:00 | 9.0441 | 36.32 | -34.89 | 34.89 | 10000000
2016-11-29 04:00:00 | 8.7041 | 35.04 | -36.75 | 36.75 | 10000000
2016-11-29 05:00:00 | 8.7891 | 35.36 | -44.68 | 44.68 | 10000000
2016-11-29 06:00:00 | 8.194 | 33.12 | -54.95 | 54.95 | 10000000
2016-11-29 07:00:00 | 8.1089 | 32.8 | -52.65 | 52.65 | 10000000
2016-11-29 08:00:00 | 8.0239 | 32.48 | -48.5 | 48.5 | 10000000
2016-11-29 09:00:00 | 7.7689 | 31.52 | -43.69 | 43.69 | 10000000
2016-11-29 10:00:00 | 7.4288 | 30.24 | -42.2 | 42.2 | 10000000
2016-11-29 11:00:00 | 7.0037 | 28.64 | -40.42 | 40.42 | 10000000
2016-11-29 12:00:00 | 6.7061 | 27.52 | -41.75 | 41.75 | 10000000
2016-11-29 13:00:00 | 6.4936 | 26.72 | -43.12 | 43.12 | 10000000
2016-11-29 14:00:00 | 6.5786 | 27.04 | -50.94 | 50.94 | 10000000
2016-11-29 15:00:00 | 7.0037 | 28.64 | -55.58 | 55.58 | 10000000
2016-11-29 16:00:00 | 7.0887 | 28.96 | -55.66 | 55.66 | 10000000
2016-11-29 17:00:00 | 7.5138 | 30.56 | -52.61 | 52.61 | 10000000
2016-11-29 18:00:00 | 7.6839 | 31.2 | -47.94 | 47.94 | 10000000
2016-11-29 19:00:00 | 7.9389 | 32.16 | -39.97 | 39.97 | 10000000
2016-11-29 20:00:00 | 7.9389 | 32.16 | -35.9 | 35.9 | 10000000
2016-11-29 21:00:00 | 8.1514 | 32.96 | -32.9 | 32.9 | 10000000
2016-11-29 22:00:00 | 8.3215 | 33.6 | -30.38 | 30.38 | 10000000
2016-11-29 23:00:00 | 8.2365 | 33.28 | -27.75 | 27.75 | 10000000
2016-11-30 00:00:00 | 8.449 | 34.08 | -27.36 | 27.36 | 10000000
2016-11-30 01:00:00 | 8.4065 | 33.92 | -27.02 | 27.02 | 10000000
2016-11-30 02:00:00 | 8.279 | 33.44 | -25.3 | 25.3 | 10000000
2016-11-30 03:00:00 | 8.0664 | 32.64 | -28.04 | 28.04 | 10000000
2016-11-30 04:00:00 | 7.8114 | 31.68 | -29.93 | 29.93 | 10000000
2016-11-30 05:00:00 | 7.6839 | 31.2 | -34.13 | 34.13 | 10000000
2016-11-30 06:00:00 | 7.3013 | 29.76 | -47.92 | 47.92 | 10000000
2016-11-30 07:00:00 | 7.0887 | 28.96 | -47.91 | 47.91 | 10000000
2016-11-30 08:00:00 | 7.0037 | 28.64 | -44.47 | 44.47 | 10000000
2016-11-30 09:00:00 | 6.9612 | 28.48 | -37.49 | 37.49 | 10000000
2016-11-30 10:00:00 | 6.7061 | 27.52 | -37.91 | 37.91 | 10000000
2016-11-30 11:00:00 | 6.4511 | 26.56 | -37.42 | 37.42 | 10000000
2016-11-30 12:00:00 | 6.3661 | 26.24 | -35.98 | 35.98 | 10000000
2016-11-30 13:00:00 | 6.3236 | 26.08 | -39.33 | 39.33 | 10000000
2016-11-30 14:00:00 | 6.3661 | 26.24 | -38.74 | 38.74 | 10000000
2016-11-30 15:00:00 | 6.2811 | 25.92 | -44.75 | 44.75 | 10000000
2016-11-30 16:00:00 | 6.1535 | 25.44 | -46.93 | 46.93 | 10000000
2016-11-30 17:00:00 | 6.111 | 25.28 | -39.95 | 39.95 | 10000000
2016-11-30 18:00:00 | 5.941 | 24.64 | -39.47 | 39.47 | 10000000
2016-11-30 19:00:00 | 5.771 | 24 | -35.08 | 35.08 | 10000000
2016-11-30 20:00:00 | 5.7284 | 23.84 | -32.58 | 32.58 | 10000000
2016-11-30 21:00:00 | 5.5584 | 23.2 | -31.86 | 31.86 | 10000000
2016-11-30 22:00:00 | 5.5159 | 23.04 | -27 | 27 | 10000000
2016-11-30 23:00:00 | 5.4309 | 22.72 | -26.79 | 26.79 | 10000000
2016-12-01 00:00:00 | 5.3884 | 22.56 | -14.95 | 14.95 | 10000000
2016-12-01 01:00:00 | 5.2608 | 22.08 | -11.95 | 11.95 | 10000000
2016-12-01 02:00:00 | 5.1333 | 21.6 | -10.27 | 10.27 | 10000000
2016-12-01 03:00:00 | 5.0908 | 21.44 | -11.29 | 11.29 | 10000000
2016-12-01 04:00:00 | 5.0483 | 21.28 | -21.93 | 21.93 | 10000000
2016-12-01 05:00:00 | 4.9208 | 20.8 | -32.06 | 32.06 | 10000000
2016-12-01 06:00:00 | 4.7933 | 20.32 | -35.39 | 35.39 | 10000000
2016-12-01 07:00:00 | 4.7082 | 20 | -34.36 | 34.36 | 10000000
2016-12-01 08:00:00 | 4.6657 | 19.84 | -37.01 | 37.01 | 10000000
2016-12-01 09:00:00 | 4.6232 | 19.68 | -38.79 | 38.79 | 10000000
2016-12-01 10:00:00 | 4.4532 | 19.04 | -36.36 | 36.36 | 10000000
2016-12-01 11:00:00 | 4.3257 | 18.56 | -33.99 | 33.99 | 10000000
2016-12-01 12:00:00 | 4.3682 | 18.72 | -32.29 | 32.29 | 10000000
2016-12-01 13:00:00 | 4.3682 | 18.72 | -31.37 | 31.37 | 10000000
2016-12-01 14:00:00 | 4.3682 | 18.72 | -31.38 | 31.38 | 10000000
2016-12-01 15:00:00 | 4.2831 | 18.4 | -32.38 | 32.38 | 10000000
2016-12-01 16:00:00 | 4.2831 | 18.4 | -35.73 | 35.73 | 10000000
2016-12-01 17:00:00 | 4.3682 | 18.72 | -32.94 | 32.94 | 10000000
2016-12-01 18:00:00 | 4.5807 | 19.52 | -33.86 | 33.86 | 10000000
2016-12-01 19:00:00 | 4.6232 | 19.68 | -31.32 | 31.32 | 10000000
2016-12-01 20:00:00 | 4.5382 | 19.36 | -28.01 | 28.01 | 10000000
2016-12-01 21:00:00 | 4.3257 | 18.56 | -19.66 | 19.66 | 10000000
2016-12-01 22:00:00 | 4.2406 | 18.24 | -8.94 | 8.94 | 10000000
2016-12-01 23:00:00 | 4.4957 | 19.2 | -7.23 | 7.23 | 10000000
2016-12-02 00:00:00 | 4.8358 | 20.48 | -7.2 | 7.2 | 10000000
2016-12-02 01:00:00 | 5.1758 | 21.76 | -6.07 | 6.07 | 10000000
2016-12-02 02:00:00 | 5.3034 | 22.24 | -8.79 | 8.79 | 10000000
2016-12-02 03:00:00 | 6.4086 | 26.4 | -19.83 | 19.83 | 10000000
2016-12-02 04:00:00 | 6.3236 | 26.08 | -26.88 | 26.88 | 10000000
2016-12-02 05:00:00 | 6.4511 | 26.56 | -31.87 | 31.87 | 10000000
2016-12-02 06:00:00 | 6.8337 | 28 | -46.06 | 46.06 | 10000000
2016-12-02 07:00:00 | 6.8337 | 28 | -46.94 | 46.94 | 10000000
2016-12-02 08:00:00 | 6.8762 | 28.16 | -44.71 | 44.71 | 10000000
2016-12-02 09:00:00 | 6.4511 | 26.56 | -43.5 | 43.5 | 10000000
2016-12-02 10:00:00 | 6.026 | 24.96 | -46.9 | 46.9 | 10000000
2016-12-02 11:00:00 | 5.7284 | 23.84 | -46.93 | 46.93 | 10000000
2016-12-02 12:00:00 | 5.6009 | 23.36 | -47.97 | 47.97 | 10000000
2016-12-02 13:00:00 | 5.6434 | 23.52 | -49.54 | 49.54 | 10000000
2016-12-02 14:00:00 | 5.856 | 24.32 | -51.11 | 51.11 | 10000000
2016-12-02 15:00:00 | 6.111 | 25.28 | -49.99 | 49.99 | 10000000
2016-12-02 16:00:00 | 6.6211 | 27.2 | -56.85 | 56.85 | 10000000
2016-12-02 17:00:00 | 6.7912 | 27.84 | -58.1 | 58.1 | 10000000
2016-12-02 18:00:00 | 6.9187 | 28.32 | -50.03 | 50.03 | 10000000
2016-12-02 19:00:00 | 6.9612 | 28.48 | -52.07 | 52.07 | 10000000
2016-12-02 20:00:00 | 7.0462 | 28.8 | -47.91 | 47.91 | 10000000
2016-12-02 21:00:00 | 7.2163 | 29.44 | -44.02 | 44.02 | 10000000
2016-12-02 22:00:00 | 7.6839 | 31.2 | -36.03 | 36.03 | 10000000
2016-12-02 23:00:00 | 7.8114 | 31.68 | -32.9 | 32.9 | 10000000
2016-12-03 00:00:00 | 7.5988 | 30.88 | -33.11 | 33.11 | 10000000
2016-12-03 01:00:00 | 7.8114 | 31.68 | -33.71 | 33.71 | 10000000
2016-12-03 02:00:00 | 8.0239 | 32.48 | -33.49 | 33.49 | 10000000
2016-12-03 03:00:00 | 8.3215 | 33.6 | -33.63 | 33.63 | 10000000
2016-12-03 04:00:00 | 8.534 | 34.4 | -33.21 | 33.21 | 10000000
2016-12-03 05:00:00 | 8.4065 | 33.92 | -36.69 | 36.69 | 10000000
2016-12-03 06:00:00 | 8.3215 | 33.6 | -36 | 36 | 10000000
2016-12-03 07:00:00 | 8.619 | 34.72 | -39 | 39 | 10000000
2016-12-03 08:00:00 | 8.534 | 34.4 | -45.96 | 45.96 | 10000000
2016-12-03 09:00:00 | 7.9814 | 32.32 | -40.13 | 40.13 | 10000000
2016-12-03 10:00:00 | 7.4713 | 30.4 | -38.22 | 38.22 | 10000000
2016-12-03 11:00:00 | 7.0037 | 28.64 | -37.32 | 37.32 | 10000000
2016-12-03 12:00:00 | 6.7487 | 27.68 | -36.18 | 36.18 | 10000000
2016-12-03 13:00:00 | 6.7487 | 27.68 | -39.69 | 39.69 | 10000000
2016-12-03 14:00:00 | 7.0037 | 28.64 | -47.94 | 47.94 | 10000000
2016-12-03 15:00:00 | 7.2163 | 29.44 | -52 | 52 | 10000000
2016-12-03 16:00:00 | 7.5138 | 30.56 | -64.6 | 64.6 | 10000000
2016-12-03 17:00:00 | 7.7264 | 31.36 | -58.94 | 58.94 | 10000000
2016-12-03 18:00:00 | 7.7264 | 31.36 | -48.9 | 48.9 | 10000000
2016-12-03 19:00:00 | 7.8964 | 32 | -44.97 | 44.97 | 10000000
2016-12-03 20:00:00 | 8.1514 | 32.96 | -40.73 | 40.73 | 10000000
2016-12-03 21:00:00 | 8.0239 | 32.48 | -41.9 | 41.9 | 10000000
2016-12-03 22:00:00 | 8.1089 | 32.8 | -34.42 | 34.42 | 10000000
2016-12-03 23:00:00 | 8.0239 | 32.48 | -35.6 | 35.6 | 10000000
2016-12-04 00:00:00 | 8.0239 | 32.48 | -33.9 | 33.9 | 10000000
2016-12-04 01:00:00 | 7.9814 | 32.32 | -34.22 | 34.22 | 10000000
2016-12-04 02:00:00 | 7.7264 | 31.36 | -34.28 | 34.28 | 10000000
2016-12-04 03:00:00 | 7.7689 | 31.52 | -33.75 | 33.75 | 10000000
2016-12-04 04:00:00 | 7.7689 | 31.52 | -33.75 | 33.75 | 10000000
2016-12-04 05:00:00 | 7.8539 | 31.84 | -33.85 | 33.85 | 10000000
2016-12-04 06:00:00 | 7.8539 | 31.84 | -33.1 | 33.1 | 10000000
2016-12-04 07:00:00 | 7.8964 | 32 | -35.08 | 35.08 | 10000000
2016-12-04 08:00:00 | 7.8539 | 31.84 | -36.28 | 36.28 | 10000000
2016-12-04 09:00:00 | 7.7264 | 31.36 | -35.88 | 35.88 | 10000000
2016-12-04 10:00:00 | 7.5138 | 30.56 | -36.33 | 36.33 | 10000000
2016-12-04 11:00:00 | 7.2588 | 29.6 | -34.42 | 34.42 | 10000000
2016-12-04 12:00:00 | 7.2163 | 29.44 | -34.02 | 34.02 | 10000000
2016-12-04 13:00:00 | 7.0462 | 28.8 | -34.2 | 34.2 | 10000000
2016-12-04 14:00:00 | 7.0887 | 28.96 | -35.68 | 35.68 | 10000000
2016-12-04 15:00:00 | 7.1312 | 29.12 | -44 | 44 | 10000000
2016-12-04 16:00:00 | 7.1737 | 29.28 | -47.98 | 47.98 | 10000000
2016-12-04 17:00:00 | 7.2163 | 29.44 | -48.96 | 48.96 | 10000000
2016-12-04 18:00:00 | 7.2163 | 29.44 | -49.9 | 49.9 | 10000000
2016-12-04 19:00:00 | 7.1737 | 29.28 | -46.95 | 46.95 | 10000000
2016-12-04 20:00:00 | 7.2163 | 29.44 | -43.91 | 43.91 | 10000000
2016-12-04 21:00:00 | 7.2588 | 29.6 | -46.34 | 46.34 | 10000000
2016-12-04 22:00:00 | 7.2588 | 29.6 | -35.75 | 35.75 | 10000000
2016-12-04 23:00:00 | 7.3863 | 30.08 | -35.77 | 35.77 | 10000000
2016-12-05 00:00:00 | 7.4288 | 30.24 | -35.03 | 35.03 | 10000000
2016-12-05 01:00:00 | 7.4713 | 30.4 | -33.56 | 33.56 | 10000000
2016-12-05 02:00:00 | 7.6413 | 31.04 | -33.27 | 33.27 | 10000000
2016-12-05 03:00:00 | 8.3215 | 33.6 | -34.93 | 34.93 | 10000000
2016-12-05 04:00:00 | 8.449 | 34.08 | -37.44 | 37.44 | 10000000
2016-12-05 05:00:00 | 8.619 | 34.72 | -50.38 | 50.38 | 10000000
2016-12-05 06:00:00 | 8.619 | 34.72 | -62.55 | 62.55 | 10000000
2016-12-05 07:00:00 | 8.5765 | 34.56 | -64.79 | 64.79 | 10000000
2016-12-05 08:00:00 | 8.5765 | 34.56 | -56.45 | 56.45 | 10000000
2016-12-05 09:00:00 | 8.7891 | 35.36 | -47.93 | 47.93 | 10000000
2016-12-05 10:00:00 | 8.6616 | 34.88 | -46.98 | 46.98 | 10000000
2016-12-05 11:00:00 | 8.5765 | 34.56 | -39.65 | 39.65 | 10000000
2016-12-05 12:00:00 | 8.3215 | 33.6 | -54.45 | 54.45 | 10000000
2016-12-05 13:00:00 | 8.3215 | 33.6 | -62.36 | 62.36 | 10000000
2016-12-05 14:00:00 | 8.364 | 33.76 | -62.36 | 62.36 | 10000000
2016-12-05 15:00:00 | 8.5765 | 34.56 | -63.45 | 63.45 | 10000000
2016-12-05 16:00:00 | 8.7466 | 35.2 | -78.39 | 78.39 | 10000000
2016-12-05 17:00:00 | 8.6616 | 34.88 | -58.42 | 58.42 | 10000000
2016-12-05 18:00:00 | 8.449 | 34.08 | -56.96 | 56.96 | 10000000
2016-12-05 19:00:00 | 8.194 | 33.12 | -48.9 | 48.9 | 10000000
2016-12-05 20:00:00 | 7.9389 | 32.16 | -40.99 | 40.99 | 10000000
2016-12-05 21:00:00 | 7.7689 | 31.52 | -33.94 | 33.94 | 10000000
2016-12-05 22:00:00 | 7.6413 | 31.04 | -33.51 | 33.51 | 10000000
2016-12-05 23:00:00 | 7.6413 | 31.04 | -38.02 | 38.02 | 10000000
2016-12-06 00:00:00 | 7.5563 | 30.72 | -41.58 | 41.58 | 10000000
2016-12-06 01:00:00 | 7.3863 | 30.08 | -36.53 | 36.53 | 10000000
2016-12-06 02:00:00 | 7.2588 | 29.6 | -38.15 | 38.15 | 10000000
2016-12-06 03:00:00 | 7.2163 | 29.44 | -42.93 | 42.93 | 10000000
2016-12-06 04:00:00 | 7.1312 | 29.12 | -46.66 | 46.66 | 10000000
2016-12-06 05:00:00 | 6.9612 | 28.48 | -49.5 | 49.5 | 10000000
2016-12-06 06:00:00 | 6.7061 | 27.52 | -74.73 | 74.73 | 10000000
2016-12-06 07:00:00 | 6.7487 | 27.68 | -80.09 | 80.09 | 10000000
2016-12-06 08:00:00 | 6.6636 | 27.36 | -76 | 76 | 10000000
2016-12-06 09:00:00 | 6.3236 | 26.08 | -66.39 | 66.39 | 10000000
2016-12-06 10:00:00 | 6.2386 | 25.76 | -58.99 | 58.99 | 10000000
2016-12-06 11:00:00 | 6.026 | 24.96 | -56.77 | 56.77 | 10000000
2016-12-06 12:00:00 | 5.941 | 24.64 | -58.12 | 58.12 | 10000000
2016-12-06 13:00:00 | 5.771 | 24 | -63.61 | 63.61 | 10000000
2016-12-06 14:00:00 | 6.4511 | 26.56 | -66.31 | 66.31 | 10000000
2016-12-06 15:00:00 | 6.9612 | 28.48 | -72.97 | 72.97 | 10000000
2016-12-06 16:00:00 | 7.2163 | 29.44 | -89.25 | 89.25 | 10000000
2016-12-06 17:00:00 | 7.3863 | 30.08 | -82.71 | 82.71 | 10000000
2016-12-06 18:00:00 | 7.5988 | 30.88 | -75.39 | 75.39 | 10000000
2016-12-06 19:00:00 | 7.6413 | 31.04 | -62.76 | 62.76 | 10000000
2016-12-06 20:00:00 | 8.0664 | 32.64 | -46.98 | 46.98 | 10000000
2016-12-06 21:00:00 | 8.279 | 33.44 | -39.47 | 39.47 | 10000000
2016-12-06 22:00:00 | 8.7041 | 35.04 | -36.08 | 36.08 | 10000000
2016-12-06 23:00:00 | 8.9166 | 35.84 | -33.09 | 33.09 | 10000000
2016-12-07 00:00:00 | 8.534 | 34.4 | -32.77 | 32.77 | 10000000
2016-12-07 01:00:00 | 8.3215 | 33.6 | -31.91 | 31.91 | 10000000
2016-12-07 02:00:00 | 8.2365 | 33.28 | -31.41 | 31.41 | 10000000
2016-12-07 03:00:00 | 8.2365 | 33.28 | -31.07 | 31.07 | 10000000
2016-12-07 04:00:00 | 8.194 | 33.12 | -32.43 | 32.43 | 10000000
2016-12-07 05:00:00 | 8.1514 | 32.96 | -38 | 38 | 10000000
2016-12-07 06:00:00 | 8.1089 | 32.8 | -45.28 | 45.28 | 10000000
2016-12-07 07:00:00 | 7.9814 | 32.32 | -47.96 | 47.96 | 10000000
2016-12-07 08:00:00 | 7.8114 | 31.68 | -46.95 | 46.95 | 10000000
2016-12-07 09:00:00 | 7.7264 | 31.36 | -46.98 | 46.98 | 10000000
2016-12-07 10:00:00 | 7.7264 | 31.36 | -44.89 | 44.89 | 10000000
2016-12-07 11:00:00 | 7.6839 | 31.2 | -40 | 40 | 10000000
2016-12-07 12:00:00 | 7.5988 | 30.88 | -39.13 | 39.13 | 10000000
2016-12-07 13:00:00 | 7.3863 | 30.08 | -39.11 | 39.11 | 10000000
2016-12-07 14:00:00 | 7.1737 | 29.28 | -41.12 | 41.12 | 10000000
2016-12-07 15:00:00 | 7.0462 | 28.8 | -44.47 | 44.47 | 10000000
2016-12-07 16:00:00 | 6.9612 | 28.48 | -45.28 | 45.28 | 10000000
2016-12-07 17:00:00 | 6.8337 | 28 | -38.39 | 38.39 | 10000000
2016-12-07 18:00:00 | 6.7912 | 27.84 | -36.03 | 36.03 | 10000000
2016-12-07 19:00:00 | 6.6211 | 27.2 | -34.14 | 34.14 | 10000000
2016-12-07 20:00:00 | 6.4936 | 26.72 | -32.03 | 32.03 | 10000000
2016-12-07 21:00:00 | 6.196 | 25.6 | -30.85 | 30.85 | 10000000
2016-12-07 22:00:00 | 5.771 | 24 | -27.03 | 27.03 | 10000000
2016-12-07 23:00:00 | 5.6434 | 23.52 | -22.46 | 22.46 | 10000000
2016-12-08 00:00:00 | 5.6859 | 23.68 | -13.7 | 13.7 | 10000000
2016-12-08 01:00:00 | 5.5159 | 23.04 | -11.57 | 11.57 | 10000000
2016-12-08 02:00:00 | 5.3034 | 22.24 | -11.79 | 11.79 | 10000000
2016-12-08 03:00:00 | 5.5159 | 23.04 | -13.33 | 13.33 | 10000000
2016-12-08 04:00:00 | 5.4734 | 22.88 | -17.94 | 17.94 | 10000000
2016-12-08 05:00:00 | 5.4734 | 22.88 | -29.36 | 29.36 | 10000000
2016-12-08 06:00:00 | 5.4309 | 22.72 | -33.56 | 33.56 | 10000000
2016-12-08 07:00:00 | 5.4734 | 22.88 | -36.01 | 36.01 | 10000000
2016-12-08 08:00:00 | 5.3034 | 22.24 | -36.34 | 36.34 | 10000000
2016-12-08 09:00:00 | 5.0058 | 21.12 | -32.88 | 32.88 | 10000000
2016-12-08 10:00:00 | 4.5807 | 19.52 | -31.97 | 31.97 | 10000000
2016-12-08 11:00:00 | 3.9431 | 17.12 | -30.83 | 30.83 | 10000000
2016-12-08 12:00:00 | 3.9856 | 17.28 | -32.46 | 32.46 | 10000000
2016-12-08 13:00:00 | 3.9431 | 17.12 | -36.33 | 36.33 | 10000000
2016-12-08 14:00:00 | 3.9856 | 17.28 | -42.33 | 42.33 | 10000000
2016-12-08 15:00:00 | 3.9856 | 17.28 | -43.97 | 43.97 | 10000000
2016-12-08 16:00:00 | 4.0706 | 17.6 | -46.99 | 46.99 | 10000000
2016-12-08 17:00:00 | 4.1556 | 17.92 | -43.41 | 43.41 | 10000000
2016-12-08 18:00:00 | 4.4957 | 19.2 | -39.96 | 39.96 | 10000000
2016-12-08 19:00:00 | 4.5807 | 19.52 | -35 | 35 | 10000000
2016-12-08 20:00:00 | 4.5807 | 19.52 | -30.7 | 30.7 | 10000000
2016-12-08 21:00:00 | 4.5807 | 19.52 | -29.9 | 29.9 | 10000000
2016-12-08 22:00:00 | 4.5807 | 19.52 | -27.27 | 27.27 | 10000000
2016-12-08 23:00:00 | 4.8358 | 20.48 | -27.59 | 27.59 | 10000000
2016-12-09 00:00:00 | 4.6657 | 19.84 | -25.56 | 25.56 | 10000000
2016-12-09 01:00:00 | 4.8358 | 20.48 | -25.12 | 25.12 | 10000000
2016-12-09 02:00:00 | 5.0908 | 21.44 | -25.52 | 25.52 | 10000000
2016-12-09 03:00:00 | 4.8783 | 20.64 | -27.46 | 27.46 | 10000000
2016-12-09 04:00:00 | 4.9633 | 20.96 | -27.55 | 27.55 | 10000000
2016-12-09 05:00:00 | 4.9208 | 20.8 | -31.57 | 31.57 | 10000000
2016-12-09 06:00:00 | 4.9208 | 20.8 | -44.47 | 44.47 | 10000000
2016-12-09 07:00:00 | 4.8358 | 20.48 | -46.99 | 46.99 | 10000000
2016-12-09 08:00:00 | 4.7507 | 20.16 | -43.68 | 43.68 | 10000000
2016-12-09 09:00:00 | 4.5807 | 19.52 | -45.93 | 45.93 | 10000000
2016-12-09 10:00:00 | 4.4107 | 18.88 | -42.51 | 42.51 | 10000000
2016-12-09 11:00:00 | 4.1131 | 17.76 | -39.02 | 39.02 | 10000000
2016-12-09 12:00:00 | 3.773 | 16.48 | -37.5 | 37.5 | 10000000
2016-12-09 13:00:00 | 3.688 | 16.16 | -37.44 | 37.44 | 10000000
2016-12-09 14:00:00 | 3.7305 | 16.32 | -40.82 | 40.82 | 10000000
2016-12-09 15:00:00 | 3.8155 | 16.64 | -41.91 | 41.91 | 10000000
2016-12-09 16:00:00 | 3.8581 | 16.8 | -41.96 | 41.96 | 10000000
2016-12-09 17:00:00 | 3.9856 | 17.28 | -39.15 | 39.15 | 10000000
2016-12-09 18:00:00 | 3.9431 | 17.12 | -40.86 | 40.86 | 10000000
2016-12-09 19:00:00 | 3.9431 | 17.12 | -35 | 35 | 10000000
2016-12-09 20:00:00 | 3.773 | 16.48 | -32.46 | 32.46 | 10000000
2016-12-09 21:00:00 | 3.9431 | 17.12 | -31.24 | 31.24 | 10000000
2016-12-09 22:00:00 | 3.9856 | 17.28 | -29 | 29 | 10000000
2016-12-09 23:00:00 | 3.9431 | 17.12 | -25.98 | 25.98 | 10000000
2016-12-10 00:00:00 | 3.9006 | 16.96 | -24.02 | 24.02 | 10000000
2016-12-10 01:00:00 | 3.7305 | 16.32 | -23.95 | 23.95 | 10000000
2016-12-10 02:00:00 | 3.603 | 15.84 | -20.3 | 20.3 | 10000000
2016-12-10 03:00:00 | 3.6455 | 16 | -20.55 | 20.55 | 10000000
2016-12-10 04:00:00 | 3.518 | 15.52 | -23.25 | 23.25 | 10000000
2016-12-10 05:00:00 | 3.4755 | 15.36 | -23.08 | 23.08 | 10000000
2016-12-10 06:00:00 | 3.433 | 15.2 | -24.13 | 24.13 | 10000000
2016-12-10 07:00:00 | 3.4755 | 15.36 | -28.49 | 28.49 | 10000000
2016-12-10 08:00:00 | 3.3905 | 15.04 | -31.08 | 31.08 | 10000000
2016-12-10 09:00:00 | 3.4755 | 15.36 | -31.86 | 31.86 | 10000000
2016-12-10 10:00:00 | 3.5605 | 15.68 | -33.77 | 33.77 | 10000000
2016-12-10 11:00:00 | 3.688 | 16.16 | -33 | 33 | 10000000
2016-12-10 12:00:00 | 3.773 | 16.48 | -32.35 | 32.35 | 10000000
2016-12-10 13:00:00 | 3.7305 | 16.32 | -35.02 | 35.02 | 10000000
2016-12-10 14:00:00 | 3.773 | 16.48 | -41.92 | 41.92 | 10000000
2016-12-10 15:00:00 | 3.9006 | 16.96 | -43.67 | 43.67 | 10000000
2016-12-10 16:00:00 | 3.9006 | 16.96 | -50.03 | 50.03 | 10000000
2016-12-10 17:00:00 | 3.9431 | 17.12 | -45.12 | 45.12 | 10000000
2016-12-10 18:00:00 | 3.9006 | 16.96 | -40.17 | 40.17 | 10000000
2016-12-10 19:00:00 | 3.9006 | 16.96 | -39.94 | 39.94 | 10000000
2016-12-10 20:00:00 | 3.9006 | 16.96 | -34.72 | 34.72 | 10000000
2016-12-10 21:00:00 | 3.9856 | 17.28 | -34.94 | 34.94 | 10000000
2016-12-10 22:00:00 | 4.0706 | 17.6 | -31.4 | 31.4 | 10000000
2016-12-10 23:00:00 | 4.1556 | 17.92 | -30.58 | 30.58 | 10000000
2016-12-11 00:00:00 | 4.1981 | 18.08 | -28.44 | 28.44 | 10000000
2016-12-11 01:00:00 | 4.2831 | 18.4 | -28.95 | 28.95 | 10000000
2016-12-11 02:00:00 | 4.4107 | 18.88 | -28.08 | 28.08 | 10000000
2016-12-11 03:00:00 | 4.4957 | 19.2 | -27.56 | 27.56 | 10000000
2016-12-11 04:00:00 | 4.5382 | 19.36 | -27.94 | 27.94 | 10000000
2016-12-11 05:00:00 | 4.6232 | 19.68 | -26.16 | 26.16 | 10000000
2016-12-11 06:00:00 | 4.6657 | 19.84 | -26.51 | 26.51 | 10000000
2016-12-11 07:00:00 | 4.6657 | 19.84 | -26.84 | 26.84 | 10000000
2016-12-11 08:00:00 | 4.9208 | 20.8 | -29.51 | 29.51 | 10000000
2016-12-11 09:00:00 | 4.8783 | 20.64 | -29.75 | 29.75 | 10000000
2016-12-11 10:00:00 | 5.0908 | 21.44 | -30.42 | 30.42 | 10000000
2016-12-11 11:00:00 | 5.0058 | 21.12 | -29.03 | 29.03 | 10000000
2016-12-11 12:00:00 | 4.8783 | 20.64 | -25.1 | 25.1 | 10000000
2016-12-11 13:00:00 | 4.7933 | 20.32 | -24.01 | 24.01 | 10000000
2016-12-11 14:00:00 | 4.7082 | 20 | -24.7 | 24.7 | 10000000
2016-12-11 15:00:00 | 4.6657 | 19.84 | -34.57 | 34.57 | 10000000
2016-12-11 16:00:00 | 4.6657 | 19.84 | -32.83 | 32.83 | 10000000
2016-12-11 17:00:00 | 4.7082 | 20 | -34.07 | 34.07 | 10000000
2016-12-11 18:00:00 | 5.1758 | 21.76 | -32.9 | 32.9 | 10000000
2016-12-11 19:00:00 | 5.0908 | 21.44 | -32.01 | 32.01 | 10000000
2016-12-11 20:00:00 | 4.8358 | 20.48 | -29.09 | 29.09 | 10000000
2016-12-11 21:00:00 | 5.0058 | 21.12 | -30.44 | 30.44 | 10000000
2016-12-11 22:00:00 | 4.9208 | 20.8 | -25.92 | 25.92 | 10000000
2016-12-11 23:00:00 | 4.8358 | 20.48 | -23.98 | 23.98 | 10000000
2016-12-12 00:00:00 | 4.8783 | 20.64 | -28.82 | 28.82 | 10000000
2016-12-12 01:00:00 | 4.8783 | 20.64 | -28.24 | 28.24 | 10000000
2016-12-12 02:00:00 | 4.9208 | 20.8 | -27.49 | 27.49 | 10000000
2016-12-12 03:00:00 | 4.8358 | 20.48 | -26.6 | 26.6 | 10000000
2016-12-12 04:00:00 | 5.0058 | 21.12 | -28.78 | 28.78 | 10000000
2016-12-12 05:00:00 | 5.2183 | 21.92 | -43.7 | 43.7 | 10000000
2016-12-12 06:00:00 | 5.941 | 24.64 | -57.36 | 57.36 | 10000000
2016-12-12 07:00:00 | 6.111 | 25.28 | -47.93 | 47.93 | 10000000
2016-12-12 08:00:00 | 6.5786 | 27.04 | -50.09 | 50.09 | 10000000
2016-12-12 09:00:00 | 6.4511 | 26.56 | -52.32 | 52.32 | 10000000
2016-12-12 10:00:00 | 6.2811 | 25.92 | -59.54 | 59.54 | 10000000
2016-12-12 11:00:00 | 6.196 | 25.6 | -53.91 | 53.91 | 10000000
2016-12-12 12:00:00 | 6.111 | 25.28 | -63.67 | 63.67 | 10000000
2016-12-12 13:00:00 | 6.1535 | 25.44 | -63.81 | 63.81 | 10000000
2016-12-12 14:00:00 | 6.3236 | 26.08 | -56.29 | 56.29 | 10000000
2016-12-12 15:00:00 | 6.9612 | 28.48 | -70.25 | 70.25 | 10000000
2016-12-12 16:00:00 | 7.4713 | 30.4 | -80.62 | 80.62 | 10000000
2016-12-12 17:00:00 | 7.5563 | 30.72 | -65.2 | 65.2 | 10000000
2016-12-12 18:00:00 | 7.8964 | 32 | -57.18 | 57.18 | 10000000
2016-12-12 19:00:00 | 8.1514 | 32.96 | -46.96 | 46.96 | 10000000
2016-12-12 20:00:00 | 8.3215 | 33.6 | -37.73 | 37.73 | 10000000
2016-12-12 21:00:00 | 8.2365 | 33.28 | -35.07 | 35.07 | 10000000
2016-12-12 22:00:00 | 8.449 | 34.08 | -33.33 | 33.33 | 10000000
2016-12-12 23:00:00 | 8.449 | 34.08 | -35.88 | 35.88 | 10000000
2016-12-13 00:00:00 | 8.619 | 34.72 | -33.04 | 33.04 | 10000000
2016-12-13 01:00:00 | 8.5765 | 34.56 | -33.04 | 33.04 | 10000000
2016-12-13 02:00:00 | 8.6616 | 34.88 | -33.02 | 33.02 | 10000000
2016-12-13 03:00:00 | 8.449 | 34.08 | -34.97 | 34.97 | 10000000
2016-12-13 04:00:00 | 8.3215 | 33.6 | -32.84 | 32.84 | 10000000
2016-12-13 05:00:00 | 8.1089 | 32.8 | -47.41 | 47.41 | 10000000
2016-12-13 06:00:00 | 8.0664 | 32.64 | -49.9 | 49.9 | 10000000
2016-12-13 07:00:00 | 7.9389 | 32.16 | -54.39 | 54.39 | 10000000
2016-12-13 08:00:00 | 7.8964 | 32 | -58.12 | 58.12 | 10000000
2016-12-13 09:00:00 | 7.7264 | 31.36 | -62.76 | 62.76 | 10000000
2016-12-13 10:00:00 | 7.5563 | 30.72 | -60.09 | 60.09 | 10000000
2016-12-13 11:00:00 | 7.3863 | 30.08 | -58 | 58 | 10000000
2016-12-13 12:00:00 | 7.2163 | 29.44 | -59.39 | 59.39 | 10000000
2016-12-13 13:00:00 | 7.0462 | 28.8 | -59.6 | 59.6 | 10000000
2016-12-13 14:00:00 | 6.9612 | 28.48 | -61.6 | 61.6 | 10000000
2016-12-13 15:00:00 | 6.9612 | 28.48 | -63.02 | 63.02 | 10000000
2016-12-13 16:00:00 | 6.9612 | 28.48 | -70.42 | 70.42 | 10000000
2016-12-13 17:00:00 | 6.9612 | 28.48 | -60.09 | 60.09 | 10000000
2016-12-13 18:00:00 | 6.8762 | 28.16 | -57.76 | 57.76 | 10000000
2016-12-13 19:00:00 | 7.1737 | 29.28 | -45.66 | 45.66 | 10000000
2016-12-13 20:00:00 | 7.1737 | 29.28 | -40.19 | 40.19 | 10000000
2016-12-13 21:00:00 | 7.0887 | 28.96 | -37.02 | 37.02 | 10000000
2016-12-13 22:00:00 | 6.8762 | 28.16 | -32.53 | 32.53 | 10000000
2016-12-13 23:00:00 | 6.7912 | 27.84 | -33.09 | 33.09 | 10000000
2016-12-14 00:00:00 | 6.7487 | 27.68 | -33.28 | 33.28 | 10000000
2016-12-14 01:00:00 | 6.6211 | 27.2 | -33 | 33 | 10000000
2016-12-14 02:00:00 | 6.4936 | 26.72 | -32.64 | 32.64 | 10000000
2016-12-14 03:00:00 | 6.3236 | 26.08 | -32.66 | 32.66 | 10000000
2016-12-14 04:00:00 | 6.196 | 25.6 | -36.9 | 36.9 | 10000000
2016-12-14 05:00:00 | 6.2386 | 25.76 | -49.91 | 49.91 | 10000000
2016-12-14 06:00:00 | 6.196 | 25.6 | -75.06 | 75.06 | 10000000
2016-12-14 07:00:00 | 6.111 | 25.28 | -82.26 | 82.26 | 10000000
2016-12-14 08:00:00 | 6.0685 | 25.12 | -78.58 | 78.58 | 10000000
2016-12-14 09:00:00 | 5.8985 | 24.48 | -77.17 | 77.17 | 10000000
2016-12-14 10:00:00 | 5.771 | 24 | -75.94 | 75.94 | 10000000
2016-12-14 11:00:00 | 5.5584 | 23.2 | -70.55 | 70.55 | 10000000
2016-12-14 12:00:00 | 5.3459 | 22.4 | -69.91 | 69.91 | 10000000
2016-12-14 13:00:00 | 5.5584 | 23.2 | -69.69 | 69.69 | 10000000
2016-12-14 14:00:00 | 5.7284 | 23.84 | -72.52 | 72.52 | 10000000
2016-12-14 15:00:00 | 6.3661 | 26.24 | -75.15 | 75.15 | 10000000
2016-12-14 16:00:00 | 6.5786 | 27.04 | -91.81 | 91.81 | 10000000
2016-12-14 17:00:00 | 6.9187 | 28.32 | -79.9 | 79.9 | 10000000
2016-12-14 18:00:00 | 7.1737 | 29.28 | -78.62 | 78.62 | 10000000
2016-12-14 19:00:00 | 7.4713 | 30.4 | -67.54 | 67.54 | 10000000
2016-12-14 20:00:00 | 7.2163 | 29.44 | -47.94 | 47.94 | 10000000
2016-12-14 21:00:00 | 7.1737 | 29.28 | -41.71 | 41.71 | 10000000
2016-12-14 22:00:00 | 6.9187 | 28.32 | -35.57 | 35.57 | 10000000
2016-12-14 23:00:00 | 6.7061 | 27.52 | -35.05 | 35.05 | 10000000
2016-12-15 00:00:00 | 6.5361 | 26.88 | -33.31 | 33.31 | 10000000
2016-12-15 01:00:00 | 6.4936 | 26.72 | -34.2 | 34.2 | 10000000
2016-12-15 02:00:00 | 6.4086 | 26.4 | -33.51 | 33.51 | 10000000
2016-12-15 03:00:00 | 6.2811 | 25.92 | -34.53 | 34.53 | 10000000
2016-12-15 04:00:00 | 6.3236 | 26.08 | -35.61 | 35.61 | 10000000
2016-12-15 05:00:00 | 6.2811 | 25.92 | -49.55 | 49.55 | 10000000
2016-12-15 06:00:00 | 6.4511 | 26.56 | -67.91 | 67.91 | 10000000
2016-12-15 07:00:00 | 6.4086 | 26.4 | -67.07 | 67.07 | 10000000
2016-12-15 08:00:00 | 6.4086 | 26.4 | -62.27 | 62.27 | 10000000
2016-12-15 09:00:00 | 6.2386 | 25.76 | -59.13 | 59.13 | 10000000
2016-12-15 10:00:00 | 6.111 | 25.28 | -57.69 | 57.69 | 10000000
2016-12-15 11:00:00 | 6.0685 | 25.12 | -53.72 | 53.72 | 10000000
2016-12-15 12:00:00 | 6.0685 | 25.12 | -54.95 | 54.95 | 10000000
2016-12-15 13:00:00 | 6.111 | 25.28 | -55 | 55 | 10000000
2016-12-15 14:00:00 | 6.2386 | 25.76 | -60.24 | 60.24 | 10000000
2016-12-15 15:00:00 | 6.3661 | 26.24 | -62.05 | 62.05 | 10000000
2016-12-15 16:00:00 | 6.4936 | 26.72 | -70.03 | 70.03 | 10000000
2016-12-15 17:00:00 | 6.4936 | 26.72 | -58.95 | 58.95 | 10000000
2016-12-15 18:00:00 | 6.4936 | 26.72 | -54.65 | 54.65 | 10000000
2016-12-15 19:00:00 | 6.5786 | 27.04 | -45.37 | 45.37 | 10000000
2016-12-15 20:00:00 | 6.6636 | 27.36 | -40 | 40 | 10000000
2016-12-15 21:00:00 | 6.7487 | 27.68 | -37.53 | 37.53 | 10000000
2016-12-15 22:00:00 | 6.8337 | 28 | -33.98 | 33.98 | 10000000
2016-12-15 23:00:00 | 6.9612 | 28.48 | -34.25 | 34.25 | 10000000
2016-12-16 00:00:00 | 6.8762 | 28.16 | -33.29 | 33.29 | 10000000
2016-12-16 01:00:00 | 6.9187 | 28.32 | -32 | 32 | 10000000
2016-12-16 02:00:00 | 6.9612 | 28.48 | -31.92 | 31.92 | 10000000
2016-12-16 03:00:00 | 7.0037 | 28.64 | -33.15 | 33.15 | 10000000
2016-12-16 04:00:00 | 7.0887 | 28.96 | -35.51 | 35.51 | 10000000
2016-12-16 05:00:00 | 7.0462 | 28.8 | -46.76 | 46.76 | 10000000
2016-12-16 06:00:00 | 7.0887 | 28.96 | -58.99 | 58.99 | 10000000
2016-12-16 07:00:00 | 7.1737 | 29.28 | -62.65 | 62.65 | 10000000
2016-12-16 08:00:00 | 7.1312 | 29.12 | -59.99 | 59.99 | 10000000
2016-12-16 09:00:00 | 7.0887 | 28.96 | -59.04 | 59.04 | 10000000
2016-12-16 10:00:00 | 6.9612 | 28.48 | -59.56 | 59.56 | 10000000
2016-12-16 11:00:00 | 6.8337 | 28 | -56.96 | 56.96 | 10000000
2016-12-16 12:00:00 | 6.7912 | 27.84 | -57.98 | 57.98 | 10000000
2016-12-16 13:00:00 | 6.7912 | 27.84 | -64.88 | 64.88 | 10000000
2016-12-16 14:00:00 | 6.9612 | 28.48 | -65.1 | 65.1 | 10000000
2016-12-16 15:00:00 | 7.3013 | 29.76 | -69.46 | 69.46 | 10000000
2016-12-16 16:00:00 | 7.5988 | 30.88 | -80.99 | 80.99 | 10000000
2016-12-16 17:00:00 | 7.6413 | 31.04 | -68 | 68 | 10000000
2016-12-16 18:00:00 | 8.1089 | 32.8 | -71.71 | 71.71 | 10000000
2016-12-16 19:00:00 | 7.9814 | 32.32 | -63.6 | 63.6 | 10000000
2016-12-16 20:00:00 | 8.279 | 33.44 | -48.09 | 48.09 | 10000000
2016-12-16 21:00:00 | 8.194 | 33.12 | -42.49 | 42.49 | 10000000
2016-12-16 22:00:00 | 8.2365 | 33.28 | -37.06 | 37.06 | 10000000
2016-12-16 23:00:00 | 8.4065 | 33.92 | -42.1 | 42.1 | 10000000
2016-12-17 00:00:00 | 8.619 | 34.72 | -39.44 | 39.44 | 10000000
2016-12-17 01:00:00 | 8.7466 | 35.2 | -38.36 | 38.36 | 10000000
2016-12-17 02:00:00 | 9.1292 | 36.64 | -38.28 | 38.28 | 10000000
2016-12-17 03:00:00 | 9.3842 | 37.6 | -39.07 | 39.07 | 10000000
2016-12-17 04:00:00 | 9.1717 | 36.8 | -39.01 | 39.01 | 10000000
2016-12-17 05:00:00 | 8.7891 | 35.36 | -36 | 36 | 10000000
2016-12-17 06:00:00 | 8.619 | 34.72 | -39.01 | 39.01 | 10000000
2016-12-17 07:00:00 | 8.364 | 33.76 | -47.84 | 47.84 | 10000000
2016-12-17 08:00:00 | 8.449 | 34.08 | -54.97 | 54.97 | 10000000
2016-12-17 09:00:00 | 8.4915 | 34.24 | -54.91 | 54.91 | 10000000
2016-12-17 10:00:00 | 8.449 | 34.08 | -54.35 | 54.35 | 10000000
2016-12-17 11:00:00 | 8.4065 | 33.92 | -50.1 | 50.1 | 10000000
2016-12-17 12:00:00 | 8.279 | 33.44 | -47.65 | 47.65 | 10000000
2016-12-17 13:00:00 | 8.2365 | 33.28 | -49.68 | 49.68 | 10000000
2016-12-17 14:00:00 | 8.1514 | 32.96 | -50.68 | 50.68 | 10000000
2016-12-17 15:00:00 | 8.0664 | 32.64 | -54.8 | 54.8 | 10000000
2016-12-17 16:00:00 | 7.9389 | 32.16 | -61.01 | 61.01 | 10000000
2016-12-17 17:00:00 | 7.9389 | 32.16 | -63.53 | 63.53 | 10000000
2016-12-17 18:00:00 | 7.9814 | 32.32 | -54.98 | 54.98 | 10000000
2016-12-17 19:00:00 | 7.8539 | 31.84 | -46.22 | 46.22 | 10000000
2016-12-17 20:00:00 | 7.7689 | 31.52 | -40.93 | 40.93 | 10000000
2016-12-17 21:00:00 | 7.6839 | 31.2 | -40.98 | 40.98 | 10000000
2016-12-17 22:00:00 | 7.5563 | 30.72 | -39.1 | 39.1 | 10000000
2016-12-17 23:00:00 | 7.4288 | 30.24 | -35.78 | 35.78 | 10000000
2016-12-18 00:00:00 | 7.5988 | 30.88 | -35.23 | 35.23 | 10000000
2016-12-18 01:00:00 | 7.4713 | 30.4 | -33.96 | 33.96 | 10000000
2016-12-18 02:00:00 | 7.4713 | 30.4 | -34.32 | 34.32 | 10000000
2016-12-18 03:00:00 | 7.3863 | 30.08 | -33.96 | 33.96 | 10000000
2016-12-18 04:00:00 | 7.0462 | 28.8 | -33.93 | 33.93 | 10000000
2016-12-18 05:00:00 | 6.9187 | 28.32 | -34.36 | 34.36 | 10000000
2016-12-18 06:00:00 | 6.7487 | 27.68 | -38.37 | 38.37 | 10000000
2016-12-18 07:00:00 | 6.6636 | 27.36 | -36.88 | 36.88 | 10000000
2016-12-18 08:00:00 | 6.4511 | 26.56 | -44.72 | 44.72 | 10000000
2016-12-18 09:00:00 | 6.3661 | 26.24 | -45.94 | 45.94 | 10000000
2016-12-18 10:00:00 | 6.2386 | 25.76 | -52.29 | 52.29 | 10000000
2016-12-18 11:00:00 | 5.7284 | 23.84 | -52 | 52 | 10000000
2016-12-18 12:00:00 | 5.5584 | 23.2 | -49.78 | 49.78 | 10000000
2016-12-18 13:00:00 | 5.5584 | 23.2 | -45.82 | 45.82 | 10000000
2016-12-18 14:00:00 | 5.5159 | 23.04 | -47.43 | 47.43 | 10000000
2016-12-18 15:00:00 | 5.7284 | 23.84 | -49.98 | 49.98 | 10000000
2016-12-18 16:00:00 | 5.856 | 24.32 | -54.92 | 54.92 | 10000000
2016-12-18 17:00:00 | 5.9835 | 24.8 | -53.98 | 53.98 | 10000000
2016-12-18 18:00:00 | 6.026 | 24.96 | -50.13 | 50.13 | 10000000
2016-12-18 19:00:00 | 6.2811 | 25.92 | -49.92 | 49.92 | 10000000
2016-12-18 20:00:00 | 6.6211 | 27.2 | -45.73 | 45.73 | 10000000
2016-12-18 21:00:00 | 6.6211 | 27.2 | -47.14 | 47.14 | 10000000
2016-12-18 22:00:00 | 6.8762 | 28.16 | -42.06 | 42.06 | 10000000
2016-12-18 23:00:00 | 7.7264 | 31.36 | -39.9 | 39.9 | 10000000
2016-12-19 00:00:00 | 7.7264 | 31.36 | -39.08 | 39.08 | 10000000
2016-12-19 01:00:00 | 7.5563 | 30.72 | -39.02 | 39.02 | 10000000
2016-12-19 02:00:00 | 7.3863 | 30.08 | -38.56 | 38.56 | 10000000
2016-12-19 03:00:00 | 7.1312 | 29.12 | -39.01 | 39.01 | 10000000
2016-12-19 04:00:00 | 6.8762 | 28.16 | -39.05 | 39.05 | 10000000
2016-12-19 05:00:00 | 6.7061 | 27.52 | -54.11 | 54.11 | 10000000
2016-12-19 06:00:00 | 6.6636 | 27.36 | -66.7 | 66.7 | 10000000
2016-12-19 07:00:00 | 6.6211 | 27.2 | -65.38 | 65.38 | 10000000
2016-12-19 08:00:00 | 6.5786 | 27.04 | -75.1 | 75.1 | 10000000
2016-12-19 09:00:00 | 6.4936 | 26.72 | -74.99 | 74.99 | 10000000
2016-12-19 10:00:00 | 6.2811 | 25.92 | -72.19 | 72.19 | 10000000
2016-12-19 11:00:00 | 6.1535 | 25.44 | -70.8 | 70.8 | 10000000
2016-12-19 12:00:00 | 6.0685 | 25.12 | -71.48 | 71.48 | 10000000
2016-12-19 13:00:00 | 5.8985 | 24.48 | -70.82 | 70.82 | 10000000
2016-12-19 14:00:00 | 5.8985 | 24.48 | -72.99 | 72.99 | 10000000
2016-12-19 15:00:00 | 5.8985 | 24.48 | -69.24 | 69.24 | 10000000
2016-12-19 16:00:00 | 6.0685 | 25.12 | -79.46 | 79.46 | 10000000
2016-12-19 17:00:00 | 5.856 | 24.32 | -66 | 66 | 10000000
2016-12-19 18:00:00 | 6.026 | 24.96 | -67 | 67 | 10000000
2016-12-19 19:00:00 | 6.0685 | 25.12 | -50.94 | 50.94 | 10000000
2016-12-19 20:00:00 | 6.0685 | 25.12 | -40.16 | 40.16 | 10000000
2016-12-19 21:00:00 | 6.2386 | 25.76 | -40.05 | 40.05 | 10000000
2016-12-19 22:00:00 | 6.2386 | 25.76 | -35.74 | 35.74 | 10000000
2016-12-19 23:00:00 | 6.2811 | 25.92 | -37.49 | 37.49 | 10000000
2016-12-20 00:00:00 | 6.2811 | 25.92 | -37.06 | 37.06 | 10000000
2016-12-20 01:00:00 | 6.3661 | 26.24 | -37.06 | 37.06 | 10000000
2016-12-20 02:00:00 | 6.7487 | 27.68 | -34.96 | 34.96 | 10000000
2016-12-20 03:00:00 | 7.5563 | 30.72 | -37 | 37 | 10000000
2016-12-20 04:00:00 | 8.0664 | 32.64 | -38.14 | 38.14 | 10000000
2016-12-20 05:00:00 | 7.9389 | 32.16 | -43.27 | 43.27 | 10000000
2016-12-20 06:00:00 | 7.9814 | 32.32 | -55.94 | 55.94 | 10000000
2016-12-20 07:00:00 | 7.9389 | 32.16 | -55.95 | 55.95 | 10000000
2016-12-20 08:00:00 | 7.8964 | 32 | -58.13 | 58.13 | 10000000
2016-12-20 09:00:00 | 7.6413 | 31.04 | -54.97 | 54.97 | 10000000
2016-12-20 10:00:00 | 7.5988 | 30.88 | -58.92 | 58.92 | 10000000
2016-12-20 11:00:00 | 7.5988 | 30.88 | -54.91 | 54.91 | 10000000
2016-12-20 12:00:00 | 7.5138 | 30.56 | -58.53 | 58.53 | 10000000
2016-12-20 13:00:00 | 7.5988 | 30.88 | -58.17 | 58.17 | 10000000
2016-12-20 14:00:00 | 7.5988 | 30.88 | -54.97 | 54.97 | 10000000
2016-12-20 15:00:00 | 7.6413 | 31.04 | -57.82 | 57.82 | 10000000
2016-12-20 16:00:00 | 7.6413 | 31.04 | -66.33 | 66.33 | 10000000
2016-12-20 17:00:00 | 7.6839 | 31.2 | -58.91 | 58.91 | 10000000
2016-12-20 18:00:00 | 7.6413 | 31.04 | -55.09 | 55.09 | 10000000
2016-12-20 19:00:00 | 7.5563 | 30.72 | -43.53 | 43.53 | 10000000
2016-12-20 20:00:00 | 7.5988 | 30.88 | -39.27 | 39.27 | 10000000
2016-12-20 21:00:00 | 7.5988 | 30.88 | -39.04 | 39.04 | 10000000
2016-12-20 22:00:00 | 7.5988 | 30.88 | -36.34 | 36.34 | 10000000
2016-12-20 23:00:00 | 7.6839 | 31.2 | -31.88 | 31.88 | 10000000
2016-12-21 00:00:00 | 7.6839 | 31.2 | -31.35 | 31.35 | 10000000
2016-12-21 01:00:00 | 7.6839 | 31.2 | -31.74 | 31.74 | 10000000
2016-12-21 02:00:00 | 7.6839 | 31.2 | -31.35 | 31.35 | 10000000
2016-12-21 03:00:00 | 7.5988 | 30.88 | -31.34 | 31.34 | 10000000
2016-12-21 04:00:00 | 7.5563 | 30.72 | -31.34 | 31.34 | 10000000
2016-12-21 05:00:00 | 7.5988 | 30.88 | -36.09 | 36.09 | 10000000
2016-12-21 06:00:00 | 7.8539 | 31.84 | -46.97 | 46.97 | 10000000
2016-12-21 07:00:00 | 8.0239 | 32.48 | -49.97 | 49.97 | 10000000
2016-12-21 08:00:00 | 8.0239 | 32.48 | -46.27 | 46.27 | 10000000
2016-12-21 09:00:00 | 8.0239 | 32.48 | -46.9 | 46.9 | 10000000
2016-12-21 10:00:00 | 7.9814 | 32.32 | -43.96 | 43.96 | 10000000
2016-12-21 11:00:00 | 7.9389 | 32.16 | -39.53 | 39.53 | 10000000
2016-12-21 12:00:00 | 7.8964 | 32 | -39.38 | 39.38 | 10000000
2016-12-21 13:00:00 | 7.8964 | 32 | -41.97 | 41.97 | 10000000
2016-12-21 14:00:00 | 7.7689 | 31.52 | -47.95 | 47.95 | 10000000
2016-12-21 15:00:00 | 7.5988 | 30.88 | -47.95 | 47.95 | 10000000
2016-12-21 16:00:00 | 7.4288 | 30.24 | -48.95 | 48.95 | 10000000
2016-12-21 17:00:00 | 7.6413 | 31.04 | -47 | 47 | 10000000
2016-12-21 18:00:00 | 7.6839 | 31.2 | -44.62 | 44.62 | 10000000
2016-12-21 19:00:00 | 7.6413 | 31.04 | -39.05 | 39.05 | 10000000
2016-12-21 20:00:00 | 7.6839 | 31.2 | -37.22 | 37.22 | 10000000
2016-12-21 21:00:00 | 7.7264 | 31.36 | -34.57 | 34.57 | 10000000
2016-12-21 22:00:00 | 7.9389 | 32.16 | -33.94 | 33.94 | 10000000
2016-12-21 23:00:00 | 8.1089 | 32.8 | -34.34 | 34.34 | 10000000
2016-12-22 00:00:00 | 8.0239 | 32.48 | -32.72 | 32.72 | 10000000
2016-12-22 01:00:00 | 8.1514 | 32.96 | -33.34 | 33.34 | 10000000
2016-12-22 02:00:00 | 8.1089 | 32.8 | -34.42 | 34.42 | 10000000
2016-12-22 03:00:00 | 8.1514 | 32.96 | -34.9 | 34.9 | 10000000
2016-12-22 04:00:00 | 8.279 | 33.44 | -36.03 | 36.03 | 10000000
2016-12-22 05:00:00 | 8.279 | 33.44 | -41.88 | 41.88 | 10000000
2016-12-22 06:00:00 | 8.364 | 33.76 | -51.84 | 51.84 | 10000000
2016-12-22 07:00:00 | 8.1514 | 32.96 | -51.78 | 51.78 | 10000000
2016-12-22 08:00:00 | 7.9814 | 32.32 | -50.99 | 50.99 | 10000000
2016-12-22 09:00:00 | 7.7689 | 31.52 | -55.62 | 55.62 | 10000000
2016-12-22 10:00:00 | 7.5563 | 30.72 | -54.26 | 54.26 | 10000000
2016-12-22 11:00:00 | 7.3438 | 29.92 | -51.4 | 51.4 | 10000000
2016-12-22 12:00:00 | 7.0887 | 28.96 | -50.94 | 50.94 | 10000000
2016-12-22 13:00:00 | 7.0037 | 28.64 | -50.93 | 50.93 | 10000000
2016-12-22 14:00:00 | 7.0037 | 28.64 | -51.97 | 51.97 | 10000000
2016-12-22 15:00:00 | 7.0887 | 28.96 | -56.7 | 56.7 | 10000000
2016-12-22 16:00:00 | 7.1312 | 29.12 | -54.46 | 54.46 | 10000000
2016-12-22 17:00:00 | 7.0887 | 28.96 | -54.92 | 54.92 | 10000000
2016-12-22 18:00:00 | 7.0462 | 28.8 | -51 | 51 | 10000000
2016-12-22 19:00:00 | 6.8762 | 28.16 | -39.94 | 39.94 | 10000000
2016-12-22 20:00:00 | 6.9187 | 28.32 | -37.66 | 37.66 | 10000000
2016-12-22 21:00:00 | 6.7487 | 27.68 | -38.62 | 38.62 | 10000000
2016-12-22 22:00:00 | 6.7061 | 27.52 | -34.95 | 34.95 | 10000000
2016-12-22 23:00:00 | 6.7487 | 27.68 | -29.02 | 29.02 | 10000000
2016-12-23 00:00:00 | 6.6636 | 27.36 | -29.58 | 29.58 | 10000000
2016-12-23 01:00:00 | 6.6636 | 27.36 | -27.58 | 27.58 | 10000000
2016-12-23 02:00:00 | 6.6211 | 27.2 | -26.78 | 26.78 | 10000000
2016-12-23 03:00:00 | 6.5361 | 26.88 | -29.02 | 29.02 | 10000000
2016-12-23 04:00:00 | 6.3236 | 26.08 | -30 | 30 | 10000000
2016-12-23 05:00:00 | 6.196 | 25.6 | -36.3 | 36.3 | 10000000
2016-12-23 06:00:00 | 6.111 | 25.28 | -45.91 | 45.91 | 10000000
2016-12-23 07:00:00 | 6.0685 | 25.12 | -50.91 | 50.91 | 10000000
2016-12-23 08:00:00 | 6.0685 | 25.12 | -51.15 | 51.15 | 10000000
2016-12-23 09:00:00 | 6.0685 | 25.12 | -50.98 | 50.98 | 10000000
2016-12-23 10:00:00 | 5.856 | 24.32 | -48.89 | 48.89 | 10000000
2016-12-23 11:00:00 | 5.771 | 24 | -45.91 | 45.91 | 10000000
2016-12-23 12:00:00 | 5.7284 | 23.84 | -45.12 | 45.12 | 10000000
2016-12-23 13:00:00 | 5.7284 | 23.84 | -44.95 | 44.95 | 10000000
2016-12-23 14:00:00 | 5.8135 | 24.16 | -44.96 | 44.96 | 10000000
2016-12-23 15:00:00 | 5.8985 | 24.48 | -46.96 | 46.96 | 10000000
2016-12-23 16:00:00 | 5.856 | 24.32 | -48.39 | 48.39 | 10000000
2016-12-23 17:00:00 | 5.941 | 24.64 | -40.84 | 40.84 | 10000000
2016-12-23 18:00:00 | 5.941 | 24.64 | -38.15 | 38.15 | 10000000
2016-12-23 19:00:00 | 5.856 | 24.32 | -36.28 | 36.28 | 10000000
2016-12-23 20:00:00 | 5.856 | 24.32 | -33 | 33 | 10000000
2016-12-23 21:00:00 | 5.941 | 24.64 | -27.57 | 27.57 | 10000000
2016-12-23 22:00:00 | 6.3236 | 26.08 | -7.82 | 7.82 | 10000000
2016-12-23 23:00:00 | 6.4936 | 26.72 | -10.38 | 10.38 | 10000000
2016-12-24 00:00:00 | 6.5786 | 27.04 | -3.71 | 3.71 | 10000000
2016-12-24 01:00:00 | 6.4936 | 26.72 | 7.62 |  | 0
2016-12-24 02:00:00 | 6.7061 | 27.52 | 2.57 |  | 0
2016-12-24 03:00:00 | 6.7061 | 27.52 | -8.47 | 8.47 | 10000000
2016-12-24 04:00:00 | 6.6636 | 27.36 | -8.59 | 8.59 | 10000000
2016-12-24 05:00:00 | 6.6211 | 27.2 | -3.97 | 3.97 | 10000000
2016-12-24 06:00:00 | 6.4936 | 26.72 | -8.69 | 8.69 | 10000000
2016-12-24 07:00:00 | 6.3236 | 26.08 | -15.99 | 15.99 | 10000000
2016-12-24 08:00:00 | 6.026 | 24.96 | -20.36 | 20.36 | 10000000
2016-12-24 09:00:00 | 5.771 | 24 | -21 | 21 | 10000000
2016-12-24 10:00:00 | 5.4734 | 22.88 | -20.02 | 20.02 | 10000000
2016-12-24 11:00:00 | 5.2608 | 22.08 | -18.04 | 18.04 | 10000000
2016-12-24 12:00:00 | 5.1758 | 21.76 | -15.3 | 15.3 | 10000000
2016-12-24 13:00:00 | 5.0908 | 21.44 | -10.41 | 10.41 | 10000000
2016-12-24 14:00:00 | 5.0483 | 21.28 | -10.51 | 10.51 | 10000000
2016-12-24 15:00:00 | 5.0058 | 21.12 | -13.79 | 13.79 | 10000000
2016-12-24 16:00:00 | 5.0908 | 21.44 | -13.69 | 13.69 | 10000000
2016-12-24 17:00:00 | 5.2183 | 21.92 | -8.67 | 8.67 | 10000000
2016-12-24 18:00:00 | 5.6859 | 23.68 | -2.16 | 2.16 | 10000000
2016-12-24 19:00:00 | 5.856 | 24.32 | -2.93 | 2.93 | 10000000
2016-12-24 20:00:00 | 5.6434 | 23.52 | -0.11 | 0.11 | 10000000
2016-12-24 21:00:00 | 5.4734 | 22.88 | -8.31 | 8.31 | 10000000
2016-12-24 22:00:00 | 5.3034 | 22.24 | 12.05 |  | 0
2016-12-24 23:00:00 | 5.2608 | 22.08 | 18.07 |  | 0
2016-12-25 00:00:00 | 5.3884 | 22.56 | 36.1 |  | 0
2016-12-25 01:00:00 | 5.8135 | 24.16 | 38.78 |  | 0
2016-12-25 02:00:00 | 5.6859 | 23.68 | 26.87 |  | 0
2016-12-25 03:00:00 | 5.6434 | 23.52 | 15.06 |  | 0
2016-12-25 04:00:00 | 5.6434 | 23.52 | 12.1 |  | 0
2016-12-25 05:00:00 | 5.8985 | 24.48 | 30.07 |  | 0
2016-12-25 06:00:00 | 5.9835 | 24.8 | 4.02 |  | 0
2016-12-25 07:00:00 | 5.8135 | 24.16 | -0.1 | 0.1 | 10000000
2016-12-25 08:00:00 | 5.771 | 24 | -10.6 | 10.6 | 10000000
2016-12-25 09:00:00 | 5.6009 | 23.36 | -13.49 | 13.49 | 10000000
2016-12-25 10:00:00 | 5.1758 | 21.76 | -13.67 | 13.67 | 10000000
2016-12-25 11:00:00 | 4.7507 | 20.16 | -8.76 | 8.76 | 10000000
2016-12-25 12:00:00 | 4.4107 | 18.88 | -0.13 | 0.13 | 10000000
2016-12-25 13:00:00 | 4.3682 | 18.72 | 0.1 |  | 0
2016-12-25 14:00:00 | 4.3682 | 18.72 | -0.08 | 0.08 | 10000000
2016-12-25 15:00:00 | 4.2831 | 18.4 | -8.67 | 8.67 | 10000000
2016-12-25 16:00:00 | 3.9431 | 17.12 | -13.63 | 13.63 | 10000000
2016-12-25 17:00:00 | 3.773 | 16.48 | -10.7 | 10.7 | 10000000
2016-12-25 18:00:00 | 3.603 | 15.84 | -8.98 | 8.98 | 10000000
2016-12-25 19:00:00 | 3.5605 | 15.68 | -10.67 | 10.67 | 10000000
2016-12-25 20:00:00 | 3.603 | 15.84 | -9.94 | 9.94 | 10000000
2016-12-25 21:00:00 | 3.6455 | 16 | -10.02 | 10.02 | 10000000
2016-12-25 22:00:00 | 3.603 | 15.84 | 2.95 |  | 0
2016-12-25 23:00:00 | 3.5605 | 15.68 | -0.04 | 0.04 | 10000000
2016-12-26 00:00:00 | 3.348 | 14.88 | 9.92 |  | 0
2016-12-26 01:00:00 | 3.4755 | 15.36 | 14.9 |  | 0
2016-12-26 02:00:00 | 3.4755 | 15.36 | 16.09 |  | 0
2016-12-26 03:00:00 | 3.3905 | 15.04 | 15.05 |  | 0
2016-12-26 04:00:00 | 3.433 | 15.2 | 51.49 |  | 0
2016-12-26 05:00:00 | 3.603 | 15.84 | 67.07 |  | 0
2016-12-26 06:00:00 | 3.518 | 15.52 | 67.09 |  | 0
2016-12-26 07:00:00 | 3.4755 | 15.36 | 54.2 |  | 0
2016-12-26 08:00:00 | 3.433 | 15.2 | 3.08 |  | 0
2016-12-26 09:00:00 | 3.348 | 14.88 | -0.11 | 0.11 | 10000000
2016-12-26 10:00:00 | 3.348 | 14.88 | -5.87 | 5.87 | 10000000
2016-12-26 11:00:00 | 3.348 | 14.88 | -1.05 | 1.05 | 10000000
2016-12-26 12:00:00 | 4.2406 | 18.24 | 6.71 |  | 0
2016-12-26 13:00:00 | 4.3682 | 18.72 | 13.31 |  | 0
2016-12-26 14:00:00 | 4.5807 | 19.52 | 6.74 |  | 0
2016-12-26 15:00:00 | 5.0908 | 21.44 | 2.98 |  | 0
2016-12-26 16:00:00 | 5.5584 | 23.2 | -8.78 | 8.78 | 10000000
2016-12-26 17:00:00 | 5.5584 | 23.2 | -9.68 | 9.68 | 10000000
2016-12-26 18:00:00 | 5.856 | 24.32 | -10.69 | 10.69 | 10000000
2016-12-26 19:00:00 | 6.3661 | 26.24 | -8.32 | 8.32 | 10000000
2016-12-26 20:00:00 | 6.111 | 25.28 | 0.91 |  | 0
2016-12-26 21:00:00 | 6.1535 | 25.44 | -4.39 | 4.39 | 10000000
2016-12-26 22:00:00 | 6.4936 | 26.72 | 13.34 |  | 0
2016-12-26 23:00:00 | 5.8985 | 24.48 | 13 |  | 0
2016-12-27 00:00:00 | 5.771 | 24 | 24.92 |  | 0
2016-12-27 01:00:00 | 5.5159 | 23.04 | 49.98 |  | 0
2016-12-27 02:00:00 | 5.1758 | 21.76 | 53.62 |  | 0
2016-12-27 03:00:00 | 5.3884 | 22.56 | 50.19 |  | 0
2016-12-27 04:00:00 | 5.2183 | 21.92 | 23.36 |  | 0
2016-12-27 05:00:00 | 5.3459 | 22.4 | 12.15 |  | 0
2016-12-27 06:00:00 | 4.9208 | 20.8 | -8.77 | 8.77 | 10000000
2016-12-27 07:00:00 | 4.6657 | 19.84 | -13.7 | 13.7 | 10000000
2016-12-27 08:00:00 | 4.7082 | 20 | -12.17 | 12.17 | 10000000
2016-12-27 09:00:00 | 4.7507 | 20.16 | -10.63 | 10.63 | 10000000
2016-12-27 10:00:00 | 4.6657 | 19.84 | -10.64 | 10.64 | 10000000
2016-12-27 11:00:00 | 4.7082 | 20 | -10.68 | 10.68 | 10000000
2016-12-27 12:00:00 | 4.7933 | 20.32 | -13.75 | 13.75 | 10000000
2016-12-27 13:00:00 | 4.8783 | 20.64 | -13.76 | 13.76 | 10000000
2016-12-27 14:00:00 | 5.0908 | 21.44 | -21.04 | 21.04 | 10000000
2016-12-27 15:00:00 | 5.4309 | 22.72 | -29.58 | 29.58 | 10000000
2016-12-27 16:00:00 | 5.771 | 24 | -29.76 | 29.76 | 10000000
2016-12-27 17:00:00 | 5.8985 | 24.48 | -29.69 | 29.69 | 10000000
2016-12-27 18:00:00 | 6.3661 | 26.24 | -29.45 | 29.45 | 10000000
2016-12-27 19:00:00 | 6.2386 | 25.76 | -31.91 | 31.91 | 10000000
2016-12-27 20:00:00 | 6.0685 | 25.12 | -28.5 | 28.5 | 10000000
2016-12-27 21:00:00 | 6.4511 | 26.56 | -27.01 | 27.01 | 10000000
2016-12-27 22:00:00 | 6.3661 | 26.24 | -13.71 | 13.71 | 10000000
2016-12-27 23:00:00 | 6.4511 | 26.56 | -21.8 | 21.8 | 10000000
2016-12-28 00:00:00 | 6.4511 | 26.56 | -21.28 | 21.28 | 10000000
2016-12-28 01:00:00 | 6.5361 | 26.88 | -22.1 | 22.1 | 10000000
2016-12-28 02:00:00 | 6.3661 | 26.24 | -20.28 | 20.28 | 10000000
2016-12-28 03:00:00 | 6.6636 | 27.36 | -23.01 | 23.01 | 10000000
2016-12-28 04:00:00 | 6.7912 | 27.84 | -28.09 | 28.09 | 10000000
2016-12-28 05:00:00 | 7.0037 | 28.64 | -30 | 30 | 10000000
2016-12-28 06:00:00 | 7.0037 | 28.64 | -32.07 | 32.07 | 10000000
2016-12-28 07:00:00 | 7.0037 | 28.64 | -40.06 | 40.06 | 10000000
2016-12-28 08:00:00 | 7.1312 | 29.12 | -45.57 | 45.57 | 10000000
2016-12-28 09:00:00 | 6.8337 | 28 | -45.46 | 45.46 | 10000000
2016-12-28 10:00:00 | 5.8135 | 24.16 | -43.93 | 43.93 | 10000000
2016-12-28 11:00:00 | 5.4734 | 22.88 | -44.4 | 44.4 | 10000000
2016-12-28 12:00:00 | 5.4734 | 22.88 | -45.82 | 45.82 | 10000000
2016-12-28 13:00:00 | 5.4309 | 22.72 | -50.77 | 50.77 | 10000000
2016-12-28 14:00:00 | 5.7284 | 23.84 | -51.6 | 51.6 | 10000000
2016-12-28 15:00:00 | 6.5361 | 26.88 | -55.2 | 55.2 | 10000000
2016-12-28 16:00:00 | 6.6636 | 27.36 | -62.8 | 62.8 | 10000000
2016-12-28 17:00:00 | 6.6636 | 27.36 | -63.7 | 63.7 | 10000000
2016-12-28 18:00:00 | 7.3438 | 29.92 | -59.82 | 59.82 | 10000000
2016-12-28 19:00:00 | 7.3863 | 30.08 | -49.95 | 49.95 | 10000000
2016-12-28 20:00:00 | 6.9187 | 28.32 | -50 | 50 | 10000000
2016-12-28 21:00:00 | 6.9187 | 28.32 | -45.64 | 45.64 | 10000000
2016-12-28 22:00:00 | 6.8337 | 28 | -37.92 | 37.92 | 10000000
2016-12-28 23:00:00 | 6.4936 | 26.72 | -42.28 | 42.28 | 10000000
2016-12-29 00:00:00 | 6.196 | 25.6 | -39.3 | 39.3 | 10000000
2016-12-29 01:00:00 | 6.3236 | 26.08 | -36.83 | 36.83 | 10000000
2016-12-29 02:00:00 | 6.196 | 25.6 | -34.11 | 34.11 | 10000000
2016-12-29 03:00:00 | 6.111 | 25.28 | -34.99 | 34.99 | 10000000
2016-12-29 04:00:00 | 6.111 | 25.28 | -37.64 | 37.64 | 10000000
2016-12-29 05:00:00 | 6.0685 | 25.12 | -41.05 | 41.05 | 10000000
2016-12-29 06:00:00 | 6.0685 | 25.12 | -49.3 | 49.3 | 10000000
2016-12-29 07:00:00 | 6.026 | 24.96 | -53.38 | 53.38 | 10000000
2016-12-29 08:00:00 | 5.9835 | 24.8 | -54.01 | 54.01 | 10000000
2016-12-29 09:00:00 | 6.026 | 24.96 | -51.14 | 51.14 | 10000000
2016-12-29 10:00:00 | 5.8985 | 24.48 | -50.96 | 50.96 | 10000000
2016-12-29 11:00:00 | 5.771 | 24 | -47.09 | 47.09 | 10000000
2016-12-29 12:00:00 | 5.7284 | 23.84 | -46.62 | 46.62 | 10000000
2016-12-29 13:00:00 | 5.8985 | 24.48 | -49.6 | 49.6 | 10000000
2016-12-29 14:00:00 | 6.026 | 24.96 | -51.63 | 51.63 | 10000000
2016-12-29 15:00:00 | 6.196 | 25.6 | -54.43 | 54.43 | 10000000
2016-12-29 16:00:00 | 6.4086 | 26.4 | -63.95 | 63.95 | 10000000
2016-12-29 17:00:00 | 6.9612 | 28.48 | -57.2 | 57.2 | 10000000
2016-12-29 18:00:00 | 7.2163 | 29.44 | -54.02 | 54.02 | 10000000
2016-12-29 19:00:00 | 7.3863 | 30.08 | -47.98 | 47.98 | 10000000
2016-12-29 20:00:00 | 7.5563 | 30.72 | -42.93 | 42.93 | 10000000
2016-12-29 21:00:00 | 7.4713 | 30.4 | -38.04 | 38.04 | 10000000
2016-12-29 22:00:00 | 7.6413 | 31.04 | -36.03 | 36.03 | 10000000
2016-12-29 23:00:00 | 7.6413 | 31.04 | -36.01 | 36.01 | 10000000
2016-12-30 00:00:00 | 7.8114 | 31.68 | -35.96 | 35.96 | 10000000
2016-12-30 01:00:00 | 7.7689 | 31.52 | -32.06 | 32.06 | 10000000
2016-12-30 02:00:00 | 7.8539 | 31.84 | -32.54 | 32.54 | 10000000
2016-12-30 03:00:00 | 7.9814 | 32.32 | -33.09 | 33.09 | 10000000
2016-12-30 04:00:00 | 8.0664 | 32.64 | -33.09 | 33.09 | 10000000
2016-12-30 05:00:00 | 8.1514 | 32.96 | -33.94 | 33.94 | 10000000
2016-12-30 06:00:00 | 8.3215 | 33.6 | -46 | 46 | 10000000
2016-12-30 07:00:00 | 8.364 | 33.76 | -49.96 | 49.96 | 10000000
2016-12-30 08:00:00 | 8.0664 | 32.64 | -47.19 | 47.19 | 10000000
2016-12-30 09:00:00 | 7.6413 | 31.04 | -43 | 43 | 10000000
2016-12-30 10:00:00 | 7.3863 | 30.08 | -37.27 | 37.27 | 10000000
2016-12-30 11:00:00 | 6.9612 | 28.48 | -36.3 | 36.3 | 10000000
2016-12-30 12:00:00 | 6.5361 | 26.88 | -36.72 | 36.72 | 10000000
2016-12-30 13:00:00 | 6.3661 | 26.24 | -47.19 | 47.19 | 10000000
2016-12-30 14:00:00 | 6.4086 | 26.4 | -52.78 | 52.78 | 10000000
2016-12-30 15:00:00 | 6.9187 | 28.32 | -54.99 | 54.99 | 10000000
2016-12-30 16:00:00 | 7.1737 | 29.28 | -56.04 | 56.04 | 10000000
2016-12-30 17:00:00 | 7.3863 | 30.08 | -52.92 | 52.92 | 10000000
2016-12-30 18:00:00 | 7.5563 | 30.72 | -52.82 | 52.82 | 10000000
2016-12-30 19:00:00 | 7.6839 | 31.2 | -43.32 | 43.32 | 10000000
2016-12-30 20:00:00 | 7.7264 | 31.36 | -41.03 | 41.03 | 10000000
2016-12-30 21:00:00 | 7.8964 | 32 | -40.55 | 40.55 | 10000000
2016-12-30 22:00:00 | 7.8114 | 31.68 | -33.06 | 33.06 | 10000000
2016-12-30 23:00:00 | 7.8964 | 32 | -36.1 | 36.1 | 10000000
2016-12-31 00:00:00 | 8.1089 | 32.8 | -33.04 | 33.04 | 10000000
2016-12-31 01:00:00 | 7.9814 | 32.32 | -29.9 | 29.9 | 10000000
2016-12-31 02:00:00 | 7.8964 | 32 | -27.63 | 27.63 | 10000000
2016-12-31 03:00:00 | 7.9814 | 32.32 | -27.52 | 27.52 | 10000000
2016-12-31 04:00:00 | 8.0664 | 32.64 | -27.28 | 27.28 | 10000000
2016-12-31 05:00:00 | 7.8114 | 31.68 | -21.43 | 21.43 | 10000000
2016-12-31 06:00:00 | 7.8539 | 31.84 | -31.68 | 31.68 | 10000000
2016-12-31 07:00:00 | 7.9389 | 32.16 | -35.02 | 35.02 | 10000000
2016-12-31 08:00:00 | 7.9814 | 32.32 | -41.88 | 41.88 | 10000000
2016-12-31 09:00:00 | 7.6839 | 31.2 | -39.94 | 39.94 | 10000000
2016-12-31 10:00:00 | 7.4713 | 30.4 | -39.96 | 39.96 | 10000000
2016-12-31 11:00:00 | 7.2163 | 29.44 | -38.86 | 38.86 | 10000000
2016-12-31 12:00:00 | 7.0462 | 28.8 | -35.04 | 35.04 | 10000000
2016-12-31 13:00:00 | 7.0037 | 28.64 | -37.5 | 37.5 | 10000000
2016-12-31 14:00:00 | 7.3438 | 29.92 | -43.81 | 43.81 | 10000000
2016-12-31 15:00:00 | 7.4288 | 30.24 | -49.76 | 49.76 | 10000000
2016-12-31 16:00:00 | 7.4288 | 30.24 | -53.98 | 53.98 | 10000000
2016-12-31 17:00:00 | 7.5138 | 30.56 | -49.76 | 49.76 | 10000000
2016-12-31 18:00:00 | 7.3863 | 30.08 | -40.84 | 40.84 | 10000000
2016-12-31 19:00:00 | 7.2163 | 29.44 | -35.05 | 35.05 | 10000000
2016-12-31 20:00:00 | 7.0462 | 28.8 | -33.02 | 33.02 | 10000000
2016-12-31 21:00:00 | 6.8337 | 28 | -33.71 | 33.71 | 10000000
2016-12-31 22:00:00 | 6.7061 | 27.52 | -20.9 | 20.9 | 10000000
2016-12-31 23:00:00 | 6.706 | 27.52 | -20.9 | 20.9 | 10000000
Note on B1: Values in MW th ABSOLUTE VALUE!! (Do not multiply by the nominal value) Taken from the district heating demand profile. Methodology described in: Electricity, Heat, and Gas Sector Data for Modeling the German Systemhttps://www.diw.de/documents/publikationen/73/diw_01.c.574130.de/diw_datadoc_2017-092.pdf
Note on C1: Values in MW th ABSOLUTE VALUE!! (Do not multiply by the nominal value)
Note on D1: Values in EUR/MWh Values are negative, because that means that the windfarm is earning money from the sale of the electricity. 2016 day ahead auction on the Spot market in Germany. Source: https://www.epexspot.com/en/market-data/dayaheadauction
Note on E1: Values in EUR/MWh 2016 day ahead auction on the Spot market in Germany. Source: https://www.epexspot.com/en/market-data/dayaheadauction
Note on F1: Values in EUR/MWh Positive values are very high to force the system to send the electricity with negative prices through the nevative_spot transformer