## INFO
Scenario Description | Basic scenario
SCENARIO SELECTION Reg Rahmen
SCENARIO SELECTION Year
=SVERWEIS($A2&"."&H$1;INFO!B33] Selection'!$E:$H;'[scenario_data.xlsx]Year Selection'!$F$4+1;0)
This Excel file defines an oemof energy system.
The components can be defined in the several sheets.
Sheet | Notes
Scenario Selectio | Select the economic/legal scenario you want to work. Status quo, with SINTEG-V regulation or withourt any surcharges
buses | Defines the buses used in the energy system
-If excess or shortage flag is set (=1), an additional sink resp. source is added AUTOMATICALLY
chp | Defines CHP plants
-many parameters are currently defined manually, see "create_nodes()" -> move to sheet
commodity_sources | Defines the commodity sources such as oil, gas etc.
demand | Defines demand components such as heat demand
powerlines | Defines power lines between 2 buses
-Creates 2 oemof transformers (A->B, B->A)
renewables | Defines the renewable sources (fixed generation)
storages | Defines storages
transformers | Defines the transformers like power2gas plants etc.
-variable costs refer to input values!
- capacity is the nominal value of the output; "max nom in" is the maximum input which is multiplied with the timeseries transformer.max
-Power lines are defined in the sheet "powerlines"
time_series | Time series
-Format of column must follow the format NODE.PARAMETER (e.g. wind.actual_value)
time series are implemented for renewables, demands and transformer inputs
Notes
-For details on how this data is used (and to alter) during creation of the energy system refer to function "create_nodes()".
-Unit of values is MW / MWh and €
-If column "active" is set to 0, the component will not be created in the energy system
Data comes from "scenario_data.xlsx"

## buses
label | active | excess | shortage | shortage costs | excess costs
bus_el | 1 | 0 | 0 | 1000 | 1000
bus_flex | 1 | 0 | 0 | 1000 | 1000
bus_th_sch | 1 | 0 | 0 | 1000 | 0
bus_gas | 1 | 0 | 0 | 1000 | 1000
bus_wind | 1 | 0 | 0 | 1000 | 1000
bus_pv | 0 | 0 | 0 | 1000 | 1000
bus_th_pr | 1 | 0 | 0 | 1000 | 0
bus_other | 1 | 0 | 0 | 1000 | 0
bus_chp_el | 1 | 0 | 0 | 0 | 0
bus_pth_pr | 1 | 0 | 0 | 0 | 0
bus_pth_sch | 1 | 0 | 0 | 0 | 0

## chp_trans
label | active | from | to_el | to_th | el_capacity_max | el_capacity_min | heat_capacity_max | heat_capacity_min | gas_capacity | el_conv | heat_conv | variable_costs_in | variable_costs_out | startup_costs
chp_pr_gas_1 | 1 | bus_gas | bus_chp_el | bus_th_pr |  | 0
chp_pr_gas_2 | 1 | bus_gas | bus_chp_el | bus_th_pr |  | 0
chp_sch_kuhheide | 1 | bus_gas | bus_chp_el | bus_th_sch |  | 0
chp_sch_m_turbine1 | 1 | bus_gas | bus_chp_el | bus_th_sch |  | 0
chp_sch_m_turbine2 | 1 | bus_gas | bus_chp_el | bus_th_sch |  | 0
chp_pr_ee | 1 | bus_other | bus_chp_el | bus_th_pr |  | 0
chp_pck_waste | 1 | bus_other | bus_chp_el | bus_th_sch |  | 0

## chp
label | active | from | to_el | to_th | back_pressure | variable_costs_in | variable_costs_out | el efficiency min | el efficiency max | power el min | power el max | flue_gas_loss_at_min_heat | flue_gas_loss_at_max_heat
chp_sch | 0 | bus_gas | bus_el | bus_th_sch | 0 |  |  |  |  | 0.1 | 0.3 | 0.41 | 0.18
chp_pr | 0 | bus_gas | bus_el | bus_th_pr | 0 |  |  |  |  | 0.022 | 1.479 | 0.41 | 0.18
chp_pr_gas_1 | 0 | bus_gas | bus_el | bus_th_pr | 0 |  |  | 0.25 | 0.49 |  |  | 0.41 | 0.18
chp_pr_gas_2 | 0 | bus_gas | bus_el | bus_th_pr | 0 |  |  | 0.25 | 0.49 |  |  | 0.41 | 0.18
chp_sch_kuhheide | 0 | bus_gas | bus_el | bus_th_sch | 0 |  |  | 0.25 | 0.49 |  |  | 0.41 | 0.18
chp_sch_m_turbine1 | 0 | bus_gas | bus_el | bus_th_sch | 0 |  |  | 0.25 | 0.49 |  |  | 0.41 | 0.18
chp_sch_m_turbine2 | 0 | bus_gas | bus_el | bus_th_sch | 0 |  |  | 0.25 | 0.49 |  |  | 0.41 | 0.18
chp_sch_contract | 0 | bus_gas | bus_el | bus_th_sch | 0 |  |  | 0.25 | 0.49 |  |  | 0.41 | 0.18
chp_sch_raff | 0 | bus_gas | bus_el | bus_th_sch | 1 | 0 |  | 0.25 | 0.49 |  |  | 0.41 | 0.18
chp_sch_waste | 0 | bus_gas | bus_el | bus_th_sch | 1 | 0 |  | 0.25 | 0.49 |  |  | 0.41 | 0.18

## commodity_sources
label | active | to | variable_costs_out | capacity
cs_gas | 1 | bus_gas
cs_electric | 1 | bus_el
cs_other | 1 | bus_other |  | 10000000

## demand
label | active | from | nominal value | variable_costs_in | fixed
spot_market_sink | 1 | bus_el |  |  | 0
heat_demand_sch | 1 | bus_th_sch |  | 0 | 1
el_demand_uck | 0 | bus_el |  |  | 1
heat_demand_pr | 1 | bus_th_pr |  | 0 | 1
curtailment | 1 | bus_flex |  |  | 0
base_market_sink | 1 | bus_chp_el | 1000000 |  | 0

## powerlines
label | active | bus_1 | bus_2 | efficiency | capacity

## renewables
label | active | to | capacity
wind_synth | 1 | bus_wind
pv_synth | 0 | bus_pv

## storages
label | active | bus | nominal capacity | nominal input value | nominal output value | capacity loss | efficiency inflow | efficiency outflow | initial capacity | capacity min | capacity max | input_costs | output_costs
storage_th_pr | 1 | bus_th_pr
storage_th_sch | 1 | bus_th_sch | 1

## transformers
label | active | from | to | efficiency | capacity | variable_costs_in | variable_costs_out | fixed | startup_costs
wind_curtailment | 1 | bus_wind | bus_flex |  |  |  |  | 1 | 0
wind_neg_spot | 1 | bus_wind | bus_flex |  |  |  |  | 1 | 0
wind_using | 1 | bus_wind | bus_el |  |  |  |  | 0 | 0
boiler_sch | 0 | bus_gas | bus_th_sch |  |  |  |  | 0 | 0
boiler_sch_1 | 1 | bus_gas | bus_th_sch |  |  |  |  | 0 | 0
boiler_sch_contract | 1 | bus_gas | bus_th_sch |  |  |  |  | 0 | 0
boiler_sch_2 | 1 | bus_gas | bus_th_sch |  |  |  |  | 0 | 0
boiler_pr | 0 | bus_gas | bus_th_pr |  |  |  |  | 0 | 0
boiler_pr_1 | 1 | bus_gas | bus_th_pr |  |  |  |  | 0 | 0
boiler_pr_2 | 1 | bus_gas | bus_th_pr |  |  |  |  | 0 | 0
boiler_pr_3 | 1 | bus_gas | bus_th_pr |  |  |  |  | 0 | 0
pv_curtailment | 0 | bus_pv | bus_flex |  |  |  |  | 1 | 0
pv_neg_spot | 0 | bus_pv | bus_flex |  |  |  |  | 1 | 0
pv_using | 0 | bus_pv | bus_el |  |  |  |  | 1 | 0
flex_batt | 0 | bus_flex | bus_batt | 1 | 100000 | 0 | 0 | 0 | 0
batt_demand | 0 | bus_batt | bus_el | 1 | 100000 | 0 | 0 | 0 | 0
cs_to_pth_pr | 1 | bus_el | bus_pth_pr |  |  |  |  | 0 | 0
cs_to_pth_sch | 1 | bus_el | bus_pth_sch |  |  |  |  | 0 | 0
flex_to_pth_pr | 1 | bus_flex | bus_pth_pr |  |  |  |  | 0 | 0
flex_to_pth_sch | 1 | bus_flex | bus_pth_sch |  |  |  |  | 0 | 0
pth_pr | 1 | bus_pth_pr | bus_th_pr |  |  |  |  | 0 | 0
pth_sch | 1 | bus_pth_sch | bus_th_sch |  | 1 |  |  | 0 | 0
cs_to_flex_neg_spot | 0 | bus_el | bus_flex | 1 | 100000 | 0 | 0 | 0 | 0

## time_series
timestamp | heat_demand_pr.actual_value | heat_demand_sch.actual_value | el_demand_uck.actual_value | cs_electric.variable_costs | spot_market_sink.variable_costs | el_demand_uck.variable_costs | wind_neg_spot_sinteg.variable_costs | wind_neg_spot.variable_costs | pv_neg_spot.variable_costs | base_market_sink.variable_costs | curtailment.variable_costs | cs_to_flex_neg_spot.variable_costs | 2016_spot | 2011_spot |  |  |  | pr_fw | sch_fw | Prenzlau relativ reduziert | Schwedt relativ reduziert | Prenzlau relativ plus Netzverluste | Schwedt relativ plus Netzverluste
2016-01-01 00:00:00 | 0.38085 | 0.39046 | 0.39047 | [6 empty] | -25.17 |  |  | 22.39 | 28.82 | 5.5772 | 13.7414 |  |  |  | 0.27114 | 0
2016-01-01 01:00:00 | 0.38862 | 0.39541 | 0.39542 | [6 empty] | -25.17 |  |  | 20.59 | 22.73 | 5.9504 | 14.6197 |  |  |  | 0.27891 | 0
2016-01-01 02:00:00 | 0.42153 | 0.4329 | 0.43291 | [6 empty] | -25.17 |  |  | 16.81 | 14.98 | 6.0694 | 14.9157 |  |  |  | 0.31183 | 0
2016-01-01 03:00:00 | 0.48943 | 0.50631 | 0.50633 | [6 empty] | -25.17 |  |  | 17.41 | 9.93 | 6.6178 | 16.1875 |  |  |  | 0.37972 | 0.057328
2016-01-01 04:00:00 | 0.58743 | 0.60675 | 0.60677 | [6 empty] | -25.17 |  |  | 17.02 | 16.12 | 8.0606 | 19.7429 | plus Wärmeverluste: |  |  | 0.47772 | 0.15777
2016-01-01 05:00:00 | 0.66828 | 0.65697 | 0.65698 | [6 empty] | -25.17 |  |  | 15.86 | 9.91 | 12.1684 | 29.575 |  |  |  | 0.55858 | 0.20798
2016-01-01 06:00:00 | 0.67293 | 0.66187 | 0.66187 | [6 empty] | -25.17 |  |  | 18.16 | -34.08 | 12.4787 | 30.6594 |  |  |  | 0.56323 | 0.21287
2016-01-01 07:00:00 | 0.65729 | 0.64663 | 0.64663 | [6 empty] | -25.17 |  |  | 17.73 | -34.22 | 12.0931 | 29.6164 |  |  |  | 0.54759 | 0.19763
2016-01-01 08:00:00 | 0.63405 | 0.62331 | 0.62331 | [6 empty] | -25.17 |  |  | 19.77 | -5.95 | 11.799 | 28.9822 |  |  |  | 0.52435 | 0.17431
2016-01-01 09:00:00 | 0.61255 | 0.60053 | 0.60054 | [6 empty] | -25.17 |  |  | 23.75 | -0.03 | 11.5225 | 28.2621 |  |  |  | 0.50285 | 0.15154
2016-01-01 10:00:00 | 0.59918 | 0.58788 | 0.58788 | [6 empty] | -25.17 |  |  | 26.03 | 14.9 | 11.1962 | 27.4237 |  |  |  | 0.48948 | 0.13888
2016-01-01 11:00:00 | 0.57235 | 0.5614 | 0.5614 | [6 empty] | -25.17 |  |  | 27.06 | 16.86 | 10.7604 | 26.4097 |  |  |  | 0.46265 | 0.1124
2016-01-01 12:00:00 | 0.56228 | 0.55047 | 0.55047 | [6 empty] | -25.17 |  |  | 26.59 | 20.55 | 10.6559 | 26.1346 |  |  |  | 0.45257 | 0.10147
2016-01-01 13:00:00 | 0.56717 | 0.55676 | 0.55677 | [6 empty] | -25.17 |  |  | 25 | 16.31 | 10.6045 | 26.0086 |  |  |  | 0.45747 | 0.10777
2016-01-01 14:00:00 | 0.57393 | 0.56509 | 0.56509 | [6 empty] | -25.17 |  |  | 24.43 | 16.87 | 10.6397 | 26.1729 |  |  |  | 0.46423 | 0.11609
2016-01-01 15:00:00 | 0.57384 | 0.56336 | 0.56336 | [6 empty] | -25.17 |  |  | 28.87 | 20.05 | 10.7683 | 26.4633 |  |  |  | 0.46414 | 0.11436
2016-01-01 16:00:00 | 0.60425 | 0.59516 | 0.59516 | [6 empty] | -25.17 |  |  | 37.44 | 30.38 | 11.2185 | 27.6416 |  |  |  | 0.49455 | 0.14616
2016-01-01 17:00:00 | 0.61893 | 0.60854 | 0.60854 | [6 empty] | -25.17 |  |  | 37.41 | 45.94 | 11.6109 | 28.627 |  |  |  | 0.50923 | 0.15954
2016-01-01 18:00:00 | 0.62069 | 0.60726 | 0.60726 | [6 empty] | -25.17 |  |  | 35.34 | 49.94 | 11.8666 | 29.1807 |  |  |  | 0.51099 | 0.15826
2016-01-01 19:00:00 | 0.62069 | 0.60719 | 0.60719 | [6 empty] | -25.17 |  |  | 33.07 | 52.08 | 11.8666 | 29.173 |  |  |  | 0.51099 | 0.15819
2016-01-01 20:00:00 | 0.60499 | 0.59132 | 0.59132 | [6 empty] | -25.17 |  |  | 29.52 | 47.79 | 11.5917 | 28.4683 |  |  |  | 0.49529 | 0.14232
2016-01-01 21:00:00 | 0.54359 | 0.52881 | 0.52881 | [6 empty] | -25.17 |  |  | 30.1 | 48.23 | 10.6076 | 25.9933 |  |  |  | 0.43389 | 0.079814
2016-01-01 22:00:00 | 0.48583 | 0.47725 | 0.47726 | [6 empty] | -25.17 |  |  | 24.57 | 53 | 8.9551 | 21.8354 |  |  |  | 0.37612 | 0.028256
2016-01-01 23:00:00 | 0.40385 | 0.40598 | 0.40598 | [6 empty] | -25.17 |  |  | 22.2 | 37.64 | 6.5987 | 16.1396 |  |  |  | 0.29414 | 0
2016-01-02 00:00:00 | 0.44832 | 0.45451 | 0.45451 | [6 empty] | -25.17 |  |  | 16.57 | 42.97 | 7.1347 | 17.6597 |  |  |  | 0.33862 | 0.0055138
2016-01-02 01:00:00 | 0.45462 | 0.45956 | 0.45956 | [6 empty] | -25.17 |  |  | 15.35 | 32.3 | 7.3493 | 18.1702 |  |  |  | 0.34492 | 0.010564
2016-01-02 02:00:00 | 0.47045 | 0.47681 | 0.47681 | [6 empty] | -25.17 |  |  | 12.77 | 26.13 | 7.4882 | 18.5216 |  |  |  | 0.36074 | 0.027812
2016-01-02 03:00:00 | 0.50486 | 0.51055 | 0.51055 | [6 empty] | -25.17 |  |  | 11.27 | 21.9 | 8.0602 | 19.844 |  |  |  | 0.39515 | 0.061554
2016-01-02 04:00:00 | 0.61474 | 0.62627 | 0.62629 | [6 empty] | -25.17 |  |  | 11.91 | 18.47 | 9.5022 | 23.5285 |  |  |  | 0.50504 | 0.17729
2016-01-02 05:00:00 | 0.80495 | 0.79904 | 0.79905 | [6 empty] | -25.17 |  |  | 12.62 | 22.71 | 14.0025 | 34.1145 |  |  |  | 0.69524 | 0.35005
2016-01-02 06:00:00 | 0.8237 | 0.82058 | 0.82058 | [6 empty] | -25.17 |  |  | 13.83 | 16.27 | 14.3413 | 35.3129 |  |  |  | 0.714 | 0.37158
2016-01-02 07:00:00 | 0.78089 | 0.77659 | 0.77659 | [6 empty] | -25.17 |  |  | 16.12 | 23.56 | 13.6025 | 33.3587 |  |  |  | 0.67119 | 0.32759
2016-01-02 08:00:00 | 0.77054 | 0.76298 | 0.76298 | [6 empty] | -25.17 |  |  | 18.12 | 30 | 13.7212 | 33.6164 |  |  |  | 0.66084 | 0.31398
2016-01-02 09:00:00 | 0.74607 | 0.73782 | 0.73783 | [6 empty] | -25.17 |  |  | 19.59 | 44.69 | 13.4117 | 32.8953 |  |  |  | 0.63637 | 0.28883
2016-01-02 10:00:00 | 0.72299 | 0.71618 | 0.71619 | [6 empty] | -25.17 |  |  | 21.07 | 50.39 | 12.9508 | 31.8373 |  |  |  | 0.61329 | 0.26719
2016-01-02 11:00:00 | 0.69643 | 0.68913 | 0.68913 | [6 empty] | -25.17 |  |  | 22.54 | 55.11 | 12.5684 | 30.9148 |  |  |  | 0.58673 | 0.24013
2016-01-02 12:00:00 | 0.67833 | 0.66956 | 0.66957 | [6 empty] | -25.17 |  |  | 19.79 | 59.62 | 12.4017 | 30.5042 |  |  |  | 0.56862 | 0.22057
2016-01-02 13:00:00 | 0.6668 | 0.65866 | 0.65866 | [6 empty] | -25.17 |  |  | 16.9 | 50.03 | 12.1593 | 29.9252 |  |  |  | 0.5571 | 0.20966
2016-01-02 14:00:00 | 0.65408 | 0.64462 | 0.64462 | [6 empty] | -25.17 |  |  | 16.97 | 47.6 | 12.1287 | 29.9174 |  |  |  | 0.54438 | 0.19562
2016-01-02 15:00:00 | 0.66189 | 0.65272 | 0.65272 | [6 empty] | -25.17 |  |  | 19.25 | 47.5 | 12.2456 | 30.2188 |  |  |  | 0.55219 | 0.20372
2016-01-02 16:00:00 | 0.67854 | 0.66818 | 0.66818 | [6 empty] | -25.17 |  |  | 28.01 | 47.27 | 12.741 | 31.5427 |  |  |  | 0.56884 | 0.21918
2016-01-02 17:00:00 | 0.68674 | 0.67373 | 0.67372 | [6 empty] | -25.17 |  |  | 28.36 | 55.05 | 13.1205 | 32.4546 |  |  |  | 0.57704 | 0.22472
2016-01-02 18:00:00 | 0.68706 | 0.67225 | 0.67225 | [6 empty] | -25.17 |  |  | 26.56 | 63 | 13.2814 | 32.8283 |  |  |  | 0.57737 | 0.22325
2016-01-02 19:00:00 | 0.68012 | 0.66369 | 0.66369 | [6 empty] | -25.17 |  |  | 17.38 | 61.08 | 13.244 | 32.6545 |  |  |  | 0.57042 | 0.21469
2016-01-02 20:00:00 | 0.65538 | 0.63879 | 0.63879 | [6 empty] | -25.17 |  |  | 15.83 | 56.41 | 12.8253 | 31.6097 |  |  |  | 0.54568 | 0.18979
2016-01-02 21:00:00 | 0.60103 | 0.58542 | 0.58542 | [6 empty] | -25.17 |  |  | 16.97 | 55.85 | 11.7444 | 28.8804 |  |  |  | 0.49133 | 0.13642
2016-01-02 22:00:00 | 0.53619 | 0.52409 | 0.5241 | [6 empty] | -25.17 |  |  | 15.31 | 59.27 | 10.2504 | 25.131 |  |  |  | 0.42649 | 0.075097
2016-01-02 23:00:00 | 0.46056 | 0.46238 | 0.46239 | [6 empty] | -25.17 |  |  | 6.99 | 48.69 | 7.677 | 18.8953 |  |  |  | 0.35086 | 0.01339
2016-01-03 00:00:00 | 0.56217 | 0.567 | 0.56701 | [6 empty] | -25.17 |  |  | -0.01 | 43.38 | 8.9971 | 22.021 |  |  |  | 0.45246 | 0.11801
2016-01-03 01:00:00 | 0.55773 | 0.56541 | 0.56542 | [6 empty] | -25.17 |  |  | 0.23 | 43.38 | 8.7903 | 21.6657 |  |  |  | 0.44803 | 0.11642
2016-01-03 02:00:00 | 0.56776 | 0.5784 | 0.57841 | [6 empty] | -25.17 |  |  | 4.51 | 42.83 | 8.7164 | 21.5342 |  |  |  | 0.45805 | 0.12941
2016-01-03 03:00:00 | 0.58563 | 0.59487 | 0.59488 | [6 empty] | -25.17 |  |  | 4.12 | 34.69 | 9.0755 | 22.3306 |  |  |  | 0.47593 | 0.14588
2016-01-03 04:00:00 | 0.71055 | 0.72804 | 0.72806 | [6 empty] | -25.17 |  |  | 6.76 | 31.44 | 10.4638 | 25.7917 |  |  |  | 0.60084 | 0.27906
2016-01-03 05:00:00 | 0.8648 | 0.84721 | 0.84723 | [6 empty] | -25.17 |  |  | 0.75 | 43.05 | 16.1239 | 39.2559 |  |  |  | 0.75509 | 0.39823
2016-01-03 06:00:00 | 0.86968 | 0.85407 | 0.85406 | [6 empty] | -25.17 |  |  | 4.27 | 52.7 | 16.506 | 40.8455 |  |  |  | 0.75999 | 0.40506
2016-01-03 07:00:00 | 0.79137 | 0.78249 | 0.78248 | [6 empty] | -25.17 |  |  | 9.11 | 69.76 | 14.5559 | 36.0833 |  |  |  | 0.68168 | 0.33348
2016-01-03 08:00:00 | 0.76704 | 0.75827 | 0.75827 | [6 empty] | -25.17 |  |  | 15.92 | 68.95 | 14.2206 | 35.3385 |  |  |  | 0.65734 | 0.30927
2016-01-03 09:00:00 | 0.73773 | 0.72922 | 0.72922 | [6 empty] | -25.17 |  |  | 17.06 | 68.9 | 13.72 | 34.1259 |  |  |  | 0.62803 | 0.28022
2016-01-03 10:00:00 | 0.72937 | 0.72876 | 0.72876 | [6 empty] | -25.17 |  |  | 19.28 | 66.67 | 12.9366 | 32.3367 |  |  |  | 0.61967 | 0.27976
2016-01-03 11:00:00 | 0.7195 | 0.71182 | 0.71182 | [6 empty] | -25.17 |  |  | 20.25 | 67.47 | 13.2585 | 32.8981 |  |  |  | 0.6098 | 0.26282
2016-01-03 12:00:00 | 0.70619 | 0.70016 | 0.70016 | [6 empty] | -25.17 |  |  | 17.66 | 66.29 | 12.9146 | 32.0931 |  |  |  | 0.59649 | 0.25116
2016-01-03 13:00:00 | 0.70198 | 0.69578 | 0.69578 | [6 empty] | -25.17 |  |  | 18.49 | 68.9 | 12.7993 | 31.7483 |  |  |  | 0.59228 | 0.24678
2016-01-03 14:00:00 | 0.70966 | 0.7045 | 0.7045 | [6 empty] | -25.17 |  |  | 16.51 | 68.03 | 12.7535 | 31.5559 |  |  |  | 0.59996 | 0.2555
2016-01-03 15:00:00 | 0.72165 | 0.71438 | 0.71438 | [6 empty] | -25.17 |  |  | 18.76 | 67.24 | 13.1366 | 32.478 |  |  |  | 0.61194 | 0.26538
2016-01-03 16:00:00 | 0.74248 | 0.73665 | 0.73664 | [6 empty] | -25.17 |  |  | 22.21 | 69 | 13.4937 | 33.5219 |  |  |  | 0.63278 | 0.28764
2016-01-03 17:00:00 | 0.76058 | 0.75188 | 0.75188 | [6 empty] | -25.17 |  |  | 26.76 | 74.33 | 14.1096 | 35.0623 |  |  |  | 0.65088 | 0.30288
2016-01-03 18:00:00 | 0.75989 | 0.75118 | 0.75117 | [6 empty] | -25.17 |  |  | 27.08 | 77.51 | 14.0007 | 34.688 |  |  |  | 0.65019 | 0.30217
2016-01-03 19:00:00 | 0.76803 | 0.75602 | 0.75602 | [6 empty] | -25.17 |  |  | 25.33 | 73.48 | 14.3314 | 35.3587 |  |  |  | 0.65833 | 0.30702
2016-01-03 20:00:00 | 0.76653 | 0.7577 | 0.7577 | [6 empty] | -25.17 |  |  | 22.11 | 65.06 | 14.0572 | 34.7462 |  |  |  | 0.65683 | 0.3087
2016-01-03 21:00:00 | 0.71564 | 0.70425 | 0.70425 | [6 empty] | -25.17 |  |  | 20.91 | 59.88 | 13.2911 | 32.6971 |  |  |  | 0.60594 | 0.25525
2016-01-03 22:00:00 | 0.68428 | 0.67047 | 0.67048 | [6 empty] | -25.17 |  |  | 14.43 | 58.15 | 12.6791 | 30.8247 |  |  |  | 0.57458 | 0.22148
2016-01-03 23:00:00 | 0.58244 | 0.58249 | 0.5825 | [6 empty] | -25.17 |  |  | 13.78 | 55.54 | 9.713 | 23.6721 |  |  |  | 0.47274 | 0.1335
2016-01-04 00:00:00 | 0.57505 | 0.57946 | 0.57947 | [6 empty] | -25.17 |  |  | 12.77 | 48.54 | 9.2771 | 22.7328 |  |  |  | 0.46535 | 0.13047
2016-01-04 01:00:00 | 0.57433 | 0.58235 | 0.58235 | [6 empty] | -25.17 |  |  | 10.56 | 48.03 | 9.064 | 22.3662 |  |  |  | 0.46462 | 0.13335
2016-01-04 02:00:00 | 0.5951 | 0.60801 | 0.60802 | [6 empty] | -25.17 |  |  | 3.87 | 45.81 | 8.988 | 22.2317 |  |  |  | 0.4854 | 0.15902
2016-01-04 03:00:00 | 0.61518 | 0.62694 | 0.62695 | [6 empty] | -25.17 |  |  | 3.2 | 41.93 | 9.3582 | 23.0535 |  |  |  | 0.50548 | 0.17795
2016-01-04 04:00:00 | 0.72737 | 0.74474 | 0.74476 | [6 empty] | -25.17 |  |  | 8.67 | 39.01 | 10.7888 | 26.6219 |  |  |  | 0.61766 | 0.29576
2016-01-04 05:00:00 | 0.96809 | 0.96374 | 0.96377 | [6 empty] | -25.17 |  |  | 18.01 | 45.93 | 16.6213 | 40.5051 |  |  |  | 0.85838 | 0.51477
2016-01-04 06:00:00 | 0.98758 | 0.98788 | 0.98787 | [6 empty] | -25.17 |  |  | 28.52 | 48.47 | 17.0222 | 42.1774 |  |  |  | 0.87788 | 0.53887
2016-01-04 07:00:00 | 0.91673 | 0.92564 | 0.92564 | [6 empty] | -25.17 |  |  | 34.74 | 66.92 | 15.0114 | 37.2608 |  |  |  | 0.80703 | 0.47664
2016-01-04 08:00:00 | 0.88186 | 0.88917 | 0.88917 | [6 empty] | -25.17 |  |  | 33.46 | 69.35 | 14.6648 | 36.4882 |  |  |  | 0.77216 | 0.44017
2016-01-04 09:00:00 | 0.84188 | 0.84773 | 0.84773 | [6 empty] | -25.17 |  |  | 33.24 | 68.99 | 14.1485 | 35.2352 |  |  |  | 0.73218 | 0.39873
2016-01-04 10:00:00 | 0.80984 | 0.81969 | 0.81969 | [6 empty] | -25.17 |  |  | 35.09 | 69.09 | 13.3412 | 33.3902 |  |  |  | 0.70014 | 0.37069
2016-01-04 11:00:00 | 0.79953 | 0.80207 | 0.80208 | [6 empty] | -25.17 |  |  | 35 | 68.94 | 13.6716 | 33.9636 |  |  |  | 0.68983 | 0.35308
2016-01-04 12:00:00 | 0.7781 | 0.78098 | 0.78099 | [6 empty] | -25.17 |  |  | 35 | 65.69 | 13.3169 | 33.1319 |  |  |  | 0.6684 | 0.33199
2016-01-04 13:00:00 | 0.76999 | 0.77204 | 0.77205 | [6 empty] | -25.17 |  |  | 34.94 | 63.06 | 13.1981 | 32.7763 |  |  |  | 0.66029 | 0.32305
2016-01-04 14:00:00 | 0.77326 | 0.77556 | 0.77557 | [6 empty] | -25.17 |  |  | 34.92 | 59.68 | 13.1507 | 32.5771 |  |  |  | 0.66356 | 0.32657
2016-01-04 15:00:00 | 0.78017 | 0.77936 | 0.77937 | [6 empty] | -25.17 |  |  | 38 | 61.73 | 13.546 | 33.5302 |  |  |  | 0.67047 | 0.33037
2016-01-04 16:00:00 | 0.79997 | 0.80035 | 0.80035 | [6 empty] | -25.17 |  |  | 41.21 | 65.05 | 13.9154 | 34.6125 |  |  |  | 0.69027 | 0.35135
2016-01-04 17:00:00 | 0.81032 | 0.80631 | 0.8063 | [6 empty] | -25.17 |  |  | 42.95 | 70.21 | 14.5501 | 36.2014 |  |  |  | 0.70062 | 0.3573
2016-01-04 18:00:00 | 0.80246 | 0.79718 | 0.79718 | [6 empty] | -25.17 |  |  | 41.96 | 70.08 | 14.4376 | 35.814 |  |  |  | 0.69276 | 0.34818
2016-01-04 19:00:00 | 0.79409 | 0.78246 | 0.78246 | [6 empty] | -25.17 |  |  | 34.94 | 69.27 | 14.7781 | 36.5045 |  |  |  | 0.68439 | 0.33346
2016-01-04 20:00:00 | 0.77751 | 0.76652 | 0.76652 | [6 empty] | -25.17 |  |  | 30.66 | 56.34 | 14.4954 | 35.872 |  |  |  | 0.66781 | 0.31752
2016-01-04 21:00:00 | 0.75263 | 0.74382 | 0.74382 | [6 empty] | -25.17 |  |  | 30 | 50.06 | 13.7049 | 33.7545 |  |  |  | 0.64293 | 0.29482
2016-01-04 22:00:00 | 0.69581 | 0.68018 | 0.68019 | [6 empty] | -25.17 |  |  | 23.9 | 46.94 | 13.0717 | 31.8121 |  |  |  | 0.58611 | 0.23119
2016-01-04 23:00:00 | 0.59124 | 0.58991 | 0.58992 | [6 empty] | -25.17 |  |  | 25.03 | 44.19 | 10.0147 | 24.4344 |  |  |  | 0.48154 | 0.14092
2016-01-05 00:00:00 | 0.60163 | 0.60871 | 0.60871 | [6 empty] | -25.17 |  |  | 24.42 | 46.36 | 9.5712 | 23.5647 |  |  |  | 0.49193 | 0.15971
2016-01-05 01:00:00 | 0.5989 | 0.60724 | 0.60724 | [6 empty] | -25.17 |  |  | 22.34 | 45.08 | 9.4144 | 23.1931 |  |  |  | 0.4892 | 0.15824
2016-01-05 02:00:00 | 0.62083 | 0.63424 | 0.63425 | [6 empty] | -25.17 |  |  | 21.5 | 43.01 | 9.3351 | 23.0461 |  |  |  | 0.51112 | 0.18525
2016-01-05 03:00:00 | 0.63009 | 0.64244 | 0.64245 | [6 empty] | -25.17 |  |  | 20 | 39.52 | 9.6512 | 23.8791 |  |  |  | 0.52038 | 0.19345
2016-01-05 04:00:00 | 0.73079 | 0.7476 | 0.74761 | [6 empty] | -25.17 |  |  | 23.53 | 39.96 | 11.0095 | 27.2808 |  |  |  | 0.62108 | 0.29861
2016-01-05 05:00:00 | 0.97673 | 0.97324 | 0.97326 | [6 empty] | -25.17 |  |  | 28.96 | 44.74 | 16.6702 | 40.6167 |  |  |  | 0.86702 | 0.52426
2016-01-05 06:00:00 | 1 | 1 | 1 | [6 empty] | -25.17 |  |  | 38.32 | 54.24 | 17.1574 | 42.3865 |  |  |  | 0.8903 | 0.551
2016-01-05 07:00:00 | 0.93698 | 0.94847 | 0.94847 | [6 empty] | -25.17 |  |  | 41.45 | 58.42 | 15.105 | 37.4894 |  |  |  | 0.82728 | 0.49947
2016-01-05 08:00:00 | 0.89142 | 0.89919 | 0.89919 | [6 empty] | -25.17 |  |  | 40.72 | 59.8 | 14.7876 | 36.7943 |  |  |  | 0.78172 | 0.45019
2016-01-05 09:00:00 | 0.85191 | 0.85806 | 0.85806 | [6 empty] | -25.17 |  |  | 40.66 | 61.07 | 14.2984 | 35.6134 |  |  |  | 0.74221 | 0.40906
2016-01-05 10:00:00 | 0.81564 | 0.82425 | 0.82425 | [6 empty] | -25.17 |  |  | 40.33 | 63.42 | 13.5102 | 33.755 |  |  |  | 0.70594 | 0.37525
2016-01-05 11:00:00 | 0.80182 | 0.8037 | 0.80371 | [6 empty] | -25.17 |  |  | 38.25 | 63.59 | 13.7946 | 34.2882 |  |  |  | 0.69212 | 0.35471
2016-01-05 12:00:00 | 0.78372 | 0.78529 | 0.7853 | [6 empty] | -25.17 |  |  | 36.98 | 60.98 | 13.4941 | 33.5234 |  |  |  | 0.67402 | 0.3363
2016-01-05 13:00:00 | 0.77743 | 0.77953 | 0.77953 | [6 empty] | -25.17 |  |  | 34.91 | 62.75 | 13.3442 | 33.163 |  |  |  | 0.66773 | 0.33053
2016-01-05 14:00:00 | 0.78454 | 0.78758 | 0.78759 | [6 empty] | -25.17 |  |  | 33.5 | 58.5 | 13.2985 | 32.972 |  |  |  | 0.67484 | 0.33859
2016-01-05 15:00:00 | 0.79049 | 0.78983 | 0.78983 | [6 empty] | -25.17 |  |  | 35.1 | 59.07 | 13.7263 | 33.9954 |  |  |  | 0.68079 | 0.34083
2016-01-05 16:00:00 | 0.80109 | 0.80069 | 0.80069 | [6 empty] | -25.17 |  |  | 42.44 | 64.59 | 14.0328 | 34.9261 |  |  |  | 0.6914 | 0.35169
2016-01-05 17:00:00 | 0.80778 | 0.80214 | 0.80214 | [6 empty] | -25.17 |  |  | 42.94 | 69.77 | 14.6735 | 36.5141 |  |  |  | 0.69808 | 0.35314
2016-01-05 18:00:00 | 0.80082 | 0.79408 | 0.79408 | [6 empty] | -25.17 |  |  | 41.74 | 66.99 | 14.5617 | 36.132 |  |  |  | 0.69112 | 0.34508
2016-01-05 19:00:00 | 0.80174 | 0.79057 | 0.79057 | [6 empty] | -25.17 |  |  | 36.47 | 58.01 | 14.8771 | 36.7636 |  |  |  | 0.69204 | 0.34157
2016-01-05 20:00:00 | 0.78687 | 0.77671 | 0.77671 | [6 empty] | -25.17 |  |  | 33.01 | 58.56 | 14.5928 | 36.1334 |  |  |  | 0.67717 | 0.32771
2016-01-05 21:00:00 | 0.74489 | 0.73446 | 0.73446 | [6 empty] | -25.17 |  |  | 31.75 | 52.68 | 13.8257 | 34.1543 |  |  |  | 0.63519 | 0.28546
2016-01-05 22:00:00 | 0.71102 | 0.69577 | 0.69578 | [6 empty] | -25.17 |  |  | 26.99 | 49.94 | 13.2608 | 32.2475 |  |  |  | 0.60132 | 0.24678
2016-01-05 23:00:00 | 0.61336 | 0.61355 | 0.61356 | [6 empty] | -25.17 |  |  | 26.62 | 40.78 | 10.2865 | 25.1533 |  |  |  | 0.50366 | 0.16456
2016-01-06 00:00:00 | 0.59936 | 0.60591 | 0.60591 | [6 empty] | -25.17 |  |  | 25.58 | 42.68 | 9.5849 | 23.5998 |  |  |  | 0.48965 | 0.15691
2016-01-06 01:00:00 | 0.5966 | 0.60441 | 0.60442 | [6 empty] | -25.17 |  |  | 24.59 | 25.5 | 9.4278 | 23.2277 |  |  |  | 0.4869 | 0.15542
2016-01-06 02:00:00 | 0.61833 | 0.63118 | 0.63119 | [6 empty] | -25.17 |  |  | 22.5 | 21.53 | 9.3485 | 23.0804 |  |  |  | 0.50862 | 0.18219
2016-01-06 03:00:00 | 0.6276 | 0.63939 | 0.6394 | [6 empty] | -25.17 |  |  | 23.16 | 20.06 | 9.665 | 23.9147 |  |  |  | 0.51789 | 0.1904
2016-01-06 04:00:00 | 0.72785 | 0.744 | 0.74402 | [6 empty] | -25.17 |  |  | 24.99 | 20.14 | 11.0252 | 27.3213 |  |  |  | 0.61814 | 0.29502
2016-01-06 05:00:00 | 0.97336 | 0.96906 | 0.96908 | [6 empty] | -25.17 |  |  | 26.62 | 26.9 | 16.6937 | 40.6762 |  |  |  | 0.86365 | 0.52008
2016-01-06 06:00:00 | 0.99658 | 0.99575 | 0.99575 | [6 empty] | -25.17 |  |  | 28.03 | 38.99 | 17.182 | 42.4499 |  |  |  | 0.88688 | 0.54675
2016-01-06 07:00:00 | 0.9335 | 0.94417 | 0.94418 | [6 empty] | -25.17 |  |  | 29.34 | 44.71 | 15.1267 | 37.5457 |  |  |  | 0.82379 | 0.49518
2016-01-06 08:00:00 | 0.88823 | 0.89524 | 0.89524 | [6 empty] | -25.17 |  |  | 32.94 | 45.06 | 14.8088 | 36.8494 |  |  |  | 0.77853 | 0.44624
2016-01-06 09:00:00 | 0.8489 | 0.85434 | 0.85434 | [6 empty] | -25.17 |  |  | 37.71 | 48.56 | 14.3189 | 35.6667 |  |  |  | 0.7392 | 0.40534
2016-01-06 10:00:00 | 0.81271 | 0.82064 | 0.82064 | [6 empty] | -25.17 |  |  | 40.08 | 49.63 | 13.5295 | 33.8056 |  |  |  | 0.70301 | 0.37164
2016-01-06 11:00:00 | 0.79908 | 0.80031 | 0.80031 | [6 empty] | -25.17 |  |  | 40.73 | 50.73 | 13.8143 | 34.3393 |  |  |  | 0.68938 | 0.35131
2016-01-06 12:00:00 | 0.78105 | 0.78198 | 0.78198 | [6 empty] | -25.17 |  |  | 38.26 | 56.33 | 13.5134 | 33.5734 |  |  |  | 0.67135 | 0.33298
2016-01-06 13:00:00 | 0.77477 | 0.77623 | 0.77623 | [6 empty] | -25.17 |  |  | 35.44 | 56.09 | 13.3633 | 33.2125 |  |  |  | 0.66507 | 0.32723
2016-01-06 14:00:00 | 0.78181 | 0.7842 | 0.7842 | [6 empty] | -25.17 |  |  | 36.92 | 55 | 13.3175 | 33.0211 |  |  |  | 0.67211 | 0.3352
2016-01-06 15:00:00 | 0.78783 | 0.78652 | 0.78652 | [6 empty] | -25.17 |  |  | 41.28 | 54.93 | 13.7459 | 34.0461 |  |  |  | 0.67813 | 0.33752
2016-01-06 16:00:00 | 0.79843 | 0.79738 | 0.79738 | [6 empty] | -25.17 |  |  | 44.95 | 58.23 | 14.0529 | 34.9784 |  |  |  | 0.68873 | 0.34838
2016-01-06 17:00:00 | 0.80525 | 0.79897 | 0.79897 | [6 empty] | -25.17 |  |  | 46.9 | 66.99 | 14.6945 | 36.5686 |  |  |  | 0.69555 | 0.34997
2016-01-06 18:00:00 | 0.79831 | 0.79095 | 0.79094 | [6 empty] | -25.17 |  |  | 43.95 | 69.48 | 14.5825 | 36.186 |  |  |  | 0.68861 | 0.34194
2016-01-06 19:00:00 | 0.79931 | 0.78753 | 0.78752 | [6 empty] | -25.17 |  |  | 39.94 | 66.69 | 14.8983 | 36.8184 |  |  |  | 0.68961 | 0.33852
2016-01-06 20:00:00 | 0.78449 | 0.77372 | 0.77372 | [6 empty] | -25.17 |  |  | 32.4 | 59.73 | 14.6137 | 36.1873 |  |  |  | 0.67479 | 0.32472
2016-01-06 21:00:00 | 0.74264 | 0.73163 | 0.73163 | [6 empty] | -25.17 |  |  | 33.51 | 53.07 | 13.8455 | 34.2051 |  |  |  | 0.63294 | 0.28263
2016-01-06 22:00:00 | 0.70889 | 0.69309 | 0.6931 | [6 empty] | -25.17 |  |  | 30.11 | 54.25 | 13.2797 | 32.2951 |  |  |  | 0.59919 | 0.2441
2016-01-06 23:00:00 | 0.61119 | 0.61086 | 0.61087 | [6 empty] | -25.17 |  |  | 26.41 | 49.49 | 10.3012 | 25.1906 |  |  |  | 0.50149 | 0.16187
2016-01-07 00:00:00 | 0.57203 | 0.57666 | 0.57667 | [6 empty] | -25.17 |  |  | 26.05 | 44.58 | 9.1987 | 22.5332 |  |  |  | 0.46233 | 0.12767
2016-01-07 01:00:00 | 0.5704 | 0.57844 | 0.57845 | [6 empty] | -25.17 |  |  | 24.93 | 42.92 | 8.9874 | 22.1697 |  |  |  | 0.46069 | 0.12945
2016-01-07 02:00:00 | 0.591 | 0.60389 | 0.6039 | [6 empty] | -25.17 |  |  | 22.39 | 30.51 | 8.9119 | 22.036 |  |  |  | 0.48129 | 0.1549
2016-01-07 03:00:00 | 0.60816 | 0.61943 | 0.61944 | [6 empty] | -25.17 |  |  | 22.32 | 21.5 | 9.279 | 22.8507 |  |  |  | 0.49846 | 0.17044
2016-01-07 04:00:00 | 0.72032 | 0.73732 | 0.73734 | [6 empty] | -25.17 |  |  | 24.2 | 23.19 | 10.6978 | 26.3891 |  |  |  | 0.61062 | 0.28834
2016-01-07 05:00:00 | 0.96454 | 0.96092 | 0.96095 | [6 empty] | -25.17 |  |  | 31 | 40.05 | 16.4821 | 40.1549 |  |  |  | 0.85483 | 0.51195
2016-01-07 06:00:00 | 0.98198 | 0.98262 | 0.98262 | [6 empty] | -25.17 |  |  | 42.47 | 49.03 | 16.8776 | 41.8037 |  |  |  | 0.87228 | 0.53362
2016-01-07 07:00:00 | 0.91904 | 0.92953 | 0.92953 | [6 empty] | -25.17 |  |  | 42.97 | 64.48 | 14.8839 | 36.9304 |  |  |  | 0.80934 | 0.48053
2016-01-07 08:00:00 | 0.87442 | 0.88155 | 0.88155 | [6 empty] | -25.17 |  |  | 41.93 | 63.77 | 14.5404 | 36.1656 |  |  |  | 0.76471 | 0.43255
2016-01-07 09:00:00 | 0.8366 | 0.84262 | 0.84262 | [6 empty] | -25.17 |  |  | 41.62 | 63.75 | 14.0285 | 34.9239 |  |  |  | 0.7269 | 0.39362
2016-01-07 10:00:00 | 0.80208 | 0.81159 | 0.81159 | [6 empty] | -25.17 |  |  | 41.5 | 64.41 | 13.2279 | 33.0946 |  |  |  | 0.69238 | 0.36259
2016-01-07 11:00:00 | 0.79278 | 0.79521 | 0.79521 | [6 empty] | -25.17 |  |  | 40.66 | 64.97 | 13.5559 | 33.6647 |  |  |  | 0.68308 | 0.34621
2016-01-07 12:00:00 | 0.76788 | 0.77 | 0.77001 | [6 empty] | -25.17 |  |  | 40.33 | 64.07 | 13.2043 | 32.8405 |  |  |  | 0.65818 | 0.32101
2016-01-07 13:00:00 | 0.76441 | 0.76651 | 0.76651 | [6 empty] | -25.17 |  |  | 36.51 | 62.88 | 13.0864 | 32.4879 |  |  |  | 0.65471 | 0.31751
2016-01-07 14:00:00 | 0.77223 | 0.77537 | 0.77538 | [6 empty] | -25.17 |  |  | 33.49 | 57.19 | 13.0395 | 32.2906 |  |  |  | 0.66253 | 0.32638
2016-01-07 15:00:00 | 0.7745 | 0.77376 | 0.77377 | [6 empty] | -25.17 |  |  | 34.19 | 53.46 | 13.4313 | 33.235 |  |  |  | 0.6648 | 0.32477
2016-01-07 16:00:00 | 0.79047 | 0.79026 | 0.79026 | [6 empty] | -25.17 |  |  | 40.66 | 59.55 | 13.7973 | 34.3065 |  |  |  | 0.68077 | 0.34126
2016-01-07 17:00:00 | 0.79616 | 0.79079 | 0.79079 | [6 empty] | -25.17 |  |  | 40.8 | 63 | 14.4267 | 35.8818 |  |  |  | 0.68646 | 0.34179
2016-01-07 18:00:00 | 0.79477 | 0.78927 | 0.78927 | [6 empty] | -25.17 |  |  | 37.19 | 61.86 | 14.3152 | 35.4981 |  |  |  | 0.68508 | 0.34027
2016-01-07 19:00:00 | 0.79013 | 0.77898 | 0.77898 | [6 empty] | -25.17 |  |  | 31.94 | 56.13 | 14.653 | 36.1831 |  |  |  | 0.68043 | 0.32998
2016-01-07 20:00:00 | 0.76547 | 0.7535 | 0.7535 | [6 empty] | -25.17 |  |  | 27.01 | 51.14 | 14.3727 | 35.5562 |  |  |  | 0.65577 | 0.3045
2016-01-07 21:00:00 | 0.73622 | 0.72563 | 0.72563 | [6 empty] | -25.17 |  |  | 27.52 | 49.93 | 13.589 | 33.4579 |  |  |  | 0.62652 | 0.27663
2016-01-07 22:00:00 | 0.68813 | 0.67223 | 0.67224 | [6 empty] | -25.17 |  |  | 23.4 | 52.48 | 12.9618 | 31.5352 |  |  |  | 0.57843 | 0.22324
2016-01-07 23:00:00 | 0.58809 | 0.58702 | 0.58703 | [6 empty] | -25.17 |  |  | 12.12 | 48.69 | 9.9302 | 24.2206 |  |  |  | 0.47839 | 0.13803
2016-01-08 00:00:00 | 0.46129 | 0.46877 | 0.46877 | [6 empty] | -25.17 |  |  | 17.23 | 27 | 7.2383 | 17.9237 |  |  |  | 0.35158 | 0.019773
2016-01-08 01:00:00 | 0.47578 | 0.48341 | 0.48341 | [6 empty] | -25.17 |  |  | 13.9 | 24.82 | 7.4559 | 18.4417 |  |  |  | 0.36608 | 0.034415
2016-01-08 02:00:00 | 0.49286 | 0.50212 | 0.50213 | [6 empty] | -25.17 |  |  | 12.11 | 20.1 | 7.5969 | 18.7983 |  |  |  | 0.38316 | 0.053128
2016-01-08 03:00:00 | 0.52203 | 0.52961 | 0.52962 | [6 empty] | -25.17 |  |  | 12.99 | 15.76 | 8.1771 | 20.1403 |  |  |  | 0.41233 | 0.080618
2016-01-08 04:00:00 | 0.63459 | 0.64829 | 0.6483 | [6 empty] | -25.17 |  |  | 16.98 | 18.09 | 9.6399 | 23.8791 |  |  |  | 0.52488 | 0.1993
2016-01-08 05:00:00 | 0.84234 | 0.84098 | 0.841 | [6 empty] | -25.17 |  |  | 22.02 | 14.02 | 14.2047 | 34.6201 |  |  |  | 0.73264 | 0.392
2016-01-08 06:00:00 | 0.86953 | 0.87244 | 0.87245 | [6 empty] | -25.17 |  |  | 28.4 | 14.69 | 14.5497 | 35.8422 |  |  |  | 0.75983 | 0.42345
2016-01-08 07:00:00 | 0.85499 | 0.86177 | 0.86178 | [6 empty] | -25.17 |  |  | 29.31 | 23.54 | 13.7999 | 33.8579 |  |  |  | 0.74529 | 0.41278
2016-01-08 08:00:00 | 0.83112 | 0.83223 | 0.83224 | [6 empty] | -25.17 |  |  | 26.6 | 38.27 | 13.9201 | 34.1185 |  |  |  | 0.72141 | 0.38324
2016-01-08 09:00:00 | 0.79845 | 0.7975 | 0.79751 | [6 empty] | -25.17 |  |  | 25.55 | 46.2 | 13.6061 | 33.3864 |  |  |  | 0.68875 | 0.34851
2016-01-08 10:00:00 | 0.76934 | 0.76885 | 0.76885 | [6 empty] | -25.17 |  |  | 25.76 | 49.94 | 13.1386 | 32.3128 |  |  |  | 0.65964 | 0.31985
2016-01-08 11:00:00 | 0.74104 | 0.7398 | 0.73981 | [6 empty] | -25.17 |  |  | 25.13 | 49.42 | 12.7506 | 31.376 |  |  |  | 0.63133 | 0.29081
2016-01-08 12:00:00 | 0.7207 | 0.71763 | 0.71764 | [6 empty] | -25.17 |  |  | 25.58 | 42.9 | 12.5815 | 30.9593 |  |  |  | 0.611 | 0.26864
2016-01-08 13:00:00 | 0.71024 | 0.70802 | 0.70803 | [6 empty] | -25.17 |  |  | 27.6 | 36.38 | 12.3356 | 30.3718 |  |  |  | 0.60054 | 0.25903
2016-01-08 14:00:00 | 0.70845 | 0.70684 | 0.70685 | [6 empty] | -25.17 |  |  | 32.08 | 31.49 | 12.3047 | 30.3645 |  |  |  | 0.59875 | 0.25785
2016-01-08 15:00:00 | 0.70705 | 0.7041 | 0.7041 | [6 empty] | -25.17 |  |  | 37.16 | 24.21 | 12.4233 | 30.6705 |  |  |  | 0.59735 | 0.2551
2016-01-08 16:00:00 | 0.7209 | 0.71621 | 0.71621 | [6 empty] | -25.17 |  |  | 45 | 36.32 | 12.926 | 32.0146 |  |  |  | 0.6112 | 0.26721
2016-01-08 17:00:00 | 0.73139 | 0.72439 | 0.72439 | [6 empty] | -25.17 |  |  | 46.97 | 53.02 | 13.3109 | 32.9399 |  |  |  | 0.62169 | 0.27539
2016-01-08 18:00:00 | 0.7289 | 0.71959 | 0.71959 | [6 empty] | -25.17 |  |  | 40.09 | 55.45 | 13.4742 | 33.319 |  |  |  | 0.6192 | 0.27059
2016-01-08 19:00:00 | 0.71162 | 0.69887 | 0.69887 | [6 empty] | -25.17 |  |  | 34.61 | 52.94 | 13.4362 | 33.1425 |  |  |  | 0.60192 | 0.24987
2016-01-08 20:00:00 | 0.67651 | 0.66184 | 0.66184 | [6 empty] | -25.17 |  |  | 31.52 | 48.14 | 13.0114 | 32.082 |  |  |  | 0.56681 | 0.21284
2016-01-08 21:00:00 | 0.61856 | 0.60438 | 0.60438 | [6 empty] | -25.17 |  |  | 32.5 | 41.02 | 11.9147 | 29.3113 |  |  |  | 0.50886 | 0.15538
2016-01-08 22:00:00 | 0.55414 | 0.54374 | 0.54375 | [6 empty] | -25.17 |  |  | 26.01 | 46.97 | 10.3986 | 25.504 |  |  |  | 0.44444 | 0.094747
2016-01-08 23:00:00 | 0.47258 | 0.47543 | 0.47543 | [6 empty] | -25.17 |  |  | 26.1 | 34.38 | 7.7884 | 19.1774 |  |  |  | 0.36287 | 0.026434
2016-01-09 00:00:00 | 0.41782 | 0.4232 | 0.42321 | [6 empty] | -25.17 |  |  | 25.1 | 32.54 | 6.6602 | 16.4548 |  |  |  | 0.30811 | 0
2016-01-09 01:00:00 | 0.42371 | 0.42792 | 0.42792 | [6 empty] | -25.17 |  |  | 24.3 | 21.55 | 6.8607 | 16.9313 |  |  |  | 0.31401 | 0
2016-01-09 02:00:00 | 0.43844 | 0.44397 | 0.44398 | [6 empty] | -25.17 |  |  | 23.23 | 15.71 | 6.9904 | 17.2585 |  |  |  | 0.32874 | 0
2016-01-09 03:00:00 | 0.47052 | 0.4754 | 0.4754 | [6 empty] | -25.17 |  |  | 21.96 | 10.58 | 7.5247 | 18.4917 |  |  |  | 0.36082 | 0.026404
2016-01-09 04:00:00 | 0.57292 | 0.58317 | 0.58318 | [6 empty] | -25.17 |  |  | 22.45 | 10.32 | 8.8715 | 21.928 |  |  |  | 0.46322 | 0.13418
2016-01-09 05:00:00 | 0.75041 | 0.74421 | 0.74423 | [6 empty] | -25.17 |  |  | 23.07 | 10.33 | 13.0757 | 31.8051 |  |  |  | 0.64071 | 0.29523
2016-01-09 06:00:00 | 0.76775 | 0.76407 | 0.76407 | [6 empty] | -25.17 |  |  | 25 | 9.22 | 13.3867 | 32.8984 |  |  |  | 0.65805 | 0.31507
2016-01-09 07:00:00 | 0.72787 | 0.72314 | 0.72314 | [6 empty] | -25.17 |  |  | 32.11 | 10 | 12.6978 | 31.0807 |  |  |  | 0.61817 | 0.27414
2016-01-09 08:00:00 | 0.71828 | 0.71051 | 0.71052 | [6 empty] | -25.17 |  |  | 37.12 | 10.19 | 12.8096 | 31.3252 |  |  |  | 0.60858 | 0.26152
2016-01-09 09:00:00 | 0.69548 | 0.6871 | 0.68711 | [6 empty] | -25.17 |  |  | 36.13 | 30 | 12.5208 | 30.654 |  |  |  | 0.58578 | 0.23811
2016-01-09 10:00:00 | 0.67396 | 0.66694 | 0.66694 | [6 empty] | -25.17 |  |  | 35.76 | 46.02 | 12.0903 | 29.6674 |  |  |  | 0.56425 | 0.21794
2016-01-09 11:00:00 | 0.64922 | 0.64177 | 0.64177 | [6 empty] | -25.17 |  |  | 34.06 | 50.83 | 11.7338 | 28.8097 |  |  |  | 0.53951 | 0.19277
2016-01-09 12:00:00 | 0.63236 | 0.62356 | 0.62356 | [6 empty] | -25.17 |  |  | 31.54 | 53.02 | 11.5781 | 28.4271 |  |  |  | 0.52265 | 0.17456
2016-01-09 13:00:00 | 0.6216 | 0.6134 | 0.6134 | [6 empty] | -25.17 |  |  | 27.92 | 46.62 | 11.3517 | 27.8869 |  |  |  | 0.5119 | 0.1644
2016-01-09 14:00:00 | 0.60975 | 0.60031 | 0.60031 | [6 empty] | -25.17 |  |  | 27 | 43.44 | 11.3226 | 27.8771 |  |  |  | 0.50005 | 0.15131
2016-01-09 15:00:00 | 0.61703 | 0.60785 | 0.60785 | [6 empty] | -25.17 |  |  | 30.5 | 36.36 | 11.4316 | 28.1573 |  |  |  | 0.50733 | 0.15885
2016-01-09 16:00:00 | 0.63255 | 0.62224 | 0.62224 | [6 empty] | -25.17 |  |  | 36.99 | 39.22 | 11.8936 | 29.3892 |  |  |  | 0.52285 | 0.17324
2016-01-09 17:00:00 | 0.64023 | 0.62742 | 0.62742 | [6 empty] | -25.17 |  |  | 36.8 | 56.28 | 12.2481 | 30.2399 |  |  |  | 0.53052 | 0.17842
2016-01-09 18:00:00 | 0.64054 | 0.62607 | 0.62606 | [6 empty] | -25.17 |  |  | 35 | 63.02 | 12.3984 | 30.5888 |  |  |  | 0.53084 | 0.17706
2016-01-09 19:00:00 | 0.63408 | 0.6181 | 0.6181 | [6 empty] | -25.17 |  |  | 29 | 62.38 | 12.3637 | 30.4276 |  |  |  | 0.52438 | 0.1691
2016-01-09 20:00:00 | 0.61102 | 0.59491 | 0.59491 | [6 empty] | -25.17 |  |  | 25.01 | 57.47 | 11.9729 | 29.4544 |  |  |  | 0.50132 | 0.14591
2016-01-09 21:00:00 | 0.56036 | 0.54523 | 0.54523 | [6 empty] | -25.17 |  |  | 25.1 | 49.37 | 10.9643 | 26.9136 |  |  |  | 0.45066 | 0.09623
2016-01-09 22:00:00 | 0.49994 | 0.48817 | 0.48818 | [6 empty] | -25.17 |  |  | 22.28 | 52.01 | 9.5712 | 23.4275 |  |  |  | 0.39023 | 0.039176
2016-01-09 23:00:00 | 0.42927 | 0.43056 | 0.43057 | [6 empty] | -25.17 |  |  | 15.58 | 44.89 | 7.1668 | 17.6074 |  |  |  | 0.31957 | 0
2016-01-10 00:00:00 | 0.42107 | 0.42909 | 0.4291 | [6 empty] | -25.17 |  |  | 19.05 | 30 | 6.447 | 15.9156 |  |  |  | 0.31137 | 0
2016-01-10 01:00:00 | 0.42611 | 0.43287 | 0.43288 | [6 empty] | -25.17 |  |  | 16.87 | 25.09 | 6.6411 | 16.3768 |  |  |  | 0.3164 | 0
2016-01-10 02:00:00 | 0.44981 | 0.4595 | 0.45951 | [6 empty] | -25.17 |  |  | 12.75 | 20.57 | 6.7667 | 16.6932 |  |  |  | 0.34011 | 0.010508
2016-01-10 03:00:00 | 0.48768 | 0.49793 | 0.49794 | [6 empty] | -25.17 |  |  | 10.81 | 15.04 | 7.284 | 17.8865 |  |  |  | 0.37798 | 0.048939
2016-01-10 04:00:00 | 0.60005 | 0.61779 | 0.6178 | [6 empty] | -25.17 |  |  | 10.85 | 15.7 | 8.588 | 21.2115 |  |  |  | 0.49034 | 0.1688
2016-01-10 05:00:00 | 0.69694 | 0.68557 | 0.68558 | [6 empty] | -25.17 |  |  | 9.85 | 25.63 | 12.6589 | 30.7705 |  |  |  | 0.58723 | 0.23658
2016-01-10 06:00:00 | 0.70773 | 0.69773 | 0.69773 | [6 empty] | -25.17 |  |  | 11.92 | 51.64 | 12.9577 | 31.8182 |  |  |  | 0.59803 | 0.24873
2016-01-10 07:00:00 | 0.68164 | 0.67283 | 0.67283 | [6 empty] | -25.17 |  |  | 15.44 | 63.3 | 12.2913 | 30.0614 |  |  |  | 0.57194 | 0.22383
2016-01-10 08:00:00 | 0.66826 | 0.65579 | 0.65579 | [6 empty] | -25.17 |  |  | 18.99 | 62.99 | 12.3999 | 30.2998 |  |  |  | 0.55856 | 0.20679
2016-01-10 09:00:00 | 0.64873 | 0.63612 | 0.63612 | [6 empty] | -25.17 |  |  | 19.66 | 61.2 | 12.1204 | 29.6507 |  |  |  | 0.53903 | 0.18712
2016-01-10 10:00:00 | 0.63783 | 0.62829 | 0.62829 | [6 empty] | -25.17 |  |  | 21.59 | 62.67 | 11.7035 | 28.6961 |  |  |  | 0.52813 | 0.17929
2016-01-10 11:00:00 | 0.61176 | 0.60143 | 0.60144 | [6 empty] | -25.17 |  |  | 21.83 | 62.98 | 11.3586 | 27.8674 |  |  |  | 0.50206 | 0.15244
2016-01-10 12:00:00 | 0.60267 | 0.59231 | 0.59231 | [6 empty] | -25.17 |  |  | 20.82 | 62.88 | 11.208 | 27.4973 |  |  |  | 0.49297 | 0.14331
2016-01-10 13:00:00 | 0.59089 | 0.58087 | 0.58087 | [6 empty] | -25.17 |  |  | 20.06 | 61.41 | 10.9887 | 26.9744 |  |  |  | 0.48119 | 0.13187
2016-01-10 14:00:00 | 0.59667 | 0.58847 | 0.58847 | [6 empty] | -25.17 |  |  | 21.45 | 60.5 | 10.9603 | 26.9639 |  |  |  | 0.48697 | 0.13947
2016-01-10 15:00:00 | 0.60175 | 0.59345 | 0.59346 | [6 empty] | -25.17 |  |  | 23.92 | 57.52 | 11.0658 | 27.2348 |  |  |  | 0.49205 | 0.14446
2016-01-10 16:00:00 | 0.62547 | 0.61759 | 0.61759 | [6 empty] | -25.17 |  |  | 27.93 | 59.92 | 11.5128 | 28.4256 |  |  |  | 0.51577 | 0.16859
2016-01-10 17:00:00 | 0.63087 | 0.62023 | 0.62023 | [6 empty] | -25.17 |  |  | 35 | 67.1 | 11.856 | 29.2488 |  |  |  | 0.52117 | 0.17123
2016-01-10 18:00:00 | 0.63181 | 0.61966 | 0.61966 | [6 empty] | -25.17 |  |  | 33 | 69.93 | 12.0016 | 29.5866 |  |  |  | 0.52211 | 0.17066
2016-01-10 19:00:00 | 0.62685 | 0.61346 | 0.61346 | [6 empty] | -25.17 |  |  | 30.03 | 63.18 | 11.9681 | 29.431 |  |  |  | 0.51715 | 0.16446
2016-01-10 20:00:00 | 0.6111 | 0.59875 | 0.59876 | [6 empty] | -25.17 |  |  | 26.06 | 54.72 | 11.5898 | 28.4897 |  |  |  | 0.5014 | 0.14976
2016-01-10 21:00:00 | 0.55654 | 0.54419 | 0.54419 | [6 empty] | -25.17 |  |  | 26.93 | 43.94 | 10.6137 | 26.0332 |  |  |  | 0.44684 | 0.095193
2016-01-10 22:00:00 | 0.49455 | 0.48488 | 0.48489 | [6 empty] | -25.17 |  |  | 23.12 | 43.37 | 9.2658 | 22.6644 |  |  |  | 0.38485 | 0.035888
2016-01-10 23:00:00 | 0.42546 | 0.42833 | 0.42834 | [6 empty] | -25.17 |  |  | 21.95 | 32.32 | 6.9374 | 17.031 |  |  |  | 0.31575 | 0
2016-01-11 00:00:00 | 0.38754 | 0.39757 | 0.39758 | [6 empty] | -25.17 |  |  | 20.04 | 47.31 | 5.6547 | 13.9366 |  |  |  | 0.27784 | 0
2016-01-11 01:00:00 | 0.40506 | 0.41392 | 0.41393 | [6 empty] | -25.17 |  |  | 19.78 | 45.01 | 6.033 | 14.8271 |  |  |  | 0.29536 | 0
2016-01-11 02:00:00 | 0.42851 | 0.44027 | 0.44028 | [6 empty] | -25.17 |  |  | 19.36 | 41.91 | 6.1537 | 15.1273 |  |  |  | 0.31881 | 0
2016-01-11 03:00:00 | 0.46758 | 0.47971 | 0.47973 | [6 empty] | -25.17 |  |  | 19.56 | 34.15 | 6.7097 | 16.417 |  |  |  | 0.35787 | 0.030726
2016-01-11 04:00:00 | 0.56812 | 0.58295 | 0.58296 | [6 empty] | -25.17 |  |  | 21.67 | 35.01 | 8.1725 | 20.0225 |  |  |  | 0.45841 | 0.13396
2016-01-11 05:00:00 | 0.73724 | 0.73631 | 0.73633 | [6 empty] | -25.17 |  |  | 28.5 | 44.92 | 12.3371 | 29.9931 |  |  |  | 0.62754 | 0.28733
2016-01-11 06:00:00 | 0.75725 | 0.75927 | 0.75927 | [6 empty] | -25.17 |  |  | 41.61 | 49.81 | 12.6526 | 31.0967 |  |  |  | 0.64755 | 0.31027
2016-01-11 07:00:00 | 0.7374 | 0.73911 | 0.73912 | [6 empty] | -25.17 |  |  | 45.93 | 63.08 | 12.2615 | 30.0381 |  |  |  | 0.62769 | 0.29012
2016-01-11 08:00:00 | 0.7131 | 0.7146 | 0.7146 | [6 empty] | -25.17 |  |  | 44 | 64.85 | 11.9632 | 29.3943 |  |  |  | 0.60339 | 0.2656
2016-01-11 09:00:00 | 0.68855 | 0.68828 | 0.68829 | [6 empty] | -25.17 |  |  | 41.94 | 63.04 | 11.6828 | 28.6638 |  |  |  | 0.57885 | 0.23929
2016-01-11 10:00:00 | 0.65898 | 0.65661 | 0.65662 | [6 empty] | -25.17 |  |  | 41.96 | 62.68 | 11.3518 | 27.8132 |  |  |  | 0.54928 | 0.20762
2016-01-11 11:00:00 | 0.62826 | 0.62563 | 0.62564 | [6 empty] | -25.17 |  |  | 42.33 | 63.7 | 10.91 | 26.7847 |  |  |  | 0.51856 | 0.17664
2016-01-11 12:00:00 | 0.6202 | 0.61709 | 0.6171 | [6 empty] | -25.17 |  |  | 42.1 | 65.03 | 10.804 | 26.5056 |  |  |  | 0.5105 | 0.1681
2016-01-11 13:00:00 | 0.6137 | 0.60999 | 0.61 | [6 empty] | -25.17 |  |  | 39.88 | 65.04 | 10.7518 | 26.3778 |  |  |  | 0.504 | 0.161
2016-01-11 14:00:00 | 0.61614 | 0.61324 | 0.61325 | [6 empty] | -25.17 |  |  | 37.5 | 62.95 | 10.7877 | 26.5446 |  |  |  | 0.50644 | 0.16425
2016-01-11 15:00:00 | 0.62065 | 0.61691 | 0.61691 | [6 empty] | -25.17 |  |  | 37.95 | 60 | 10.9181 | 26.8393 |  |  |  | 0.51095 | 0.16791
2016-01-11 16:00:00 | 0.63967 | 0.63526 | 0.63526 | [6 empty] | -25.17 |  |  | 44.69 | 62.94 | 11.3746 | 28.0345 |  |  |  | 0.52997 | 0.18626
2016-01-11 17:00:00 | 0.64846 | 0.64168 | 0.64168 | [6 empty] | -25.17 |  |  | 42.88 | 69.04 | 11.7724 | 29.034 |  |  |  | 0.53876 | 0.19268
2016-01-11 18:00:00 | 0.64968 | 0.63971 | 0.63971 | [6 empty] | -25.17 |  |  | 40 | 71.61 | 12.0317 | 29.5955 |  |  |  | 0.53998 | 0.19071
2016-01-11 19:00:00 | 0.63617 | 0.62376 | 0.62376 | [6 empty] | -25.17 |  |  | 33.09 | 67.99 | 12.0317 | 29.5877 |  |  |  | 0.52646 | 0.17476
2016-01-11 20:00:00 | 0.61451 | 0.60092 | 0.60092 | [6 empty] | -25.17 |  |  | 27.93 | 63.67 | 11.7529 | 28.8728 |  |  |  | 0.50481 | 0.15192
2016-01-11 21:00:00 | 0.55191 | 0.53713 | 0.53713 | [6 empty] | -25.17 |  |  | 28 | 53.28 | 10.7551 | 26.3622 |  |  |  | 0.44221 | 0.088129
2016-01-11 22:00:00 | 0.48101 | 0.47034 | 0.47035 | [6 empty] | -25.17 |  |  | 24.14 | 56.18 | 9.0792 | 22.1437 |  |  |  | 0.37131 | 0.021348
2016-01-11 23:00:00 | 0.40945 | 0.41165 | 0.41166 | [6 empty] | -25.17 |  |  | 21.51 | 49.33 | 6.6903 | 16.368 |  |  |  | 0.29975 | 0
2016-01-12 00:00:00 | 0.3844 | 0.3948 | 0.39481 | [6 empty] | -25.17 |  |  | 19.81 | 37.93 | 5.5611 | 13.7011 |  |  |  | 0.2747 | 0
2016-01-12 01:00:00 | 0.40163 | 0.41087 | 0.41088 | [6 empty] | -25.17 |  |  | 19.1 | 34.02 | 5.9333 | 14.5769 |  |  |  | 0.29193 | 0
2016-01-12 02:00:00 | 0.42118 | 0.43266 | 0.43267 | [6 empty] | -25.17 |  |  | 15.74 | 24.29 | 6.0519 | 14.872 |  |  |  | 0.31148 | 0
2016-01-12 03:00:00 | 0.45958 | 0.47142 | 0.47143 | [6 empty] | -25.17 |  |  | 15.54 | 16.51 | 6.5988 | 16.14 |  |  |  | 0.34988 | 0.022431
2016-01-12 04:00:00 | 0.55701 | 0.57123 | 0.57125 | [6 empty] | -25.17 |  |  | 20.19 | 14.06 | 8.0375 | 19.6852 |  |  |  | 0.4473 | 0.12225
2016-01-12 05:00:00 | 0.7247 | 0.72363 | 0.72365 | [6 empty] | -25.17 |  |  | 24.38 | 32.55 | 12.1335 | 29.4886 |  |  |  | 0.61499 | 0.27465
2016-01-12 06:00:00 | 0.75063 | 0.75354 | 0.75354 | [6 empty] | -25.17 |  |  | 35.92 | 43.69 | 12.4428 | 30.5691 |  |  |  | 0.64092 | 0.30454
2016-01-12 07:00:00 | 0.73111 | 0.73374 | 0.73374 | [6 empty] | -25.17 |  |  | 40.5 | 57.65 | 12.0583 | 29.5293 |  |  |  | 0.62141 | 0.28474
2016-01-12 08:00:00 | 0.70583 | 0.70801 | 0.70802 | [6 empty] | -25.17 |  |  | 41 | 60 | 11.7651 | 28.897 |  |  |  | 0.59613 | 0.25902
2016-01-12 09:00:00 | 0.67892 | 0.67887 | 0.67888 | [6 empty] | -25.17 |  |  | 38.66 | 60.38 | 11.4894 | 28.1791 |  |  |  | 0.56922 | 0.22988
2016-01-12 10:00:00 | 0.64916 | 0.64694 | 0.64694 | [6 empty] | -25.17 |  |  | 36.46 | 61.43 | 11.164 | 27.3432 |  |  |  | 0.53946 | 0.19794
2016-01-12 11:00:00 | 0.62176 | 0.61978 | 0.61978 | [6 empty] | -25.17 |  |  | 35 | 63.05 | 10.7294 | 26.3322 |  |  |  | 0.51206 | 0.17078
2016-01-12 12:00:00 | 0.61035 | 0.60728 | 0.60728 | [6 empty] | -25.17 |  |  | 33.3 | 60.43 | 10.6253 | 26.058 |  |  |  | 0.50064 | 0.15828
2016-01-12 13:00:00 | 0.60396 | 0.6003 | 0.60031 | [6 empty] | -25.17 |  |  | 32.21 | 59.85 | 10.574 | 25.9323 |  |  |  | 0.49426 | 0.15131
2016-01-12 14:00:00 | 0.60706 | 0.60432 | 0.60432 | [6 empty] | -25.17 |  |  | 33 | 60 | 10.6092 | 26.0961 |  |  |  | 0.49735 | 0.15532
2016-01-12 15:00:00 | 0.61359 | 0.61038 | 0.61039 | [6 empty] | -25.17 |  |  | 36.08 | 57.91 | 10.7374 | 26.3856 |  |  |  | 0.50388 | 0.16139
2016-01-12 16:00:00 | 0.6232 | 0.61774 | 0.61774 | [6 empty] | -25.17 |  |  | 41.94 | 59.42 | 11.1862 | 27.5604 |  |  |  | 0.51349 | 0.16874
2016-01-12 17:00:00 | 0.62765 | 0.61912 | 0.61912 | [6 empty] | -25.17 |  |  | 40.33 | 66.17 | 11.5775 | 28.5429 |  |  |  | 0.51795 | 0.17012
2016-01-12 18:00:00 | 0.62886 | 0.61719 | 0.61719 | [6 empty] | -25.17 |  |  | 29.69 | 66.75 | 11.8325 | 29.095 |  |  |  | 0.51916 | 0.16819
2016-01-12 19:00:00 | 0.62537 | 0.61302 | 0.61302 | [6 empty] | -25.17 |  |  | 26.05 | 59.94 | 11.8325 | 29.0874 |  |  |  | 0.51566 | 0.16402
2016-01-12 20:00:00 | 0.59919 | 0.58484 | 0.58484 | [6 empty] | -25.17 |  |  | 24.76 | 52.1 | 11.5584 | 28.3847 |  |  |  | 0.48949 | 0.13584
2016-01-12 21:00:00 | 0.53836 | 0.52297 | 0.52297 | [6 empty] | -25.17 |  |  | 24.03 | 46.83 | 10.5772 | 25.9171 |  |  |  | 0.42866 | 0.073968
2016-01-12 22:00:00 | 0.47006 | 0.45898 | 0.45899 | [6 empty] | -25.17 |  |  | 21.51 | 48.56 | 8.9294 | 21.7717 |  |  |  | 0.36036 | 0.0099889
2016-01-12 23:00:00 | 0.40247 | 0.40455 | 0.40456 | [6 empty] | -25.17 |  |  | 21 | 43.89 | 6.5797 | 16.0923 |  |  |  | 0.29277 | 0
2016-01-13 00:00:00 | 0.37958 | 0.3895 | 0.38951 | [6 empty] | -25.17 |  |  | 19.66 | 31.04 | 5.5235 | 13.6066 |  |  |  | 0.26988 | 0
2016-01-13 01:00:00 | 0.39663 | 0.40538 | 0.40539 | [6 empty] | -25.17 |  |  | 18.13 | 24.93 | 5.8932 | 14.4764 |  |  |  | 0.28692 | 0
2016-01-13 02:00:00 | 0.41589 | 0.42683 | 0.42684 | [6 empty] | -25.17 |  |  | 15.3 | 16.66 | 6.011 | 14.7695 |  |  |  | 0.30618 | 0
2016-01-13 03:00:00 | 0.4538 | 0.46507 | 0.46508 | [6 empty] | -25.17 |  |  | 18.05 | 10.46 | 6.5542 | 16.0288 |  |  |  | 0.3441 | 0.016081
2016-01-13 04:00:00 | 0.55001 | 0.56355 | 0.56357 | [6 empty] | -25.17 |  |  | 20.83 | 21.54 | 7.9832 | 19.5497 |  |  |  | 0.44031 | 0.11457
2016-01-13 05:00:00 | 0.7161 | 0.71435 | 0.71437 | [6 empty] | -25.17 |  |  | 24.1 | 34.94 | 12.0517 | 29.2859 |  |  |  | 0.60639 | 0.26537
2016-01-13 06:00:00 | 0.74166 | 0.74384 | 0.74384 | [6 empty] | -25.17 |  |  | 27.87 | 49.87 | 12.3584 | 30.3572 |  |  |  | 0.63196 | 0.29484
2016-01-13 07:00:00 | 0.72237 | 0.72427 | 0.72428 | [6 empty] | -25.17 |  |  | 29.98 | 62.11 | 11.9767 | 29.3249 |  |  |  | 0.61267 | 0.27528
2016-01-13 08:00:00 | 0.69743 | 0.69892 | 0.69893 | [6 empty] | -25.17 |  |  | 30.73 | 63.06 | 11.6855 | 28.6973 |  |  |  | 0.58773 | 0.24993
2016-01-13 09:00:00 | 0.67089 | 0.67021 | 0.67021 | [6 empty] | -25.17 |  |  | 31.45 | 58.89 | 11.4117 | 27.9845 |  |  |  | 0.56119 | 0.22121
2016-01-13 10:00:00 | 0.64154 | 0.63873 | 0.63873 | [6 empty] | -25.17 |  |  | 33.56 | 57.08 | 11.0885 | 27.1545 |  |  |  | 0.53183 | 0.18973
2016-01-13 11:00:00 | 0.61447 | 0.61192 | 0.61193 | [6 empty] | -25.17 |  |  | 33.99 | 59.22 | 10.6569 | 26.1505 |  |  |  | 0.50477 | 0.16293
2016-01-13 12:00:00 | 0.60322 | 0.59961 | 0.59961 | [6 empty] | -25.17 |  |  | 34.09 | 56.19 | 10.5534 | 25.8782 |  |  |  | 0.49351 | 0.15061
2016-01-13 13:00:00 | 0.59692 | 0.59274 | 0.59275 | [6 empty] | -25.17 |  |  | 34.02 | 54.93 | 10.5025 | 25.7534 |  |  |  | 0.48722 | 0.14375
2016-01-13 14:00:00 | 0.59998 | 0.5967 | 0.59671 | [6 empty] | -25.17 |  |  | 37.44 | 50.54 | 10.5374 | 25.916 |  |  |  | 0.49027 | 0.14771
2016-01-13 15:00:00 | 0.60643 | 0.60269 | 0.60269 | [6 empty] | -25.17 |  |  | 39.58 | 50.05 | 10.6648 | 26.2034 |  |  |  | 0.49673 | 0.15369
2016-01-13 16:00:00 | 0.61601 | 0.61004 | 0.61004 | [6 empty] | -25.17 |  |  | 43 | 56.38 | 11.1106 | 27.37 |  |  |  | 0.50631 | 0.16104
2016-01-13 17:00:00 | 0.62051 | 0.61149 | 0.61149 | [6 empty] | -25.17 |  |  | 42.22 | 63.09 | 11.4991 | 28.3456 |  |  |  | 0.51081 | 0.16249
2016-01-13 18:00:00 | 0.62177 | 0.60965 | 0.60965 | [6 empty] | -25.17 |  |  | 38.86 | 64.95 | 11.7525 | 28.894 |  |  |  | 0.51207 | 0.16065
2016-01-13 19:00:00 | 0.61834 | 0.60555 | 0.60555 | [6 empty] | -25.17 |  |  | 29.62 | 57.92 | 11.7525 | 28.8864 |  |  |  | 0.50864 | 0.15655
2016-01-13 20:00:00 | 0.59252 | 0.57777 | 0.57777 | [6 empty] | -25.17 |  |  | 26.97 | 54.45 | 11.4802 | 28.1888 |  |  |  | 0.48282 | 0.12877
2016-01-13 21:00:00 | 0.53243 | 0.5167 | 0.5167 | [6 empty] | -25.17 |  |  | 25.88 | 48.6 | 10.5057 | 25.7383 |  |  |  | 0.42273 | 0.067705
2016-01-13 22:00:00 | 0.4648 | 0.4534 | 0.45341 | [6 empty] | -25.17 |  |  | 23.52 | 49.44 | 8.8692 | 21.6223 |  |  |  | 0.3551 | 0.0044085
2016-01-13 23:00:00 | 0.39765 | 0.39933 | 0.39933 | [6 empty] | -25.17 |  |  | 24.29 | 43.81 | 6.5353 | 15.9816 |  |  |  | 0.28795 | 0
2016-01-14 00:00:00 | 0.38509 | 0.39551 | 0.39552 | [6 empty] | -25.17 |  |  | 23.06 | 25.21 | 5.5707 | 13.7251 |  |  |  | 0.27538 | 0
2016-01-14 01:00:00 | 0.40234 | 0.41161 | 0.41162 | [6 empty] | -25.17 |  |  | 22.22 | 18.03 | 5.9434 | 14.6024 |  |  |  | 0.29264 | 0
2016-01-14 02:00:00 | 0.42193 | 0.43343 | 0.43344 | [6 empty] | -25.17 |  |  | 22.03 | 14.08 | 6.0623 | 14.898 |  |  |  | 0.31223 | 0
2016-01-14 03:00:00 | 0.4604 | 0.47226 | 0.47228 | [6 empty] | -25.17 |  |  | 22.53 | 10.36 | 6.6101 | 16.1683 |  |  |  | 0.35069 | 0.023277
2016-01-14 04:00:00 | 0.558 | 0.57225 | 0.57227 | [6 empty] | -25.17 |  |  | 23.9 | 10.51 | 8.0512 | 19.7195 |  |  |  | 0.44829 | 0.12327
2016-01-14 05:00:00 | 0.72598 | 0.72492 | 0.72494 | [6 empty] | -25.17 |  |  | 29.99 | 23.05 | 12.1543 | 29.54 |  |  |  | 0.61627 | 0.27594
2016-01-14 06:00:00 | 0.75195 | 0.75489 | 0.7549 | [6 empty] | -25.17 |  |  | 44.07 | 43.09 | 12.4641 | 30.6228 |  |  |  | 0.64225 | 0.3059
2016-01-14 07:00:00 | 0.73241 | 0.73505 | 0.73506 | [6 empty] | -25.17 |  |  | 44.99 | 62.21 | 12.079 | 29.5811 |  |  |  | 0.6227 | 0.28606
2016-01-14 08:00:00 | 0.70708 | 0.70928 | 0.70929 | [6 empty] | -25.17 |  |  | 41.39 | 65.01 | 11.7853 | 28.9477 |  |  |  | 0.59738 | 0.26029
2016-01-14 09:00:00 | 0.68012 | 0.68009 | 0.6801 | [6 empty] | -25.17 |  |  | 34.95 | 64.48 | 11.5091 | 28.2285 |  |  |  | 0.57042 | 0.2311
2016-01-14 10:00:00 | 0.65031 | 0.64809 | 0.6481 | [6 empty] | -25.17 |  |  | 33.18 | 61.26 | 11.1831 | 27.3911 |  |  |  | 0.5406 | 0.1991
2016-01-14 11:00:00 | 0.62286 | 0.62088 | 0.62089 | [6 empty] | -25.17 |  |  | 31.17 | 61.42 | 10.7478 | 26.3783 |  |  |  | 0.51316 | 0.17189
2016-01-14 12:00:00 | 0.61142 | 0.60836 | 0.60837 | [6 empty] | -25.17 |  |  | 33.52 | 57 | 10.6435 | 26.1036 |  |  |  | 0.50172 | 0.15937
2016-01-14 13:00:00 | 0.60503 | 0.60138 | 0.60138 | [6 empty] | -25.17 |  |  | 39.97 | 54.28 | 10.5921 | 25.9777 |  |  |  | 0.49532 | 0.15238
2016-01-14 14:00:00 | 0.60813 | 0.6054 | 0.6054 | [6 empty] | -25.17 |  |  | 42.99 | 50.7 | 10.6274 | 26.1418 |  |  |  | 0.49843 | 0.1564
2016-01-14 15:00:00 | 0.61467 | 0.61147 | 0.61148 | [6 empty] | -25.17 |  |  | 42.34 | 48.1 | 10.7558 | 26.4318 |  |  |  | 0.50497 | 0.16248
2016-01-14 16:00:00 | 0.62429 | 0.61884 | 0.61885 | [6 empty] | -25.17 |  |  | 45.5 | 50.93 | 11.2054 | 27.6087 |  |  |  | 0.51459 | 0.16985
2016-01-14 17:00:00 | 0.62876 | 0.62023 | 0.62023 | [6 empty] | -25.17 |  |  | 41.06 | 58.44 | 11.5973 | 28.5929 |  |  |  | 0.51905 | 0.17123
2016-01-14 18:00:00 | 0.62997 | 0.6183 | 0.6183 | [6 empty] | -25.17 |  |  | 40.02 | 61.28 | 11.8528 | 29.146 |  |  |  | 0.52027 | 0.1693
2016-01-14 19:00:00 | 0.62647 | 0.61412 | 0.61412 | [6 empty] | -25.17 |  |  | 38.34 | 58.35 | 11.8528 | 29.1383 |  |  |  | 0.51677 | 0.16512
2016-01-14 20:00:00 | 0.60025 | 0.58588 | 0.58588 | [6 empty] | -25.17 |  |  | 30.86 | 51.41 | 11.5782 | 28.4345 |  |  |  | 0.49055 | 0.13688
2016-01-14 21:00:00 | 0.53931 | 0.5239 | 0.5239 | [6 empty] | -25.17 |  |  | 28.16 | 49.36 | 10.5953 | 25.9624 |  |  |  | 0.42961 | 0.0749
2016-01-14 22:00:00 | 0.47089 | 0.4598 | 0.45981 | [6 empty] | -25.17 |  |  | 25.73 | 51.4 | 8.9447 | 21.8096 |  |  |  | 0.36119 | 0.010806
2016-01-14 23:00:00 | 0.40319 | 0.40528 | 0.40528 | [6 empty] | -25.17 |  |  | 24.58 | 44.08 | 6.591 | 16.1204 |  |  |  | 0.29348 | 0
2016-01-15 00:00:00 | 0.41079 | 0.41684 | 0.41685 | [6 empty] | -25.17 |  |  | 25.03 | 36.54 | 6.4639 | 15.9584 |  |  |  | 0.30109 | 0
2016-01-15 01:00:00 | 0.4237 | 0.42987 | 0.42988 | [6 empty] | -25.17 |  |  | 24.36 | 30.3 | 6.6586 | 16.4208 |  |  |  | 0.314 | 0
2016-01-15 02:00:00 | 0.4389 | 0.4465 | 0.44651 | [6 empty] | -25.17 |  |  | 23.5 | 21.78 | 6.7845 | 16.7381 |  |  |  | 0.32919 | 0
2016-01-15 03:00:00 | 0.4649 | 0.47096 | 0.47097 | [6 empty] | -25.17 |  |  | 22.94 | 15.19 | 7.3031 | 17.9345 |  |  |  | 0.3552 | 0.021973
2016-01-15 04:00:00 | 0.56512 | 0.57652 | 0.57654 | [6 empty] | -25.17 |  |  | 23.17 | 14.64 | 8.6105 | 21.2684 |  |  |  | 0.45542 | 0.12754
2016-01-15 05:00:00 | 0.75047 | 0.74815 | 0.74816 | [6 empty] | -25.17 |  |  | 26.35 | 15.29 | 12.6921 | 30.8527 |  |  |  | 0.64076 | 0.29916
2016-01-15 06:00:00 | 0.77444 | 0.7758 | 0.7758 | [6 empty] | -25.17 |  |  | 40.9 | 17.11 | 12.9918 | 31.904 |  |  |  | 0.66474 | 0.3268
2016-01-15 07:00:00 | 0.76145 | 0.76631 | 0.76632 | [6 empty] | -25.17 |  |  | 45.21 | 40.6 | 12.3236 | 30.1424 |  |  |  | 0.65174 | 0.31732
2016-01-15 08:00:00 | 0.7403 | 0.74014 | 0.74015 | [6 empty] | -25.17 |  |  | 45.46 | 49.04 | 12.4325 | 30.3812 |  |  |  | 0.6306 | 0.29115
2016-01-15 09:00:00 | 0.71125 | 0.70928 | 0.70929 | [6 empty] | -25.17 |  |  | 45.99 | 53.12 | 12.1522 | 29.7304 |  |  |  | 0.60154 | 0.26029
2016-01-15 10:00:00 | 0.68531 | 0.68379 | 0.6838 | [6 empty] | -25.17 |  |  | 46.95 | 53.2 | 11.7343 | 28.7733 |  |  |  | 0.57561 | 0.2348
2016-01-15 11:00:00 | 0.66013 | 0.65799 | 0.658 | [6 empty] | -25.17 |  |  | 44 | 52.99 | 11.3885 | 27.9422 |  |  |  | 0.55043 | 0.209
2016-01-15 12:00:00 | 0.64204 | 0.63829 | 0.6383 | [6 empty] | -25.17 |  |  | 42.05 | 53.9 | 11.2374 | 27.5712 |  |  |  | 0.53234 | 0.1893
2016-01-15 13:00:00 | 0.63271 | 0.62973 | 0.62974 | [6 empty] | -25.17 |  |  | 39.99 | 47.79 | 11.0175 | 27.0469 |  |  |  | 0.523 | 0.18074
2016-01-15 14:00:00 | 0.63109 | 0.62865 | 0.62865 | [6 empty] | -25.17 |  |  | 37.65 | 45 | 10.9891 | 27.0364 |  |  |  | 0.52139 | 0.17965
2016-01-15 15:00:00 | 0.62986 | 0.62621 | 0.62621 | [6 empty] | -25.17 |  |  | 38 | 43.28 | 11.0949 | 27.3081 |  |  |  | 0.52016 | 0.17721
2016-01-15 16:00:00 | 0.64222 | 0.63698 | 0.63699 | [6 empty] | -25.17 |  |  | 45.26 | 53.91 | 11.5431 | 28.5021 |  |  |  | 0.53251 | 0.18799
2016-01-15 17:00:00 | 0.6516 | 0.64428 | 0.64429 | [6 empty] | -25.17 |  |  | 48.04 | 65.04 | 11.8872 | 29.3275 |  |  |  | 0.5419 | 0.19529
2016-01-15 18:00:00 | 0.64942 | 0.64004 | 0.64004 | [6 empty] | -25.17 |  |  | 44.36 | 63.21 | 12.0332 | 29.6662 |  |  |  | 0.53971 | 0.19104
2016-01-15 19:00:00 | 0.63407 | 0.62164 | 0.62164 | [6 empty] | -25.17 |  |  | 34.38 | 56.19 | 11.9996 | 29.5102 |  |  |  | 0.52437 | 0.17264
2016-01-15 20:00:00 | 0.60283 | 0.58873 | 0.58873 | [6 empty] | -25.17 |  |  | 29.34 | 44.96 | 11.6202 | 28.5664 |  |  |  | 0.49313 | 0.13973
2016-01-15 21:00:00 | 0.55121 | 0.53765 | 0.53765 | [6 empty] | -25.17 |  |  | 27.17 | 37.43 | 10.6416 | 26.1031 |  |  |  | 0.44151 | 0.088652
2016-01-15 22:00:00 | 0.49383 | 0.48379 | 0.4838 | [6 empty] | -25.17 |  |  | 25.02 | 43.78 | 9.2901 | 22.7251 |  |  |  | 0.38413 | 0.034799
2016-01-15 23:00:00 | 0.42091 | 0.42281 | 0.42282 | [6 empty] | -25.17 |  |  | 27.13 | 36.79 | 6.9557 | 17.0768 |  |  |  | 0.31121 | 0
2016-01-16 00:00:00 | 0.42068 | 0.42614 | 0.42615 | [6 empty] | -25.17 |  |  | 26.37 | 19.97 | 6.7047 | 16.5674 |  |  |  | 0.31098 | 0
2016-01-16 01:00:00 | 0.42661 | 0.43089 | 0.43089 | [6 empty] | -25.17 |  |  | 25.58 | 11.9 | 6.9065 | 17.0471 |  |  |  | 0.31691 | 0
2016-01-16 02:00:00 | 0.44145 | 0.44705 | 0.44706 | [6 empty] | -25.17 |  |  | 24.73 | 14.99 | 7.0371 | 17.3765 |  |  |  | 0.33175 | 0
2016-01-16 03:00:00 | 0.47375 | 0.4787 | 0.4787 | [6 empty] | -25.17 |  |  | 24.08 | 10.06 | 7.5749 | 18.6181 |  |  |  | 0.36404 | 0.029703
2016-01-16 04:00:00 | 0.57685 | 0.58721 | 0.58723 | [6 empty] | -25.17 |  |  | 25.32 | 10.2 | 8.9306 | 22.0776 |  |  |  | 0.46715 | 0.13823
2016-01-16 05:00:00 | 0.75553 | 0.74936 | 0.74937 | [6 empty] | -25.17 |  |  | 24.77 | 11.58 | 13.1626 | 32.0211 |  |  |  | 0.64583 | 0.30037
2016-01-16 06:00:00 | 0.773 | 0.76937 | 0.76937 | [6 empty] | -25.17 |  |  | 25.03 | 10.17 | 13.4761 | 33.124 |  |  |  | 0.6633 | 0.32037
2016-01-16 07:00:00 | 0.73285 | 0.72815 | 0.72816 | [6 empty] | -25.17 |  |  | 27.55 | 10.2 | 12.7826 | 31.2936 |  |  |  | 0.62314 | 0.27916
2016-01-16 08:00:00 | 0.72319 | 0.71544 | 0.71544 | [6 empty] | -25.17 |  |  | 32.4 | 16.6 | 12.8951 | 31.5394 |  |  |  | 0.61349 | 0.26644
2016-01-16 09:00:00 | 0.70023 | 0.69186 | 0.69186 | [6 empty] | -25.17 |  |  | 34.21 | 27.9 | 12.6043 | 30.8635 |  |  |  | 0.59053 | 0.24286
2016-01-16 10:00:00 | 0.67856 | 0.67156 | 0.67156 | [6 empty] | -25.17 |  |  | 33.23 | 39.94 | 12.1709 | 29.8702 |  |  |  | 0.56886 | 0.22256
2016-01-16 11:00:00 | 0.65365 | 0.64621 | 0.64622 | [6 empty] | -25.17 |  |  | 29.16 | 45.12 | 11.812 | 29.0065 |  |  |  | 0.54395 | 0.19722
2016-01-16 12:00:00 | 0.63667 | 0.62787 | 0.62788 | [6 empty] | -25.17 |  |  | 26.31 | 45.11 | 11.6553 | 28.6213 |  |  |  | 0.52697 | 0.17888
2016-01-16 13:00:00 | 0.62585 | 0.61764 | 0.61765 | [6 empty] | -25.17 |  |  | 25.47 | 35.13 | 11.4274 | 28.0774 |  |  |  | 0.51614 | 0.16865
2016-01-16 14:00:00 | 0.61391 | 0.60446 | 0.60446 | [6 empty] | -25.17 |  |  | 25.6 | 25.45 | 11.3981 | 28.0678 |  |  |  | 0.50421 | 0.15546
2016-01-16 15:00:00 | 0.62124 | 0.61206 | 0.61206 | [6 empty] | -25.17 |  |  | 30.15 | 23.93 | 11.5079 | 28.35 |  |  |  | 0.51154 | 0.16306
2016-01-16 16:00:00 | 0.63687 | 0.62655 | 0.62655 | [6 empty] | -25.17 |  |  | 39.77 | 38.17 | 11.973 | 29.5905 |  |  |  | 0.52717 | 0.17755
2016-01-16 17:00:00 | 0.64459 | 0.63176 | 0.63176 | [6 empty] | -25.17 |  |  | 40.03 | 56.09 | 12.3298 | 30.4468 |  |  |  | 0.53489 | 0.18276
2016-01-16 18:00:00 | 0.64491 | 0.6304 | 0.6304 | [6 empty] | -25.17 |  |  | 30.99 | 64.15 | 12.4812 | 30.7981 |  |  |  | 0.53521 | 0.1814
2016-01-16 19:00:00 | 0.63841 | 0.62237 | 0.62237 | [6 empty] | -25.17 |  |  | 26.19 | 65 | 12.4462 | 30.6358 |  |  |  | 0.52871 | 0.17337
2016-01-16 20:00:00 | 0.61519 | 0.59903 | 0.59903 | [6 empty] | -25.17 |  |  | 25.9 | 55.15 | 12.0527 | 29.6558 |  |  |  | 0.50549 | 0.15003
2016-01-16 21:00:00 | 0.56418 | 0.549 | 0.549 | [6 empty] | -25.17 |  |  | 25.53 | 49.32 | 11.0374 | 27.0974 |  |  |  | 0.45448 | 0.099999
2016-01-16 22:00:00 | 0.50334 | 0.49154 | 0.49155 | [6 empty] | -25.17 |  |  | 24.12 | 51.31 | 9.6349 | 23.5868 |  |  |  | 0.39364 | 0.042546
2016-01-16 23:00:00 | 0.43221 | 0.43355 | 0.43356 | [6 empty] | -25.17 |  |  | 20.86 | 46.14 | 7.2146 | 17.7278 |  |  |  | 0.32251 | 0
2016-01-17 00:00:00 | 0.44489 | 0.45367 | 0.45368 | [6 empty] | -25.17 |  |  | 20.25 | 22.73 | 6.8014 | 16.8126 |  |  |  | 0.33519 | 0.0046762
2016-01-17 01:00:00 | 0.4502 | 0.45765 | 0.45766 | [6 empty] | -25.17 |  |  | 20.76 | 16.75 | 7.0061 | 17.2992 |  |  |  | 0.3405 | 0.0086604
2016-01-17 02:00:00 | 0.47527 | 0.48582 | 0.48583 | [6 empty] | -25.17 |  |  | 20.97 | 17.1 | 7.1386 | 17.6336 |  |  |  | 0.36556 | 0.036832
2016-01-17 03:00:00 | 0.51528 | 0.52645 | 0.52646 | [6 empty] | -25.17 |  |  | 20.89 | 12.72 | 7.684 | 18.8933 |  |  |  | 0.40558 | 0.077462
2016-01-17 04:00:00 | 0.63403 | 0.65318 | 0.65319 | [6 empty] | -25.17 |  |  | 20.94 | 14.87 | 9.0592 | 22.4034 |  |  |  | 0.52432 | 0.20419
2016-01-17 05:00:00 | 0.7361 | 0.72462 | 0.72463 | [6 empty] | -25.17 |  |  | 19.64 | 23.53 | 13.3516 | 32.4913 |  |  |  | 0.62639 | 0.27563
2016-01-17 06:00:00 | 0.7476 | 0.73762 | 0.73762 | [6 empty] | -25.17 |  |  | 22.35 | 45.48 | 13.6707 | 33.6153 |  |  |  | 0.6379 | 0.28862
2016-01-17 07:00:00 | 0.72004 | 0.71129 | 0.71129 | [6 empty] | -25.17 |  |  | 23.52 | 62.43 | 12.967 | 31.7571 |  |  |  | 0.61034 | 0.26229
2016-01-17 08:00:00 | 0.70585 | 0.69322 | 0.69323 | [6 empty] | -25.17 |  |  | 26.54 | 65.91 | 13.0809 | 32.0056 |  |  |  | 0.59615 | 0.24423
2016-01-17 09:00:00 | 0.68522 | 0.67243 | 0.67243 | [6 empty] | -25.17 |  |  | 30.11 | 61.19 | 12.7859 | 31.3196 |  |  |  | 0.57551 | 0.22343
2016-01-17 10:00:00 | 0.67372 | 0.66416 | 0.66416 | [6 empty] | -25.17 |  |  | 36.29 | 58.62 | 12.3464 | 30.3118 |  |  |  | 0.56402 | 0.21516
2016-01-17 11:00:00 | 0.64617 | 0.63575 | 0.63575 | [6 empty] | -25.17 |  |  | 32.44 | 59.9 | 11.9822 | 29.4349 |  |  |  | 0.53646 | 0.18675
2016-01-17 12:00:00 | 0.63657 | 0.62611 | 0.62611 | [6 empty] | -25.17 |  |  | 26.93 | 60.14 | 11.8232 | 29.044 |  |  |  | 0.52687 | 0.17711
2016-01-17 13:00:00 | 0.62413 | 0.61401 | 0.61402 | [6 empty] | -25.17 |  |  | 26.19 | 58.4 | 11.592 | 28.4922 |  |  |  | 0.51442 | 0.16502
2016-01-17 14:00:00 | 0.63026 | 0.62208 | 0.62208 | [6 empty] | -25.17 |  |  | 27.07 | 52.54 | 11.5625 | 28.4829 |  |  |  | 0.52055 | 0.17308
2016-01-17 15:00:00 | 0.63562 | 0.62735 | 0.62735 | [6 empty] | -25.17 |  |  | 31.94 | 52.93 | 11.6738 | 28.7695 |  |  |  | 0.52592 | 0.17835
2016-01-17 16:00:00 | 0.66068 | 0.65287 | 0.65287 | [6 empty] | -25.17 |  |  | 39.49 | 58.52 | 12.1458 | 30.0286 |  |  |  | 0.55098 | 0.20387
2016-01-17 17:00:00 | 0.66636 | 0.65564 | 0.65564 | [6 empty] | -25.17 |  |  | 42.8 | 67.26 | 12.5077 | 30.8975 |  |  |  | 0.55666 | 0.20664
2016-01-17 18:00:00 | 0.66734 | 0.65502 | 0.65502 | [6 empty] | -25.17 |  |  | 39.23 | 68.36 | 12.6612 | 31.2538 |  |  |  | 0.55764 | 0.20602
2016-01-17 19:00:00 | 0.66209 | 0.64847 | 0.64847 | [6 empty] | -25.17 |  |  | 33.3 | 65.97 | 12.6257 | 31.0889 |  |  |  | 0.55239 | 0.19947
2016-01-17 20:00:00 | 0.64546 | 0.63292 | 0.63292 | [6 empty] | -25.17 |  |  | 27.04 | 60.2 | 12.2265 | 30.0944 |  |  |  | 0.53576 | 0.18392
2016-01-17 21:00:00 | 0.58782 | 0.57523 | 0.57523 | [6 empty] | -25.17 |  |  | 27.05 | 51.24 | 11.1965 | 27.4977 |  |  |  | 0.47812 | 0.12623
2016-01-17 22:00:00 | 0.52233 | 0.5125 | 0.5125 | [6 empty] | -25.17 |  |  | 24.99 | 50.89 | 9.7734 | 23.9336 |  |  |  | 0.41263 | 0.063501
2016-01-17 23:00:00 | 0.44948 | 0.45284 | 0.45284 | [6 empty] | -25.17 |  |  | 23.96 | 48.92 | 7.3186 | 17.9899 |  |  |  | 0.33978 | 0.0038447
2016-01-18 00:00:00 | 0.47989 | 0.48986 | 0.48987 | [6 empty] | -25.17 |  |  | 23.47 | 37.65 | 7.3192 | 18.1304 |  |  |  | 0.37018 | 0.040871
2016-01-18 01:00:00 | 0.4922 | 0.50192 | 0.50192 | [6 empty] | -25.17 |  |  | 23.56 | 37.28 | 7.5393 | 18.6542 |  |  |  | 0.3825 | 0.052924
2016-01-18 02:00:00 | 0.51308 | 0.52508 | 0.52509 | [6 empty] | -25.17 |  |  | 23.48 | 34.94 | 7.6818 | 19.015 |  |  |  | 0.40338 | 0.076087
2016-01-18 03:00:00 | 0.54783 | 0.55906 | 0.55907 | [6 empty] | -25.17 |  |  | 23.51 | 25.3 | 8.2685 | 20.3722 |  |  |  | 0.43813 | 0.11007
2016-01-18 04:00:00 | 0.66223 | 0.67976 | 0.67978 | [6 empty] | -25.17 |  |  | 24.25 | 28.8 | 9.7475 | 24.1535 |  |  |  | 0.55253 | 0.23078
2016-01-18 05:00:00 | 0.85458 | 0.8538 | 0.85382 | [6 empty] | -25.17 |  |  | 27.61 | 40.49 | 14.3627 | 35.0157 |  |  |  | 0.74487 | 0.40482
2016-01-18 06:00:00 | 0.88664 | 0.891 | 0.891 | [6 empty] | -25.17 |  |  | 46.01 | 45.24 | 14.7127 | 36.2565 |  |  |  | 0.77694 | 0.442
2016-01-18 07:00:00 | 0.85788 | 0.86367 | 0.86368 | [6 empty] | -25.17 |  |  | 49.98 | 59.6 | 13.9543 | 34.2487 |  |  |  | 0.74818 | 0.41468
2016-01-18 08:00:00 | 0.8457 | 0.84787 | 0.84788 | [6 empty] | -25.17 |  |  | 50.54 | 63.27 | 14.0756 | 34.5114 |  |  |  | 0.736 | 0.39888
2016-01-18 09:00:00 | 0.81052 | 0.81022 | 0.81022 | [6 empty] | -25.17 |  |  | 49.91 | 61.63 | 13.7581 | 33.7707 |  |  |  | 0.70082 | 0.36122
2016-01-18 10:00:00 | 0.77577 | 0.77498 | 0.77499 | [6 empty] | -25.17 |  |  | 48.44 | 63.32 | 13.2854 | 32.6849 |  |  |  | 0.66606 | 0.32599
2016-01-18 11:00:00 | 0.75181 | 0.75109 | 0.75109 | [6 empty] | -25.17 |  |  | 46.93 | 63.58 | 12.893 | 31.7369 |  |  |  | 0.6421 | 0.30209
2016-01-18 12:00:00 | 0.73594 | 0.73419 | 0.7342 | [6 empty] | -25.17 |  |  | 46.32 | 62.89 | 12.722 | 31.3154 |  |  |  | 0.62624 | 0.2852
2016-01-18 13:00:00 | 0.71694 | 0.71458 | 0.71458 | [6 empty] | -25.17 |  |  | 45.76 | 62.36 | 12.4734 | 30.7214 |  |  |  | 0.60724 | 0.26558
2016-01-18 14:00:00 | 0.71095 | 0.70846 | 0.70846 | [6 empty] | -25.17 |  |  | 49.53 | 59.37 | 12.4422 | 30.7145 |  |  |  | 0.60124 | 0.25946
2016-01-18 15:00:00 | 0.71361 | 0.71048 | 0.71048 | [6 empty] | -25.17 |  |  | 49.66 | 55.97 | 12.5622 | 31.0241 |  |  |  | 0.60391 | 0.26148
2016-01-18 16:00:00 | 0.73845 | 0.73548 | 0.73548 | [6 empty] | -25.17 |  |  | 62.55 | 59.07 | 13.0707 | 32.384 |  |  |  | 0.62875 | 0.28648
2016-01-18 17:00:00 | 0.74821 | 0.74275 | 0.74275 | [6 empty] | -25.17 |  |  | 56.07 | 67.9 | 13.4598 | 33.3198 |  |  |  | 0.6385 | 0.29375
2016-01-18 18:00:00 | 0.74721 | 0.73968 | 0.73968 | [6 empty] | -25.17 |  |  | 47.18 | 69.08 | 13.6248 | 33.7031 |  |  |  | 0.63751 | 0.29068
2016-01-18 19:00:00 | 0.72606 | 0.71441 | 0.71441 | [6 empty] | -25.17 |  |  | 35.09 | 66.98 | 13.5864 | 33.5244 |  |  |  | 0.61636 | 0.26541
2016-01-18 20:00:00 | 0.69762 | 0.68526 | 0.68526 | [6 empty] | -25.17 |  |  | 26.95 | 60.1 | 13.1568 | 32.4516 |  |  |  | 0.58792 | 0.23626
2016-01-18 21:00:00 | 0.63849 | 0.62652 | 0.62652 | [6 empty] | -25.17 |  |  | 26.94 | 50.01 | 12.0478 | 29.6485 |  |  |  | 0.52879 | 0.17752
2016-01-18 22:00:00 | 0.56708 | 0.55782 | 0.55783 | [6 empty] | -25.17 |  |  | 25.09 | 49.74 | 10.5145 | 25.7959 |  |  |  | 0.45738 | 0.10883
2016-01-18 23:00:00 | 0.48452 | 0.48863 | 0.48863 | [6 empty] | -25.17 |  |  | 31.95 | 45.89 | 7.8754 | 19.3983 |  |  |  | 0.37482 | 0.039635
2016-01-19 00:00:00 | 0.48667 | 0.49675 | 0.49676 | [6 empty] | -25.17 |  |  | 32.16 | 47.14 | 7.4337 | 18.423 |  |  |  | 0.37696 | 0.047759
2016-01-19 01:00:00 | 0.49917 | 0.509 | 0.50901 | [6 empty] | -25.17 |  |  | 28.97 | 45.44 | 7.6572 | 18.9551 |  |  |  | 0.38947 | 0.060005
2016-01-19 02:00:00 | 0.52124 | 0.53353 | 0.53354 | [6 empty] | -25.17 |  |  | 30.01 | 43.01 | 7.8019 | 19.3217 |  |  |  | 0.41153 | 0.084539
2016-01-19 03:00:00 | 0.5523 | 0.56307 | 0.56308 | [6 empty] | -25.17 |  |  | 30.45 | 38.89 | 8.3977 | 20.7006 |  |  |  | 0.44259 | 0.11408
2016-01-19 04:00:00 | 0.67191 | 0.6897 | 0.68971 | [6 empty] | -25.17 |  |  | 27.01 | 40.1 | 9.8996 | 24.5419 |  |  |  | 0.5622 | 0.24071
2016-01-19 05:00:00 | 0.87066 | 0.87049 | 0.87051 | [6 empty] | -25.17 |  |  | 31.9 | 46.28 | 14.5861 | 35.5757 |  |  |  | 0.76095 | 0.42151
2016-01-19 06:00:00 | 0.90157 | 0.90635 | 0.90635 | [6 empty] | -25.17 |  |  | 54.1 | 49.51 | 14.9431 | 36.8433 |  |  |  | 0.79187 | 0.45735
2016-01-19 07:00:00 | 0.88593 | 0.89454 | 0.89455 | [6 empty] | -25.17 |  |  | 64.9 | 65.06 | 14.1726 | 34.8021 |  |  |  | 0.77623 | 0.44555
2016-01-19 08:00:00 | 0.85827 | 0.86051 | 0.86052 | [6 empty] | -25.17 |  |  | 65.35 | 66.5 | 14.2955 | 35.0678 |  |  |  | 0.74857 | 0.41152
2016-01-19 09:00:00 | 0.82338 | 0.82325 | 0.82326 | [6 empty] | -25.17 |  |  | 61.31 | 66.09 | 13.973 | 34.3149 |  |  |  | 0.71367 | 0.37426
2016-01-19 10:00:00 | 0.79401 | 0.79443 | 0.79444 | [6 empty] | -25.17 |  |  | 61.43 | 65.91 | 13.493 | 33.2118 |  |  |  | 0.68431 | 0.34544
2016-01-19 11:00:00 | 0.76457 | 0.76416 | 0.76417 | [6 empty] | -25.17 |  |  | 58.98 | 66 | 13.0943 | 32.248 |  |  |  | 0.65487 | 0.31517
2016-01-19 12:00:00 | 0.74506 | 0.743 | 0.74301 | [6 empty] | -25.17 |  |  | 58.53 | 65.5 | 12.9206 | 31.8197 |  |  |  | 0.63536 | 0.29401
2016-01-19 13:00:00 | 0.73255 | 0.73106 | 0.73106 | [6 empty] | -25.17 |  |  | 55.81 | 65 | 12.6682 | 31.2163 |  |  |  | 0.62285 | 0.28206
2016-01-19 14:00:00 | 0.7324 | 0.73183 | 0.73183 | [6 empty] | -25.17 |  |  | 55.5 | 62.94 | 12.6367 | 31.21 |  |  |  | 0.6227 | 0.28283
2016-01-19 15:00:00 | 0.73001 | 0.7279 | 0.7279 | [6 empty] | -25.17 |  |  | 56.21 | 61.08 | 12.7586 | 31.5248 |  |  |  | 0.62031 | 0.2789
2016-01-19 16:00:00 | 0.74932 | 0.74632 | 0.74632 | [6 empty] | -25.17 |  |  | 70.07 | 61.19 | 13.2751 | 32.9072 |  |  |  | 0.63961 | 0.29732
2016-01-19 17:00:00 | 0.75243 | 0.74572 | 0.74572 | [6 empty] | -25.17 |  |  | 74.97 | 66.88 | 13.6703 | 33.8578 |  |  |  | 0.64273 | 0.29672
2016-01-19 18:00:00 | 0.75396 | 0.74559 | 0.74559 | [6 empty] | -25.17 |  |  | 57.56 | 69.22 | 13.8379 | 34.247 |  |  |  | 0.64426 | 0.29659
2016-01-19 19:00:00 | 0.73756 | 0.7259 | 0.7259 | [6 empty] | -25.17 |  |  | 48.24 | 66.46 | 13.7988 | 34.0653 |  |  |  | 0.62786 | 0.2769
2016-01-19 20:00:00 | 0.70018 | 0.68631 | 0.6863 | [6 empty] | -25.17 |  |  | 37.98 | 61.19 | 13.3625 | 32.9751 |  |  |  | 0.59048 | 0.2373
2016-01-19 21:00:00 | 0.63841 | 0.62462 | 0.62462 | [6 empty] | -25.17 |  |  | 33.67 | 51.11 | 12.236 | 30.1261 |  |  |  | 0.52871 | 0.17562
2016-01-19 22:00:00 | 0.57265 | 0.56278 | 0.56279 | [6 empty] | -25.17 |  |  | 29.79 | 52 | 10.6782 | 26.2091 |  |  |  | 0.46295 | 0.11379
2016-01-19 23:00:00 | 0.49221 | 0.49649 | 0.4965 | [6 empty] | -25.17 |  |  | 26.05 | 48.85 | 7.9985 | 19.711 |  |  |  | 0.38251 | 0.047497
2016-01-20 00:00:00 | 0.46818 | 0.47729 | 0.4773 | [6 empty] | -25.17 |  |  | 26.17 | 43.09 | 7.194 | 17.811 |  |  |  | 0.35848 | 0.028299
2016-01-20 01:00:00 | 0.48023 | 0.48907 | 0.48908 | [6 empty] | -25.17 |  |  | 26.42 | 42.63 | 7.4104 | 18.3258 |  |  |  | 0.37053 | 0.040077
2016-01-20 02:00:00 | 0.50139 | 0.51259 | 0.5126 | [6 empty] | -25.17 |  |  | 25.36 | 42.6 | 7.5505 | 18.6802 |  |  |  | 0.39169 | 0.063597
2016-01-20 03:00:00 | 0.53132 | 0.541 | 0.54101 | [6 empty] | -25.17 |  |  | 25.76 | 40.06 | 8.1272 | 20.0138 |  |  |  | 0.42161 | 0.09201
2016-01-20 04:00:00 | 0.64629 | 0.66261 | 0.66262 | [6 empty] | -25.17 |  |  | 26.54 | 39.96 | 9.5811 | 23.7294 |  |  |  | 0.53659 | 0.21362
2016-01-20 05:00:00 | 0.83806 | 0.83681 | 0.83682 | [6 empty] | -25.17 |  |  | 32.7 | 41.77 | 14.1184 | 34.4043 |  |  |  | 0.72835 | 0.38782
2016-01-20 06:00:00 | 0.86768 | 0.87112 | 0.87112 | [6 empty] | -25.17 |  |  | 55.08 | 48 | 14.4608 | 35.6162 |  |  |  | 0.75798 | 0.42212
2016-01-20 07:00:00 | 0.85248 | 0.85964 | 0.85965 | [6 empty] | -25.17 |  |  | 61.08 | 63.3 | 13.7157 | 33.6448 |  |  |  | 0.74278 | 0.41065
2016-01-20 08:00:00 | 0.82606 | 0.82711 | 0.82712 | [6 empty] | -25.17 |  |  | 58.43 | 66.09 | 13.8352 | 33.9041 |  |  |  | 0.71635 | 0.37812
2016-01-20 09:00:00 | 0.79255 | 0.79137 | 0.79138 | [6 empty] | -25.17 |  |  | 58.97 | 66.08 | 13.5231 | 33.1767 |  |  |  | 0.68285 | 0.34238
2016-01-20 10:00:00 | 0.76429 | 0.76368 | 0.76368 | [6 empty] | -25.17 |  |  | 56.14 | 65.83 | 13.0585 | 32.1098 |  |  |  | 0.65458 | 0.31468
2016-01-20 11:00:00 | 0.73599 | 0.73462 | 0.73463 | [6 empty] | -25.17 |  |  | 58.6 | 65.63 | 12.6729 | 31.1791 |  |  |  | 0.62629 | 0.28563
2016-01-20 12:00:00 | 0.71726 | 0.71432 | 0.71433 | [6 empty] | -25.17 |  |  | 57.58 | 64.93 | 12.5048 | 30.765 |  |  |  | 0.60755 | 0.26533
2016-01-20 13:00:00 | 0.7052 | 0.70283 | 0.70283 | [6 empty] | -25.17 |  |  | 54.95 | 63.84 | 12.2604 | 30.1812 |  |  |  | 0.5955 | 0.25383
2016-01-20 14:00:00 | 0.70504 | 0.70355 | 0.70356 | [6 empty] | -25.17 |  |  | 52.42 | 61.74 | 12.2296 | 30.1736 |  |  |  | 0.59534 | 0.25456
2016-01-20 15:00:00 | 0.70279 | 0.69981 | 0.69982 | [6 empty] | -25.17 |  |  | 72.01 | 60.31 | 12.3475 | 30.4777 |  |  |  | 0.59309 | 0.25082
2016-01-20 16:00:00 | 0.72142 | 0.71757 | 0.71757 | [6 empty] | -25.17 |  |  | 92.75 | 61.8 | 12.8471 | 31.8131 |  |  |  | 0.61172 | 0.26857
2016-01-20 17:00:00 | 0.72452 | 0.71709 | 0.71709 | [6 empty] | -25.17 |  |  | 79.09 | 66.61 | 13.2296 | 32.7327 |  |  |  | 0.61482 | 0.26809
2016-01-20 18:00:00 | 0.72604 | 0.71701 | 0.71701 | [6 empty] | -25.17 |  |  | 70.03 | 69.73 | 13.3919 | 33.1095 |  |  |  | 0.61634 | 0.26801
2016-01-20 19:00:00 | 0.71034 | 0.69815 | 0.69815 | [6 empty] | -25.17 |  |  | 50.1 | 66.49 | 13.3542 | 32.9342 |  |  |  | 0.60064 | 0.24915
2016-01-20 20:00:00 | 0.67442 | 0.66014 | 0.66014 | [6 empty] | -25.17 |  |  | 40.06 | 63.71 | 12.932 | 31.8803 |  |  |  | 0.56472 | 0.21114
2016-01-20 21:00:00 | 0.61494 | 0.60083 | 0.60083 | [6 empty] | -25.17 |  |  | 33.52 | 53.02 | 11.842 | 29.1273 |  |  |  | 0.50524 | 0.15183
2016-01-20 22:00:00 | 0.55154 | 0.5413 | 0.54131 | [6 empty] | -25.17 |  |  | 29.63 | 52.6 | 10.3354 | 25.3448 |  |  |  | 0.44184 | 0.092308
2016-01-20 23:00:00 | 0.47367 | 0.47717 | 0.47718 | [6 empty] | -25.17 |  |  | 29.65 | 48.46 | 7.7408 | 19.057 |  |  |  | 0.36397 | 0.028177
2016-01-21 00:00:00 | 0.47365 | 0.4833 | 0.48331 | [6 empty] | -25.17 |  |  | 27.82 | 46.04 | 7.2382 | 17.9236 |  |  |  | 0.36395 | 0.03431
2016-01-21 01:00:00 | 0.48583 | 0.49522 | 0.49523 | [6 empty] | -25.17 |  |  | 26.65 | 45.3 | 7.4559 | 18.4416 |  |  |  | 0.37613 | 0.046228
2016-01-21 02:00:00 | 0.5073 | 0.51909 | 0.5191 | [6 empty] | -25.17 |  |  | 26.96 | 44.88 | 7.5968 | 18.7982 |  |  |  | 0.39759 | 0.070095
2016-01-21 03:00:00 | 0.53753 | 0.54783 | 0.54784 | [6 empty] | -25.17 |  |  | 27.47 | 42.65 | 8.1771 | 20.1402 |  |  |  | 0.42783 | 0.098838
2016-01-21 04:00:00 | 0.65394 | 0.67104 | 0.67106 | [6 empty] | -25.17 |  |  | 29.09 | 42.09 | 9.6398 | 23.8789 |  |  |  | 0.54424 | 0.22206
2016-01-21 05:00:00 | 0.84747 | 0.84701 | 0.84702 | [6 empty] | -25.17 |  |  | 40.78 | 45.7 | 14.2046 | 34.6199 |  |  |  | 0.73776 | 0.39802
2016-01-21 06:00:00 | 0.87749 | 0.88179 | 0.8818 | [6 empty] | -25.17 |  |  | 70.01 | 50.83 | 14.5496 | 35.8419 |  |  |  | 0.76778 | 0.4328
2016-01-21 07:00:00 | 0.86226 | 0.87031 | 0.87032 | [6 empty] | -25.17 |  |  | 85.05 | 64.03 | 13.7998 | 33.8577 |  |  |  | 0.75256 | 0.42132
2016-01-21 08:00:00 | 0.83537 | 0.83723 | 0.83724 | [6 empty] | -25.17 |  |  | 83.54 | 66.61 | 13.92 | 34.1182 |  |  |  | 0.72566 | 0.38824
2016-01-21 09:00:00 | 0.80141 | 0.80098 | 0.80099 | [6 empty] | -25.17 |  |  | 74.94 | 66.23 | 13.606 | 33.3861 |  |  |  | 0.69171 | 0.35199
2016-01-21 10:00:00 | 0.77282 | 0.77294 | 0.77295 | [6 empty] | -25.17 |  |  | 70.12 | 66 | 13.1385 | 32.3125 |  |  |  | 0.66312 | 0.32395
2016-01-21 11:00:00 | 0.74418 | 0.7435 | 0.74351 | [6 empty] | -25.17 |  |  | 59.91 | 65.21 | 12.7505 | 31.3757 |  |  |  | 0.63448 | 0.29451
2016-01-21 12:00:00 | 0.72519 | 0.72291 | 0.72292 | [6 empty] | -25.17 |  |  | 57.69 | 64.52 | 12.5814 | 30.959 |  |  |  | 0.61549 | 0.27392
2016-01-21 13:00:00 | 0.71302 | 0.71129 | 0.71129 | [6 empty] | -25.17 |  |  | 57.99 | 62.98 | 12.3355 | 30.3716 |  |  |  | 0.60331 | 0.26229
2016-01-21 14:00:00 | 0.71286 | 0.71203 | 0.71203 | [6 empty] | -25.17 |  |  | 61.05 | 60.17 | 12.3046 | 30.3643 |  |  |  | 0.60316 | 0.26303
2016-01-21 15:00:00 | 0.71054 | 0.7082 | 0.7082 | [6 empty] | -25.17 |  |  | 57.43 | 56.19 | 12.4232 | 30.6703 |  |  |  | 0.60084 | 0.2592
2016-01-21 16:00:00 | 0.72933 | 0.72612 | 0.72612 | [6 empty] | -25.17 |  |  | 77.13 | 62.07 | 12.9259 | 32.0144 |  |  |  | 0.61963 | 0.27712
2016-01-21 17:00:00 | 0.73237 | 0.72554 | 0.72554 | [6 empty] | -25.17 |  |  | 86.01 | 66.13 | 13.3108 | 32.9397 |  |  |  | 0.62267 | 0.27654
2016-01-21 18:00:00 | 0.73386 | 0.72542 | 0.72542 | [6 empty] | -25.17 |  |  | 60.13 | 67.85 | 13.4741 | 33.3188 |  |  |  | 0.62416 | 0.27642
2016-01-21 19:00:00 | 0.71791 | 0.70627 | 0.70627 | [6 empty] | -25.17 |  |  | 50.09 | 66.27 | 13.4361 | 33.1423 |  |  |  | 0.60821 | 0.25727
2016-01-21 20:00:00 | 0.68153 | 0.66775 | 0.66774 | [6 empty] | -25.17 |  |  | 35.47 | 60.81 | 13.0113 | 32.0817 |  |  |  | 0.57183 | 0.21874
2016-01-21 21:00:00 | 0.62142 | 0.60774 | 0.60774 | [6 empty] | -25.17 |  |  | 30.36 | 54.99 | 11.9146 | 29.3111 |  |  |  | 0.51171 | 0.15874
2016-01-21 22:00:00 | 0.55742 | 0.5476 | 0.54761 | [6 empty] | -25.17 |  |  | 26.97 | 56.96 | 10.3986 | 25.5038 |  |  |  | 0.44772 | 0.098606
2016-01-21 23:00:00 | 0.47907 | 0.48306 | 0.48306 | [6 empty] | -25.17 |  |  | 28.05 | 50.33 | 7.7883 | 19.1773 |  |  |  | 0.36936 | 0.034063
2016-01-22 00:00:00 | 0.53186 | 0.53505 | 0.53506 | [6 empty] | -25.17 |  |  | 27.92 | 50.07 | 8.6181 | 21.0627 |  |  |  | 0.42216 | 0.086056
2016-01-22 01:00:00 | 0.5294 | 0.53564 | 0.53564 | [6 empty] | -25.17 |  |  | 26.78 | 48.18 | 8.42 | 20.7225 |  |  |  | 0.41969 | 0.086644
2016-01-22 02:00:00 | 0.53986 | 0.54908 | 0.54909 | [6 empty] | -25.17 |  |  | 26.57 | 46.85 | 8.3489 | 20.5953 |  |  |  | 0.43015 | 0.10009
2016-01-22 03:00:00 | 0.54995 | 0.55659 | 0.55659 | [6 empty] | -25.17 |  |  | 27.02 | 45.03 | 8.6929 | 21.3575 |  |  |  | 0.44025 | 0.10759
2016-01-22 04:00:00 | 0.65374 | 0.66546 | 0.66548 | [6 empty] | -25.17 |  |  | 28.07 | 44.46 | 10.0239 | 24.6734 |  |  |  | 0.54403 | 0.21648
2016-01-22 05:00:00 | 0.89392 | 0.88811 | 0.88814 | [6 empty] | -25.17 |  |  | 30.82 | 46.69 | 15.45 | 37.5711 |  |  |  | 0.78421 | 0.43914
2016-01-22 06:00:00 | 0.90978 | 0.90774 | 0.90774 | [6 empty] | -25.17 |  |  | 48.46 | 44.93 | 15.8077 | 39.0539 |  |  |  | 0.80008 | 0.45874
2016-01-22 07:00:00 | 0.85006 | 0.85721 | 0.85721 | [6 empty] | -25.17 |  |  | 52.5 | 46.68 | 13.9399 | 34.4997 |  |  |  | 0.74035 | 0.40821
2016-01-22 08:00:00 | 0.81566 | 0.821 | 0.82101 | [6 empty] | -25.17 |  |  | 48.66 | 51.39 | 13.6197 | 33.7917 |  |  |  | 0.70596 | 0.37201
2016-01-22 09:00:00 | 0.77649 | 0.78015 | 0.78015 | [6 empty] | -25.17 |  |  | 45.11 | 58 | 13.1404 | 32.6332 |  |  |  | 0.66679 | 0.33115
2016-01-22 10:00:00 | 0.74349 | 0.75034 | 0.75034 | [6 empty] | -25.17 |  |  | 44.96 | 60.38 | 12.3894 | 30.9196 |  |  |  | 0.63379 | 0.30134
2016-01-22 11:00:00 | 0.73102 | 0.73058 | 0.73059 | [6 empty] | -25.17 |  |  | 42.06 | 61.04 | 12.6994 | 31.4638 |  |  |  | 0.62132 | 0.28159
2016-01-22 12:00:00 | 0.71217 | 0.71225 | 0.71226 | [6 empty] | -25.17 |  |  | 37.02 | 61.1 | 12.3702 | 30.6948 |  |  |  | 0.60247 | 0.26326
2016-01-22 13:00:00 | 0.71563 | 0.71687 | 0.71688 | [6 empty] | -25.17 |  |  | 32.27 | 59.12 | 12.2596 | 30.3645 |  |  |  | 0.60593 | 0.26788
2016-01-22 14:00:00 | 0.71523 | 0.71611 | 0.71611 | [6 empty] | -25.17 |  |  | 32.65 | 53 | 12.216 | 30.1811 |  |  |  | 0.60553 | 0.26711
2016-01-22 15:00:00 | 0.71837 | 0.71575 | 0.71576 | [6 empty] | -25.17 |  |  | 32.84 | 50.55 | 12.5827 | 31.0616 |  |  |  | 0.60867 | 0.26676
2016-01-22 16:00:00 | 0.72813 | 0.72508 | 0.72508 | [6 empty] | -25.17 |  |  | 34.83 | 50.12 | 12.9234 | 32.0544 |  |  |  | 0.61843 | 0.27608
2016-01-22 17:00:00 | 0.74715 | 0.74164 | 0.74164 | [6 empty] | -25.17 |  |  | 28.3 | 63.1 | 13.5137 | 33.5295 |  |  |  | 0.63745 | 0.29264
2016-01-22 18:00:00 | 0.74164 | 0.73526 | 0.73526 | [6 empty] | -25.17 |  |  | 26.88 | 64.8 | 13.4097 | 33.1725 |  |  |  | 0.63194 | 0.28626
2016-01-22 19:00:00 | 0.73591 | 0.72399 | 0.72399 | [6 empty] | -25.17 |  |  | 25.46 | 62.62 | 13.7271 | 33.8164 |  |  |  | 0.62621 | 0.27499
2016-01-22 20:00:00 | 0.71899 | 0.70742 | 0.70741 | [6 empty] | -25.17 |  |  | 24.88 | 59.17 | 13.4644 | 33.2307 |  |  |  | 0.60929 | 0.25841
2016-01-22 21:00:00 | 0.68251 | 0.67066 | 0.67066 | [6 empty] | -25.17 |  |  | 24.28 | 53.13 | 12.7311 | 31.2735 |  |  |  | 0.57281 | 0.22166
2016-01-22 22:00:00 | 0.64065 | 0.62446 | 0.62447 | [6 empty] | -25.17 |  |  | 22.63 | 58.79 | 12.1475 | 29.4939 |  |  |  | 0.53095 | 0.17547
2016-01-22 23:00:00 | 0.55376 | 0.55279 | 0.5528 | [6 empty] | -25.17 |  |  | 24.44 | 52.98 | 9.3046 | 22.6452 |  |  |  | 0.44406 | 0.1038
2016-01-23 00:00:00 | 0.45947 | 0.46596 | 0.46596 | [6 empty] | -25.17 |  |  | 24.02 | 48.76 | 7.3088 | 18.1037 |  |  |  | 0.34976 | 0.016964
2016-01-23 01:00:00 | 0.46592 | 0.47113 | 0.47114 | [6 empty] | -25.17 |  |  | 23.03 | 45.8 | 7.5286 | 18.6268 |  |  |  | 0.35622 | 0.022138
2016-01-23 02:00:00 | 0.48214 | 0.48882 | 0.48882 | [6 empty] | -25.17 |  |  | 22.99 | 42.45 | 7.6709 | 18.987 |  |  |  | 0.37244 | 0.039822
2016-01-23 03:00:00 | 0.5174 | 0.5234 | 0.52341 | [6 empty] | -25.17 |  |  | 22.68 | 42.91 | 8.2567 | 20.3423 |  |  |  | 0.4077 | 0.07441
2016-01-23 04:00:00 | 0.63002 | 0.64204 | 0.64205 | [6 empty] | -25.17 |  |  | 22.44 | 39.96 | 9.7336 | 24.1181 |  |  |  | 0.52032 | 0.19305
2016-01-23 05:00:00 | 0.82488 | 0.81909 | 0.8191 | [6 empty] | -25.17 |  |  | 21.46 | 35.4 | 14.3423 | 34.9647 |  |  |  | 0.71517 | 0.3701
2016-01-23 06:00:00 | 0.84416 | 0.84126 | 0.84126 | [6 empty] | -25.17 |  |  | 23.35 | 29.18 | 14.6917 | 36.2031 |  |  |  | 0.73446 | 0.39226
2016-01-23 07:00:00 | 0.80027 | 0.79615 | 0.79616 | [6 empty] | -25.17 |  |  | 24.68 | 34.94 | 13.9344 | 34.1983 |  |  |  | 0.69057 | 0.34716
2016-01-23 08:00:00 | 0.78965 | 0.78218 | 0.78218 | [6 empty] | -25.17 |  |  | 28.9 | 45.76 | 14.0556 | 34.4607 |  |  |  | 0.67995 | 0.33318
2016-01-23 09:00:00 | 0.76456 | 0.75639 | 0.75639 | [6 empty] | -25.17 |  |  | 31.32 | 48.16 | 13.7385 | 33.7212 |  |  |  | 0.65486 | 0.30739
2016-01-23 10:00:00 | 0.74092 | 0.7342 | 0.73421 | [6 empty] | -25.17 |  |  | 34.75 | 51.29 | 13.2665 | 32.6369 |  |  |  | 0.63121 | 0.28521
2016-01-23 11:00:00 | 0.71369 | 0.70646 | 0.70646 | [6 empty] | -25.17 |  |  | 34.39 | 53.19 | 12.8747 | 31.6904 |  |  |  | 0.60399 | 0.25746
2016-01-23 12:00:00 | 0.69513 | 0.6864 | 0.6864 | [6 empty] | -25.17 |  |  | 30.45 | 51.81 | 12.7039 | 31.2695 |  |  |  | 0.58543 | 0.2374
2016-01-23 13:00:00 | 0.68332 | 0.67523 | 0.67523 | [6 empty] | -25.17 |  |  | 28.04 | 49.85 | 12.4556 | 30.6763 |  |  |  | 0.57362 | 0.22623
2016-01-23 14:00:00 | 0.67029 | 0.66084 | 0.66084 | [6 empty] | -25.17 |  |  | 29.1 | 45.3 | 12.4245 | 30.6694 |  |  |  | 0.56059 | 0.21184
2016-01-23 15:00:00 | 0.6783 | 0.66915 | 0.66915 | [6 empty] | -25.17 |  |  | 29.7 | 42.98 | 12.5443 | 30.9785 |  |  |  | 0.5686 | 0.22015
2016-01-23 16:00:00 | 0.69536 | 0.685 | 0.685 | [6 empty] | -25.17 |  |  | 36.97 | 43.93 | 13.052 | 32.3364 |  |  |  | 0.58566 | 0.236
2016-01-23 17:00:00 | 0.70375 | 0.69068 | 0.69068 | [6 empty] | -25.17 |  |  | 42.6 | 55.67 | 13.4406 | 33.2708 |  |  |  | 0.59405 | 0.24168
2016-01-23 18:00:00 | 0.70408 | 0.68917 | 0.68916 | [6 empty] | -25.17 |  |  | 35.83 | 63.72 | 13.6054 | 33.6536 |  |  |  | 0.59438 | 0.24016
2016-01-23 19:00:00 | 0.69696 | 0.68038 | 0.68038 | [6 empty] | -25.17 |  |  | 28.84 | 63.41 | 13.5671 | 33.4752 |  |  |  | 0.58726 | 0.23138
2016-01-23 20:00:00 | 0.6716 | 0.65486 | 0.65485 | [6 empty] | -25.17 |  |  | 25.4 | 60.08 | 13.1381 | 32.404 |  |  |  | 0.5619 | 0.20585
2016-01-23 21:00:00 | 0.6159 | 0.60013 | 0.60013 | [6 empty] | -25.17 |  |  | 26.27 | 53.26 | 12.0306 | 29.6051 |  |  |  | 0.5062 | 0.15113
2016-01-23 22:00:00 | 0.54944 | 0.53724 | 0.53724 | [6 empty] | -25.17 |  |  | 27.06 | 53.98 | 10.4996 | 25.7583 |  |  |  | 0.43974 | 0.088243
2016-01-23 23:00:00 | 0.472 | 0.47403 | 0.47403 | [6 empty] | -25.17 |  |  | 24.08 | 51.39 | 7.8642 | 19.3698 |  |  |  | 0.3623 | 0.02503
2016-01-24 00:00:00 | 0.42649 | 0.43468 | 0.43468 | [6 empty] | -25.17 |  |  | 23.99 | 48.15 | 6.5275 | 16.1191 |  |  |  | 0.31678 | 0
2016-01-24 01:00:00 | 0.43159 | 0.4385 | 0.43851 | [6 empty] | -25.17 |  |  | 24.83 | 47.47 | 6.7241 | 16.586 |  |  |  | 0.32188 | 0
2016-01-24 02:00:00 | 0.4556 | 0.46548 | 0.46549 | [6 empty] | -25.17 |  |  | 23.24 | 45.82 | 6.8512 | 16.9065 |  |  |  | 0.3459 | 0.016492
2016-01-24 03:00:00 | 0.49396 | 0.50441 | 0.50442 | [6 empty] | -25.17 |  |  | 22.54 | 43.54 | 7.3749 | 18.1149 |  |  |  | 0.38426 | 0.055423
2016-01-24 04:00:00 | 0.60777 | 0.62583 | 0.62585 | [6 empty] | -25.17 |  |  | 23.41 | 42.39 | 8.6951 | 21.4819 |  |  |  | 0.49807 | 0.17685
2016-01-24 05:00:00 | 0.70584 | 0.69444 | 0.69446 | [6 empty] | -25.17 |  |  | 21.41 | 44.91 | 12.8163 | 31.161 |  |  |  | 0.59614 | 0.24546
2016-01-24 06:00:00 | 0.7168 | 0.70679 | 0.70679 | [6 empty] | -25.17 |  |  | 21.4 | 57.17 | 13.1197 | 32.2258 |  |  |  | 0.6071 | 0.25779
2016-01-24 07:00:00 | 0.69038 | 0.68157 | 0.68157 | [6 empty] | -25.17 |  |  | 22.12 | 67.83 | 12.4448 | 30.4461 |  |  |  | 0.58067 | 0.23257
2016-01-24 08:00:00 | 0.67681 | 0.6643 | 0.6643 | [6 empty] | -25.17 |  |  | 24.63 | 66.76 | 12.5547 | 30.6868 |  |  |  | 0.5671 | 0.2153
2016-01-24 09:00:00 | 0.65703 | 0.64437 | 0.64438 | [6 empty] | -25.17 |  |  | 27.05 | 66.37 | 12.2716 | 30.0293 |  |  |  | 0.54733 | 0.19538
2016-01-24 10:00:00 | 0.64599 | 0.63644 | 0.63644 | [6 empty] | -25.17 |  |  | 32.66 | 66.12 | 11.8496 | 29.0627 |  |  |  | 0.53629 | 0.18744
2016-01-24 11:00:00 | 0.61958 | 0.60923 | 0.60924 | [6 empty] | -25.17 |  |  | 28.94 | 65.71 | 11.5003 | 28.223 |  |  |  | 0.50988 | 0.16024
2016-01-24 12:00:00 | 0.61038 | 0.59999 | 0.59999 | [6 empty] | -25.17 |  |  | 26.04 | 64.99 | 11.3478 | 27.8482 |  |  |  | 0.50068 | 0.15099
2016-01-24 13:00:00 | 0.59845 | 0.5884 | 0.5884 | [6 empty] | -25.17 |  |  | 24.84 | 64.72 | 11.1258 | 27.3188 |  |  |  | 0.48875 | 0.1394
2016-01-24 14:00:00 | 0.60431 | 0.59611 | 0.59611 | [6 empty] | -25.17 |  |  | 23.99 | 63.89 | 11.0971 | 27.3085 |  |  |  | 0.49461 | 0.14711
2016-01-24 15:00:00 | 0.60945 | 0.60116 | 0.60116 | [6 empty] | -25.17 |  |  | 25.04 | 63.05 | 11.2039 | 27.5829 |  |  |  | 0.49975 | 0.15216
2016-01-24 16:00:00 | 0.63348 | 0.62561 | 0.62561 | [6 empty] | -25.17 |  |  | 32.88 | 63.11 | 11.6566 | 28.7892 |  |  |  | 0.52378 | 0.17661
2016-01-24 17:00:00 | 0.63894 | 0.62827 | 0.62827 | [6 empty] | -25.17 |  |  | 36.09 | 66.42 | 12.0041 | 29.6228 |  |  |  | 0.52924 | 0.17927
2016-01-24 18:00:00 | 0.63989 | 0.62769 | 0.62769 | [6 empty] | -25.17 |  |  | 35.87 | 67.32 | 12.1515 | 29.9648 |  |  |  | 0.53019 | 0.17869
2016-01-24 19:00:00 | 0.63486 | 0.62142 | 0.62142 | [6 empty] | -25.17 |  |  | 31.7 | 64.88 | 12.1175 | 29.8071 |  |  |  | 0.52516 | 0.17242
2016-01-24 20:00:00 | 0.61891 | 0.60652 | 0.60652 | [6 empty] | -25.17 |  |  | 26 | 61.09 | 11.7344 | 28.8538 |  |  |  | 0.50921 | 0.15752
2016-01-24 21:00:00 | 0.56365 | 0.55125 | 0.55125 | [6 empty] | -25.17 |  |  | 27.09 | 54.54 | 10.7461 | 26.3654 |  |  |  | 0.45395 | 0.10225
2016-01-24 22:00:00 | 0.50087 | 0.49116 | 0.49116 | [6 empty] | -25.17 |  |  | 22.44 | 52.76 | 9.3811 | 22.9524 |  |  |  | 0.39117 | 0.042164
2016-01-24 23:00:00 | 0.43092 | 0.4339 | 0.43391 | [6 empty] | -25.17 |  |  | 20.07 | 47 | 7.024 | 17.2486 |  |  |  | 0.32122 | 0
2016-01-25 00:00:00 | 0.33976 | 0.34806 | 0.34807 | [6 empty] | -25.17 |  |  | 19.65 | 45 | 4.9801 | 12.2442 |  |  |  | 0.23006 | 0
2016-01-25 01:00:00 | 0.35516 | 0.36241 | 0.36242 | [6 empty] | -25.17 |  |  | 19.68 | 43.17 | 5.3137 | 13.0285 |  |  |  | 0.24546 | 0
2016-01-25 02:00:00 | 0.37568 | 0.38545 | 0.38546 | [6 empty] | -25.17 |  |  | 19.98 | 35.3 | 5.42 | 13.2923 |  |  |  | 0.26597 | 0
2016-01-25 03:00:00 | 0.40993 | 0.41998 | 0.42 | [6 empty] | -25.17 |  |  | 20.33 | 27.34 | 5.9099 | 14.4262 |  |  |  | 0.30022 | 0
2016-01-25 04:00:00 | 0.4981 | 0.51039 | 0.51041 | [6 empty] | -25.17 |  |  | 21.32 | 30.53 | 7.1989 | 17.5971 |  |  |  | 0.38839 | 0.061406
2016-01-25 05:00:00 | 0.64679 | 0.64498 | 0.645 | [6 empty] | -25.17 |  |  | 25.01 | 44.18 | 10.8687 | 26.365 |  |  |  | 0.53708 | 0.196
2016-01-25 06:00:00 | 0.66417 | 0.66484 | 0.66484 | [6 empty] | -25.17 |  |  | 34.94 | 46 | 11.1404 | 27.3065 |  |  |  | 0.55446 | 0.21584
2016-01-25 07:00:00 | 0.64678 | 0.64722 | 0.64723 | [6 empty] | -25.17 |  |  | 35 | 61.5 | 10.7973 | 26.3823 |  |  |  | 0.53707 | 0.19823
2016-01-25 08:00:00 | 0.6255 | 0.62581 | 0.62582 | [6 empty] | -25.17 |  |  | 36.04 | 63.5 | 10.5354 | 25.8211 |  |  |  | 0.5158 | 0.17682
2016-01-25 09:00:00 | 0.60401 | 0.60281 | 0.60281 | [6 empty] | -25.17 |  |  | 36.62 | 62.78 | 10.2888 | 25.1811 |  |  |  | 0.49431 | 0.15381
2016-01-25 10:00:00 | 0.57812 | 0.57511 | 0.57512 | [6 empty] | -25.17 |  |  | 35.6 | 62.8 | 9.9977 | 24.4357 |  |  |  | 0.46841 | 0.12612
2016-01-25 11:00:00 | 0.55119 | 0.54799 | 0.548 | [6 empty] | -25.17 |  |  | 34.75 | 61.09 | 9.6086 | 23.5324 |  |  |  | 0.44148 | 0.098998
2016-01-25 12:00:00 | 0.54413 | 0.54052 | 0.54053 | [6 empty] | -25.17 |  |  | 32.26 | 59.97 | 9.5155 | 23.2882 |  |  |  | 0.43443 | 0.091529
2016-01-25 13:00:00 | 0.53844 | 0.53432 | 0.53432 | [6 empty] | -25.17 |  |  | 30.61 | 61.03 | 9.4696 | 23.1761 |  |  |  | 0.42874 | 0.085324
2016-01-25 14:00:00 | 0.54057 | 0.53716 | 0.53716 | [6 empty] | -25.17 |  |  | 29.73 | 60.58 | 9.5009 | 23.3214 |  |  |  | 0.43087 | 0.088162
2016-01-25 15:00:00 | 0.54453 | 0.54036 | 0.54036 | [6 empty] | -25.17 |  |  | 31.17 | 58.7 | 9.6155 | 23.5788 |  |  |  | 0.43483 | 0.091363
2016-01-25 16:00:00 | 0.56123 | 0.55644 | 0.55644 | [6 empty] | -25.17 |  |  | 34.96 | 61.18 | 10.0171 | 24.6274 |  |  |  | 0.45153 | 0.10744
2016-01-25 17:00:00 | 0.56899 | 0.56209 | 0.56209 | [6 empty] | -25.17 |  |  | 36.33 | 65.16 | 10.3673 | 25.5046 |  |  |  | 0.45929 | 0.11309
2016-01-25 18:00:00 | 0.57012 | 0.56041 | 0.56041 | [6 empty] | -25.17 |  |  | 31.96 | 66.49 | 10.5959 | 25.9989 |  |  |  | 0.46042 | 0.11141
2016-01-25 19:00:00 | 0.55832 | 0.54648 | 0.54648 | [6 empty] | -25.17 |  |  | 26.8 | 64.66 | 10.5959 | 25.9923 |  |  |  | 0.44861 | 0.09748
2016-01-25 20:00:00 | 0.53935 | 0.52651 | 0.52651 | [6 empty] | -25.17 |  |  | 25.32 | 61.05 | 10.3506 | 25.3656 |  |  |  | 0.42965 | 0.077507
2016-01-25 21:00:00 | 0.48446 | 0.47067 | 0.47067 | [6 empty] | -25.17 |  |  | 23.93 | 53.4 | 9.4724 | 23.1628 |  |  |  | 0.37476 | 0.021667
2016-01-25 22:00:00 | 0.42223 | 0.4122 | 0.41221 | [6 empty] | -25.17 |  |  | 18.11 | 53.05 | 7.9989 | 19.4683 |  |  |  | 0.31253 | 0
2016-01-25 23:00:00 | 0.35916 | 0.36055 | 0.36055 | [6 empty] | -25.17 |  |  | 20.23 | 47.03 | 5.8933 | 14.3861 |  |  |  | 0.24946 | 0
2016-01-26 00:00:00 | 0.26874 | 0.27581 | 0.27581 | [6 empty] | -25.17 |  |  | 18.02 | 47.07 | 3.8946 | 9.5691 |  |  |  | 0.15904 | 0
2016-01-26 01:00:00 | 0.2857 | 0.29165 | 0.29166 | [6 empty] | -25.17 |  |  | 15.9 | 47 | 4.2638 | 10.4445 |  |  |  | 0.176 | 0
2016-01-26 02:00:00 | 0.29777 | 0.30655 | 0.30656 | [6 empty] | -25.17 |  |  | 15.91 | 46.24 | 4.1551 | 10.1412 |  |  |  | 0.18806 | 0
2016-01-26 03:00:00 | 0.33857 | 0.34877 | 0.34878 | [6 empty] | -25.17 |  |  | 17.1 | 44.14 | 4.6427 | 11.2708 |  |  |  | 0.22886 | 0
2016-01-26 04:00:00 | 0.4168 | 0.425 | 0.42501 | [6 empty] | -25.17 |  |  | 21.8 | 44.75 | 6.1617 | 14.9933 |  |  |  | 0.3071 | 0
2016-01-26 05:00:00 | 0.54186 | 0.54262 | 0.54263 | [6 empty] | -25.17 |  |  | 27.09 | 46.98 | 9.0362 | 22.0794 |  |  |  | 0.43215 | 0.093631
2016-01-26 06:00:00 | 0.56974 | 0.57347 | 0.57347 | [6 empty] | -25.17 |  |  | 34.13 | 52.86 | 9.444 | 23.3478 |  |  |  | 0.46004 | 0.12447
2016-01-26 07:00:00 | 0.56583 | 0.57 | 0.57001 | [6 empty] | -25.17 |  |  | 38.11 | 67.32 | 9.2039 | 22.6142 |  |  |  | 0.45613 | 0.12101
2016-01-26 08:00:00 | 0.53287 | 0.5331 | 0.53311 | [6 empty] | -25.17 |  |  | 32.31 | 68.38 | 8.9448 | 21.8833 |  |  |  | 0.42316 | 0.084109
2016-01-26 09:00:00 | 0.49991 | 0.49809 | 0.4981 | [6 empty] | -25.17 |  |  | 29.99 | 67.78 | 8.4798 | 20.6292 |  |  |  | 0.3902 | 0.049099
2016-01-26 10:00:00 | 0.4732 | 0.47024 | 0.47024 | [6 empty] | -25.17 |  |  | 29.55 | 67.46 | 8.1411 | 19.7963 |  |  |  | 0.36349 | 0.021243
2016-01-26 11:00:00 | 0.4523 | 0.44943 | 0.44944 | [6 empty] | -25.17 |  |  | 28.52 | 67.54 | 7.8101 | 19.0163 |  |  |  | 0.3426 | 0.0004373
2016-01-26 12:00:00 | 0.43957 | 0.43616 | 0.43616 | [6 empty] | -25.17 |  |  | 29.33 | 66.25 | 7.6546 | 18.6442 |  |  |  | 0.32986 | 0
2016-01-26 13:00:00 | 0.43287 | 0.43008 | 0.43008 | [6 empty] | -25.17 |  |  | 27.97 | 65.41 | 7.5304 | 18.3926 |  |  |  | 0.32316 | 0
2016-01-26 14:00:00 | 0.43055 | 0.42672 | 0.42672 | [6 empty] | -25.17 |  |  | 30.09 | 64.37 | 7.574 | 18.484 |  |  |  | 0.32085 | 0
2016-01-26 15:00:00 | 0.43549 | 0.43112 | 0.43112 | [6 empty] | -25.17 |  |  | 30.62 | 63.41 | 7.7606 | 18.9964 |  |  |  | 0.32579 | 0
2016-01-26 16:00:00 | 0.45083 | 0.44508 | 0.44508 | [6 empty] | -25.17 |  |  | 32.87 | 63.83 | 8.1632 | 19.9949 |  |  |  | 0.34113 | 0
2016-01-26 17:00:00 | 0.4581 | 0.44997 | 0.44997 | [6 empty] | -25.17 |  |  | 29.27 | 67.17 | 8.5691 | 21.0477 |  |  |  | 0.3484 | 0.00096875
2016-01-26 18:00:00 | 0.46988 | 0.45922 | 0.45922 | [6 empty] | -25.17 |  |  | 24.94 | 69.97 | 8.9528 | 21.923 |  |  |  | 0.36018 | 0.010219
2016-01-26 19:00:00 | 0.47549 | 0.46306 | 0.46307 | [6 empty] | -25.17 |  |  | 23.17 | 67.55 | 9.1956 | 22.4925 |  |  |  | 0.36579 | 0.014067
2016-01-26 20:00:00 | 0.46073 | 0.44602 | 0.44602 | [6 empty] | -25.17 |  |  | 21.66 | 61.31 | 9.1253 | 22.2713 |  |  |  | 0.35103 | 0
2016-01-26 21:00:00 | 0.40859 | 0.39196 | 0.39197 | [6 empty] | -25.17 |  |  | 20.24 | 52.47 | 8.3538 | 20.2969 |  |  |  | 0.29889 | 0
2016-01-26 22:00:00 | 0.34767 | 0.33557 | 0.33558 | [6 empty] | -25.17 |  |  | 13.43 | 55.3 | 6.8781 | 16.6527 |  |  |  | 0.23797 | 0
2016-01-26 23:00:00 | 0.29095 | 0.28926 | 0.28926 | [6 empty] | -25.17 |  |  | 10.97 | 51.08 | 4.9788 | 12.072 |  |  |  | 0.18124 | 0
2016-01-27 00:00:00 | 0.21747 | 0.22265 | 0.22265 | [6 empty] | -25.17 |  |  | 3.18 | 46.98 | 3.1893 | 7.8193 |  |  |  | 0.10776 | 0
2016-01-27 01:00:00 | 0.23125 | 0.23549 | 0.2355 | [6 empty] | -25.17 |  |  | 0.05 | 46.75 | 3.4917 | 8.5354 |  |  |  | 0.12155 | 0
2016-01-27 02:00:00 | 0.24087 | 0.24737 | 0.24738 | [6 empty] | -25.17 |  |  | 0.13 | 45.91 | 3.4023 | 8.2854 |  |  |  | 0.13116 | 0
2016-01-27 03:00:00 | 0.27382 | 0.28139 | 0.2814 | [6 empty] | -25.17 |  |  | 8.82 | 43.84 | 3.8014 | 9.2071 |  |  |  | 0.16412 | 0
2016-01-27 04:00:00 | 0.33733 | 0.3431 | 0.34311 | [6 empty] | -25.17 |  |  | 13.3 | 43.11 | 5.0456 | 12.2496 |  |  |  | 0.22763 | 0
2016-01-27 05:00:00 | 0.43905 | 0.4385 | 0.43851 | [6 empty] | -25.17 |  |  | 17.33 | 45.1 | 7.3992 | 18.0385 |  |  |  | 0.32935 | 0
2016-01-27 06:00:00 | 0.46151 | 0.46327 | 0.46327 | [6 empty] | -25.17 |  |  | 22.97 | 50.78 | 7.7296 | 19.0579 |  |  |  | 0.35181 | 0.014273
2016-01-27 07:00:00 | 0.45828 | 0.46041 | 0.46042 | [6 empty] | -25.17 |  |  | 23.93 | 65.53 | 7.5336 | 18.4618 |  |  |  | 0.34857 | 0.011416
2016-01-27 08:00:00 | 0.43174 | 0.43076 | 0.43076 | [6 empty] | -25.17 |  |  | 28.95 | 66.48 | 7.3226 | 17.87 |  |  |  | 0.32204 | 0
2016-01-27 09:00:00 | 0.40509 | 0.40251 | 0.40252 | [6 empty] | -25.17 |  |  | 29.94 | 66.3 | 6.9423 | 16.8476 |  |  |  | 0.29539 | 0
2016-01-27 10:00:00 | 0.38352 | 0.38007 | 0.38008 | [6 empty] | -25.17 |  |  | 25.55 | 65.99 | 6.6654 | 16.1695 |  |  |  | 0.27382 | 0
2016-01-27 11:00:00 | 0.3666 | 0.36328 | 0.36328 | [6 empty] | -25.17 |  |  | 24.12 | 66.34 | 6.3947 | 15.5334 |  |  |  | 0.2569 | 0
2016-01-27 12:00:00 | 0.35631 | 0.35257 | 0.35258 | [6 empty] | -25.17 |  |  | 22.95 | 65.23 | 6.2672 | 15.2289 |  |  |  | 0.24661 | 0
2016-01-27 13:00:00 | 0.35087 | 0.34765 | 0.34766 | [6 empty] | -25.17 |  |  | 20.95 | 64.41 | 6.1655 | 15.0231 |  |  |  | 0.24117 | 0
2016-01-27 14:00:00 | 0.34903 | 0.34496 | 0.34497 | [6 empty] | -25.17 |  |  | 23.91 | 63.65 | 6.201 | 15.0965 |  |  |  | 0.23933 | 0
2016-01-27 15:00:00 | 0.35308 | 0.34856 | 0.34856 | [6 empty] | -25.17 |  |  | 23.97 | 62.24 | 6.3536 | 15.5143 |  |  |  | 0.24338 | 0
2016-01-27 16:00:00 | 0.36558 | 0.3599 | 0.3599 | [6 empty] | -25.17 |  |  | 28.93 | 63.92 | 6.683 | 16.3289 |  |  |  | 0.25588 | 0
2016-01-27 17:00:00 | 0.3716 | 0.36396 | 0.36397 | [6 empty] | -25.17 |  |  | 30.98 | 66.64 | 7.015 | 17.1876 |  |  |  | 0.2619 | 0
2016-01-27 18:00:00 | 0.38125 | 0.37152 | 0.37153 | [6 empty] | -25.17 |  |  | 29.07 | 71.33 | 7.3294 | 17.9037 |  |  |  | 0.27155 | 0
2016-01-27 19:00:00 | 0.38587 | 0.37471 | 0.37471 | [6 empty] | -25.17 |  |  | 21.5 | 67.94 | 7.5284 | 18.3698 |  |  |  | 0.27617 | 0
2016-01-27 20:00:00 | 0.37401 | 0.36102 | 0.36102 | [6 empty] | -25.17 |  |  | 19.06 | 62.71 | 7.4712 | 18.1915 |  |  |  | 0.26431 | 0
2016-01-27 21:00:00 | 0.33183 | 0.3174 | 0.31741 | [6 empty] | -25.17 |  |  | 16.34 | 53.98 | 6.8401 | 16.5812 |  |  |  | 0.22213 | 0
2016-01-27 22:00:00 | 0.28229 | 0.27171 | 0.27172 | [6 empty] | -25.17 |  |  | 13.96 | 54.36 | 5.6335 | 13.6128 |  |  |  | 0.17259 | 0
2016-01-27 23:00:00 | 0.23584 | 0.23386 | 0.23386 | [6 empty] | -25.17 |  |  | 14.5 | 48.84 | 4.0781 | 9.8689 |  |  |  | 0.12614 | 0
2016-01-28 00:00:00 | 0.22688 | 0.23253 | 0.23254 | [6 empty] | -25.17 |  |  | 12.83 | 47.66 | 3.3056 | 8.1073 |  |  |  | 0.11718 | 0
2016-01-28 01:00:00 | 0.24123 | 0.24592 | 0.24593 | [6 empty] | -25.17 |  |  | 12.88 | 46.75 | 3.619 | 8.8496 |  |  |  | 0.13152 | 0
2016-01-28 02:00:00 | 0.25134 | 0.25841 | 0.25842 | [6 empty] | -25.17 |  |  | 12.14 | 44.38 | 3.5264 | 8.5908 |  |  |  | 0.14164 | 0
2016-01-28 03:00:00 | 0.28575 | 0.29397 | 0.29398 | [6 empty] | -25.17 |  |  | 13.2 | 43.52 | 3.9401 | 9.5467 |  |  |  | 0.17605 | 0
2016-01-28 04:00:00 | 0.3519 | 0.35832 | 0.35833 | [6 empty] | -25.17 |  |  | 17.39 | 44.19 | 5.2296 | 12.7011 |  |  |  | 0.24219 | 0
2016-01-28 05:00:00 | 0.45772 | 0.45768 | 0.45769 | [6 empty] | -25.17 |  |  | 23.41 | 47.99 | 7.669 | 18.7034 |  |  |  | 0.34802 | 0.0086865
2016-01-28 06:00:00 | 0.48117 | 0.48356 | 0.48357 | [6 empty] | -25.17 |  |  | 28.49 | 55.64 | 8.012 | 19.7633 |  |  |  | 0.37147 | 0.034567
2016-01-28 07:00:00 | 0.47785 | 0.48063 | 0.48063 | [6 empty] | -25.17 |  |  | 30.96 | 65.44 | 7.8088 | 19.1446 |  |  |  | 0.36814 | 0.031635
2016-01-28 08:00:00 | 0.4501 | 0.44959 | 0.4496 | [6 empty] | -25.17 |  |  | 29.97 | 66.77 | 7.5899 | 18.5301 |  |  |  | 0.34039 | 0.00060196
2016-01-28 09:00:00 | 0.42229 | 0.42009 | 0.4201 | [6 empty] | -25.17 |  |  | 29.07 | 66.25 | 7.1957 | 17.4697 |  |  |  | 0.31258 | 0
2016-01-28 10:00:00 | 0.39976 | 0.39664 | 0.39664 | [6 empty] | -25.17 |  |  | 25.21 | 65.94 | 6.9086 | 16.7662 |  |  |  | 0.29006 | 0
2016-01-28 11:00:00 | 0.38212 | 0.3791 | 0.37911 | [6 empty] | -25.17 |  |  | 24.01 | 65.28 | 6.628 | 16.1064 |  |  |  | 0.27242 | 0
2016-01-28 12:00:00 | 0.37137 | 0.36791 | 0.36792 | [6 empty] | -25.17 |  |  | 25.56 | 64.17 | 6.4959 | 15.7908 |  |  |  | 0.26167 | 0
2016-01-28 13:00:00 | 0.36571 | 0.36278 | 0.36279 | [6 empty] | -25.17 |  |  | 26.73 | 63.13 | 6.3905 | 15.5775 |  |  |  | 0.25601 | 0
2016-01-28 14:00:00 | 0.36377 | 0.35996 | 0.35996 | [6 empty] | -25.17 |  |  | 31.02 | 61.03 | 6.4272 | 15.6538 |  |  |  | 0.25406 | 0
2016-01-28 15:00:00 | 0.36796 | 0.36368 | 0.36368 | [6 empty] | -25.17 |  |  | 33.58 | 55.44 | 6.5855 | 16.0871 |  |  |  | 0.25826 | 0
2016-01-28 16:00:00 | 0.38095 | 0.37547 | 0.37548 | [6 empty] | -25.17 |  |  | 39.05 | 58.2 | 6.9269 | 16.932 |  |  |  | 0.27124 | 0
2016-01-28 17:00:00 | 0.38715 | 0.37964 | 0.37965 | [6 empty] | -25.17 |  |  | 46.02 | 64.83 | 7.271 | 17.8225 |  |  |  | 0.27744 | 0
2016-01-28 18:00:00 | 0.39715 | 0.38749 | 0.38749 | [6 empty] | -25.17 |  |  | 36.56 | 67.94 | 7.5969 | 18.5648 |  |  |  | 0.28745 | 0
2016-01-28 19:00:00 | 0.40192 | 0.39077 | 0.39077 | [6 empty] | -25.17 |  |  | 32.12 | 64.39 | 7.8031 | 19.048 |  |  |  | 0.29222 | 0
2016-01-28 20:00:00 | 0.38951 | 0.37643 | 0.37644 | [6 empty] | -25.17 |  |  | 27.45 | 59.77 | 7.7438 | 18.8627 |  |  |  | 0.2798 | 0
2016-01-28 21:00:00 | 0.3455 | 0.33088 | 0.33088 | [6 empty] | -25.17 |  |  | 26.31 | 54.79 | 7.0896 | 17.1926 |  |  |  | 0.2358 | 0
2016-01-28 22:00:00 | 0.29398 | 0.2833 | 0.28331 | [6 empty] | -25.17 |  |  | 20.79 | 55.67 | 5.8387 | 14.1133 |  |  |  | 0.18427 | 0
2016-01-28 23:00:00 | 0.24583 | 0.24405 | 0.24405 | [6 empty] | -25.17 |  |  | 21.1 | 52.71 | 4.2266 | 10.2317 |  |  |  | 0.13613 | 0
2016-01-29 00:00:00 | 0.246 | 0.25149 | 0.2515 | [6 empty] | -25.17 |  |  | 19.53 | 52.17 | 3.6544 | 8.9724 |  |  |  | 0.1363 | 0
2016-01-29 01:00:00 | 0.26084 | 0.2651 | 0.26511 | [6 empty] | -25.17 |  |  | 19.06 | 49.71 | 4.0008 | 9.7934 |  |  |  | 0.15114 | 0
2016-01-29 02:00:00 | 0.26856 | 0.27483 | 0.27484 | [6 empty] | -25.17 |  |  | 18.08 | 46.99 | 3.8987 | 9.5082 |  |  |  | 0.15886 | 0
2016-01-29 03:00:00 | 0.30346 | 0.31047 | 0.31047 | [6 empty] | -25.17 |  |  | 15.96 | 45.96 | 4.3561 | 10.5668 |  |  |  | 0.19375 | 0
2016-01-29 04:00:00 | 0.37427 | 0.37892 | 0.37893 | [6 empty] | -25.17 |  |  | 18.01 | 44.97 | 5.7816 | 14.0575 |  |  |  | 0.26456 | 0
2016-01-29 05:00:00 | 0.50288 | 0.50248 | 0.50249 | [6 empty] | -25.17 |  |  | 26 | 44.18 | 8.4786 | 20.7011 |  |  |  | 0.39317 | 0.05349
2016-01-29 06:00:00 | 0.53145 | 0.53424 | 0.53424 | [6 empty] | -25.17 |  |  | 34.89 | 45.16 | 8.8598 | 21.8836 |  |  |  | 0.42175 | 0.085242
2016-01-29 07:00:00 | 0.52819 | 0.53147 | 0.53148 | [6 empty] | -25.17 |  |  | 36.06 | 47.46 | 8.6347 | 21.1971 |  |  |  | 0.41849 | 0.082482
2016-01-29 08:00:00 | 0.49829 | 0.49807 | 0.49808 | [6 empty] | -25.17 |  |  | 34.94 | 51.27 | 8.3922 | 20.5139 |  |  |  | 0.38859 | 0.04908
2016-01-29 09:00:00 | 0.46779 | 0.46573 | 0.46574 | [6 empty] | -25.17 |  |  | 29.91 | 55.39 | 7.956 | 19.339 |  |  |  | 0.35809 | 0.016741
2016-01-29 10:00:00 | 0.44263 | 0.43949 | 0.4395 | [6 empty] | -25.17 |  |  | 25.43 | 59.32 | 7.6384 | 18.559 |  |  |  | 0.33293 | 0
2016-01-29 11:00:00 | 0.42187 | 0.41862 | 0.41862 | [6 empty] | -25.17 |  |  | 21.83 | 60.45 | 7.3279 | 17.8282 |  |  |  | 0.31217 | 0
2016-01-29 12:00:00 | 0.40917 | 0.40527 | 0.40528 | [6 empty] | -25.17 |  |  | 20.03 | 58.14 | 7.1819 | 17.4791 |  |  |  | 0.29946 | 0
2016-01-29 13:00:00 | 0.40294 | 0.39965 | 0.39965 | [6 empty] | -25.17 |  |  | 19.1 | 53.25 | 7.0654 | 17.2431 |  |  |  | 0.29324 | 0
2016-01-29 14:00:00 | 0.40038 | 0.39603 | 0.39604 | [6 empty] | -25.17 |  |  | 19.39 | 49.71 | 7.1062 | 17.3283 |  |  |  | 0.29068 | 0
2016-01-29 15:00:00 | 0.40315 | 0.39797 | 0.39797 | [6 empty] | -25.17 |  |  | 22.54 | 47.84 | 7.2813 | 17.8084 |  |  |  | 0.29345 | 0
2016-01-29 16:00:00 | 0.41653 | 0.40987 | 0.40987 | [6 empty] | -25.17 |  |  | 27.43 | 47.94 | 7.6589 | 18.7441 |  |  |  | 0.30683 | 0
2016-01-29 17:00:00 | 0.42859 | 0.42061 | 0.42061 | [6 empty] | -25.17 |  |  | 25.99 | 59.7 | 8.0396 | 19.7306 |  |  |  | 0.31889 | 0
2016-01-29 18:00:00 | 0.43871 | 0.42817 | 0.42817 | [6 empty] | -25.17 |  |  | 25.18 | 64.05 | 8.3997 | 20.5516 |  |  |  | 0.32901 | 0
2016-01-29 19:00:00 | 0.4426 | 0.43017 | 0.43018 | [6 empty] | -25.17 |  |  | 21.11 | 62.03 | 8.6276 | 21.0859 |  |  |  | 0.3329 | 0
2016-01-29 20:00:00 | 0.43043 | 0.41616 | 0.41616 | [6 empty] | -25.17 |  |  | 17.08 | 55.29 | 8.5618 | 20.8795 |  |  |  | 0.32073 | 0
2016-01-29 21:00:00 | 0.38263 | 0.36677 | 0.36677 | [6 empty] | -25.17 |  |  | 14.6 | 48.04 | 7.8381 | 19.0295 |  |  |  | 0.27293 | 0
2016-01-29 22:00:00 | 0.32541 | 0.31382 | 0.31382 | [6 empty] | -25.17 |  |  | 10.29 | 49.93 | 6.4542 | 15.6162 |  |  |  | 0.2157 | 0
2016-01-29 23:00:00 | 0.26799 | 0.26546 | 0.26547 | [6 empty] | -25.17 |  |  | 14.08 | 48.82 | 4.6721 | 11.3209 |  |  |  | 0.15829 | 0
2016-01-30 00:00:00 | 0.22609 | 0.23001 | 0.23001 | [6 empty] | -25.17 |  |  | 8.4 | 47.03 | 3.4645 | 8.5014 |  |  |  | 0.11639 | 0
2016-01-30 01:00:00 | 0.23574 | 0.2377 | 0.2377 | [6 empty] | -25.17 |  |  | 0.79 | 44.94 | 3.793 | 9.2796 |  |  |  | 0.12603 | 0
2016-01-30 02:00:00 | 0.24913 | 0.25407 | 0.25407 | [6 empty] | -25.17 |  |  | 0 | 47.44 | 3.6961 | 9.0087 |  |  |  | 0.13942 | 0
2016-01-30 03:00:00 | 0.28461 | 0.29066 | 0.29067 | [6 empty] | -25.17 |  |  | -0.02 | 45.1 | 4.1297 | 10.0113 |  |  |  | 0.1749 | 0
2016-01-30 04:00:00 | 0.35397 | 0.35815 | 0.35816 | [6 empty] | -25.17 |  |  | -0.04 | 44.19 | 5.4812 | 13.319 |  |  |  | 0.24426 | 0
2016-01-30 05:00:00 | 0.46716 | 0.465 | 0.46501 | [6 empty] | -25.17 |  |  | -2.97 | 43.03 | 8.038 | 19.6134 |  |  |  | 0.35746 | 0.016009
2016-01-30 06:00:00 | 0.48471 | 0.48387 | 0.48388 | [6 empty] | -25.17 |  |  | 8.51 | 37.74 | 8.3984 | 20.7289 |  |  |  | 0.375 | 0.034876
2016-01-30 07:00:00 | 0.47242 | 0.47045 | 0.47045 | [6 empty] | -25.17 |  |  | 12.42 | 42.43 | 8.1852 | 20.0794 |  |  |  | 0.36271 | 0.02145
2016-01-30 08:00:00 | 0.4479 | 0.44328 | 0.44329 | [6 empty] | -25.17 |  |  | 13.78 | 44.52 | 7.9555 | 19.4337 |  |  |  | 0.33819 | 0
2016-01-30 09:00:00 | 0.41996 | 0.41378 | 0.41378 | [6 empty] | -25.17 |  |  | 14.22 | 47.69 | 7.5422 | 18.3211 |  |  |  | 0.31026 | 0
2016-01-30 10:00:00 | 0.40263 | 0.39658 | 0.39658 | [6 empty] | -25.17 |  |  | 14.69 | 54.12 | 7.2412 | 17.5828 |  |  |  | 0.29293 | 0
2016-01-30 11:00:00 | 0.38305 | 0.3769 | 0.37691 | [6 empty] | -25.17 |  |  | 14.27 | 57.93 | 6.947 | 16.8907 |  |  |  | 0.27334 | 0
2016-01-30 12:00:00 | 0.35457 | 0.34494 | 0.34494 | [6 empty] | -25.17 |  |  | 14.6 | 56.73 | 6.8085 | 16.5598 |  |  |  | 0.24487 | 0
2016-01-30 13:00:00 | 0.34807 | 0.3389 | 0.33891 | [6 empty] | -25.17 |  |  | 14.28 | 48.34 | 6.6981 | 16.3362 |  |  |  | 0.23837 | 0
2016-01-30 14:00:00 | 0.35203 | 0.34299 | 0.34299 | [6 empty] | -25.17 |  |  | 15.37 | 44.65 | 6.7367 | 16.4165 |  |  |  | 0.24233 | 0
2016-01-30 15:00:00 | 0.36094 | 0.35221 | 0.35221 | [6 empty] | -25.17 |  |  | 16.03 | 43.02 | 6.9026 | 16.8711 |  |  |  | 0.25124 | 0
2016-01-30 16:00:00 | 0.37629 | 0.36661 | 0.36662 | [6 empty] | -25.17 |  |  | 18.67 | 42.7 | 7.2605 | 17.7573 |  |  |  | 0.26659 | 0
2016-01-30 17:00:00 | 0.39294 | 0.38292 | 0.38292 | [6 empty] | -25.17 |  |  | 27.78 | 52.43 | 7.6213 | 18.6916 |  |  |  | 0.28324 | 0
2016-01-30 18:00:00 | 0.39647 | 0.38296 | 0.38296 | [6 empty] | -25.17 |  |  | 22.16 | 63.35 | 7.9628 | 19.4698 |  |  |  | 0.28676 | 0
2016-01-30 19:00:00 | 0.40567 | 0.39133 | 0.39133 | [6 empty] | -25.17 |  |  | 18.53 | 63.3 | 8.1788 | 19.9763 |  |  |  | 0.29596 | 0
2016-01-30 20:00:00 | 0.39737 | 0.38186 | 0.38186 | [6 empty] | -25.17 |  |  | 16.21 | 61.6 | 8.1166 | 19.7814 |  |  |  | 0.28767 | 0
2016-01-30 21:00:00 | 0.3643 | 0.34944 | 0.34944 | [6 empty] | -25.17 |  |  | 15.49 | 53.2 | 7.4307 | 18.0293 |  |  |  | 0.2546 | 0
2016-01-30 22:00:00 | 0.30364 | 0.29173 | 0.29173 | [6 empty] | -25.17 |  |  | 12 | 57.92 | 6.1193 | 14.798 |  |  |  | 0.19394 | 0
2016-01-30 23:00:00 | 0.25245 | 0.24972 | 0.24972 | [6 empty] | -25.17 |  |  | 8.43 | 52.45 | 4.4297 | 10.728 |  |  |  | 0.14275 | 0
2016-01-31 00:00:00 | 0.28711 | 0.29352 | 0.29352 | [6 empty] | -25.17 |  |  | 3.04 | 48.43 | 4.246 | 10.4146 |  |  |  | 0.1774 | 0
2016-01-31 01:00:00 | 0.29308 | 0.29733 | 0.29734 | [6 empty] | -25.17 |  |  | 5.09 | 46 | 4.5307 | 11.0833 |  |  |  | 0.18338 | 0
2016-01-31 02:00:00 | 0.31776 | 0.32541 | 0.32542 | [6 empty] | -25.17 |  |  | 0.85 | 44.99 | 4.6214 | 11.3076 |  |  |  | 0.20805 | 0
2016-01-31 03:00:00 | 0.36877 | 0.38047 | 0.38048 | [6 empty] | -25.17 |  |  | -0.27 | 45.9 | 5.0393 | 12.2728 |  |  |  | 0.25907 | 0
2016-01-31 04:00:00 | 0.44269 | 0.45602 | 0.45603 | [6 empty] | -25.17 |  |  | 0.03 | 44.99 | 6.1391 | 14.9726 |  |  |  | 0.33298 | 0.0070339
2016-01-31 05:00:00 | 0.5049 | 0.49473 | 0.49474 | [6 empty] | -25.17 |  |  | 0.08 | 46 | 9.2696 | 22.4373 |  |  |  | 0.39519 | 0.045741
2016-01-31 06:00:00 | 0.50823 | 0.4981 | 0.4981 | [6 empty] | -25.17 |  |  | 6.04 | 58.5 | 9.496 | 23.2141 |  |  |  | 0.39853 | 0.049102
2016-01-31 07:00:00 | 0.49644 | 0.48668 | 0.48668 | [6 empty] | -25.17 |  |  | 8.33 | 69.04 | 9.2047 | 22.433 |  |  |  | 0.38674 | 0.037679
2016-01-31 08:00:00 | 0.47897 | 0.46923 | 0.46923 | [6 empty] | -25.17 |  |  | 10.59 | 69.27 | 8.9821 | 21.9594 |  |  |  | 0.36927 | 0.020231
2016-01-31 09:00:00 | 0.46279 | 0.45215 | 0.45215 | [6 empty] | -25.17 |  |  | 11.91 | 67.51 | 8.7721 | 21.4167 |  |  |  | 0.35308 | 0.0031488
2016-01-31 10:00:00 | 0.45268 | 0.44262 | 0.44262 | [6 empty] | -25.17 |  |  | 14.68 | 65.1 | 8.5242 | 20.7843 |  |  |  | 0.34297 | 0
2016-01-31 11:00:00 | 0.43243 | 0.42271 | 0.42271 | [6 empty] | -25.17 |  |  | 16.18 | 64.47 | 8.1925 | 20.0161 |  |  |  | 0.32273 | 0
2016-01-31 12:00:00 | 0.42486 | 0.41452 | 0.41452 | [6 empty] | -25.17 |  |  | 12.5 | 63.34 | 8.1133 | 19.8093 |  |  |  | 0.31516 | 0
2016-01-31 13:00:00 | 0.42851 | 0.41922 | 0.41922 | [6 empty] | -25.17 |  |  | 13.96 | 62.92 | 8.0743 | 19.7141 |  |  |  | 0.31881 | 0
2016-01-31 14:00:00 | 0.43357 | 0.42544 | 0.42545 | [6 empty] | -25.17 |  |  | 13.89 | 62.11 | 8.1006 | 19.8366 |  |  |  | 0.32387 | 0
2016-01-31 15:00:00 | 0.43354 | 0.42416 | 0.42416 | [6 empty] | -25.17 |  |  | 16.08 | 61.68 | 8.1982 | 20.0543 |  |  |  | 0.32384 | 0
2016-01-31 16:00:00 | 0.45645 | 0.44805 | 0.44805 | [6 empty] | -25.17 |  |  | 21.44 | 61.07 | 8.5402 | 20.945 |  |  |  | 0.34675 | 0
2016-01-31 17:00:00 | 0.46757 | 0.45815 | 0.45815 | [6 empty] | -25.17 |  |  | 26.28 | 67.14 | 8.8386 | 21.6902 |  |  |  | 0.35787 | 0.0091498
2016-01-31 18:00:00 | 0.46901 | 0.45726 | 0.45726 | [6 empty] | -25.17 |  |  | 25.48 | 113.86 | 9.0338 | 22.1115 |  |  |  | 0.35931 | 0.0082602
2016-01-31 19:00:00 | 0.46901 | 0.45721 | 0.45721 | [6 empty] | -25.17 |  |  | 21.34 | 82.35 | 9.0338 | 22.1061 |  |  |  | 0.35931 | 0.0082133
2016-01-31 20:00:00 | 0.45716 | 0.44529 | 0.44529 | [6 empty] | -25.17 |  |  | 18.04 | 64.07 | 8.8249 | 21.5743 |  |  |  | 0.34746 | 0
2016-01-31 21:00:00 | 0.41087 | 0.39831 | 0.39832 | [6 empty] | -25.17 |  |  | 18.79 | 61.11 | 8.0765 | 19.7032 |  |  |  | 0.30117 | 0
2016-01-31 22:00:00 | 0.3671 | 0.35948 | 0.35948 | [6 empty] | -25.17 |  |  | 16.45 | 60.28 | 6.8223 | 16.5707 |  |  |  | 0.2574 | 0
2016-01-31 23:00:00 | 0.30477 | 0.30545 | 0.30546 | [6 empty] | -25.17 |  |  | 16.31 | 52.09 | 5.0256 | 12.2412 |  |  |  | 0.19507 | 0
2016-02-01 00:00:00 | 0.26637 | 0.27377 | 0.27378 | [6 empty] | -25.17 |  |  | 14.42 | 52.23 | 3.8194 | 9.3821 |  |  |  | 0.15666 | 0
2016-02-01 01:00:00 | 0.28249 | 0.28871 | 0.28872 | [6 empty] | -25.17 |  |  | 15.07 | 48.18 | 4.1814 | 10.2405 |  |  |  | 0.17279 | 0
2016-02-01 02:00:00 | 0.29481 | 0.30388 | 0.30389 | [6 empty] | -25.17 |  |  | 13.27 | 47.08 | 4.0748 | 9.9428 |  |  |  | 0.1851 | 0
2016-02-01 03:00:00 | 0.33478 | 0.34525 | 0.34526 | [6 empty] | -25.17 |  |  | 13.87 | 46.13 | 4.553 | 11.0502 |  |  |  | 0.22508 | 0
2016-02-01 04:00:00 | 0.40947 | 0.41761 | 0.41762 | [6 empty] | -25.17 |  |  | 14.26 | 45.48 | 6.0427 | 14.7 |  |  |  | 0.29976 | 0
2016-02-01 05:00:00 | 0.52807 | 0.52819 | 0.5282 | [6 empty] | -25.17 |  |  | 23.93 | 48.19 | 8.8615 | 21.6475 |  |  |  | 0.41836 | 0.079196
2016-02-01 06:00:00 | 0.55538 | 0.55839 | 0.5584 | [6 empty] | -25.17 |  |  | 35.9 | 57.8 | 9.2611 | 22.8889 |  |  |  | 0.44568 | 0.1094
2016-02-01 07:00:00 | 0.54155 | 0.54325 | 0.54326 | [6 empty] | -25.17 |  |  | 37.99 | 71.27 | 9.0256 | 22.1701 |  |  |  | 0.43185 | 0.09426
2016-02-01 08:00:00 | 0.51625 | 0.51533 | 0.51533 | [6 empty] | -25.17 |  |  | 36.05 | 76.3 | 8.7717 | 21.4542 |  |  |  | 0.40655 | 0.066334
2016-02-01 09:00:00 | 0.48695 | 0.48455 | 0.48456 | [6 empty] | -25.17 |  |  | 33.34 | 70.59 | 8.3157 | 20.2249 |  |  |  | 0.37725 | 0.035556
2016-02-01 10:00:00 | 0.45728 | 0.45315 | 0.45316 | [6 empty] | -25.17 |  |  | 29.24 | 68.58 | 7.9836 | 19.4086 |  |  |  | 0.34758 | 0.0041559
2016-02-01 11:00:00 | 0.4408 | 0.43746 | 0.43747 | [6 empty] | -25.17 |  |  | 24.99 | 66 | 7.6591 | 18.644 |  |  |  | 0.3311 | 0
2016-02-01 12:00:00 | 0.42483 | 0.42035 | 0.42035 | [6 empty] | -25.17 |  |  | 21.96 | 62.35 | 7.5066 | 18.2791 |  |  |  | 0.31512 | 0
2016-02-01 13:00:00 | 0.41776 | 0.4138 | 0.41381 | [6 empty] | -25.17 |  |  | 18.34 | 61.73 | 7.3848 | 18.0324 |  |  |  | 0.30805 | 0
2016-02-01 14:00:00 | 0.41699 | 0.41227 | 0.41228 | [6 empty] | -25.17 |  |  | 17.97 | 61.01 | 7.4275 | 18.1218 |  |  |  | 0.30729 | 0
2016-02-01 15:00:00 | 0.42833 | 0.42422 | 0.42422 | [6 empty] | -25.17 |  |  | 18.24 | 60.05 | 7.6105 | 18.6241 |  |  |  | 0.31862 | 0
2016-02-01 16:00:00 | 0.44087 | 0.43496 | 0.43497 | [6 empty] | -25.17 |  |  | 23.37 | 60.36 | 8.0053 | 19.6029 |  |  |  | 0.33117 | 0
2016-02-01 17:00:00 | 0.45749 | 0.45092 | 0.45092 | [6 empty] | -25.17 |  |  | 23.95 | 65.55 | 8.4032 | 20.6349 |  |  |  | 0.34779 | 0.0019207
2016-02-01 18:00:00 | 0.46755 | 0.45823 | 0.45823 | [6 empty] | -25.17 |  |  | 22.65 | 69.88 | 8.7796 | 21.4933 |  |  |  | 0.35785 | 0.0092296
2016-02-01 19:00:00 | 0.47255 | 0.46142 | 0.46142 | [6 empty] | -25.17 |  |  | 17.75 | 63.4 | 9.0177 | 22.0517 |  |  |  | 0.36285 | 0.012418
2016-02-01 20:00:00 | 0.45709 | 0.44354 | 0.44354 | [6 empty] | -25.17 |  |  | 14.63 | 60.81 | 8.9488 | 21.8352 |  |  |  | 0.34739 | 0
2016-02-01 21:00:00 | 0.4085 | 0.39352 | 0.39352 | [6 empty] | -25.17 |  |  | 14.16 | 53.17 | 8.1923 | 19.8998 |  |  |  | 0.2988 | 0
2016-02-01 22:00:00 | 0.34528 | 0.33415 | 0.33416 | [6 empty] | -25.17 |  |  | 8.44 | 50.56 | 6.7454 | 16.328 |  |  |  | 0.23558 | 0
2016-02-01 23:00:00 | 0.28516 | 0.28345 | 0.28346 | [6 empty] | -25.17 |  |  | 4.06 | 44.9 | 4.8828 | 11.8367 |  |  |  | 0.17546 | 0
2016-02-02 00:00:00 | 0.22824 | 0.23394 | 0.23394 | [6 empty] | -25.17 |  |  | 0.3 | 47.15 | 3.3248 | 8.155 |  |  |  | 0.11853 | 0
2016-02-02 01:00:00 | 0.24267 | 0.2474 | 0.24741 | [6 empty] | -25.17 |  |  | -2.66 | 44.14 | 3.64 | 8.9016 |  |  |  | 0.13297 | 0
2016-02-02 02:00:00 | 0.25284 | 0.25997 | 0.25997 | [6 empty] | -25.17 |  |  | -1.92 | 43.31 | 3.5469 | 8.6413 |  |  |  | 0.14314 | 0
2016-02-02 03:00:00 | 0.28747 | 0.29575 | 0.29576 | [6 empty] | -25.17 |  |  | 0.09 | 43.51 | 3.963 | 9.6028 |  |  |  | 0.17776 | 0
2016-02-02 04:00:00 | 0.354 | 0.36048 | 0.36049 | [6 empty] | -25.17 |  |  | 9.52 | 44.09 | 5.26 | 12.7758 |  |  |  | 0.2443 | 0
2016-02-02 05:00:00 | 0.46045 | 0.46043 | 0.46044 | [6 empty] | -25.17 |  |  | 15.68 | 47.93 | 7.7136 | 18.8134 |  |  |  | 0.35075 | 0.01144
2016-02-02 06:00:00 | 0.48405 | 0.48648 | 0.48648 | [6 empty] | -25.17 |  |  | 22.92 | 56.35 | 8.0587 | 19.8799 |  |  |  | 0.37434 | 0.03748
2016-02-02 07:00:00 | 0.4807 | 0.48352 | 0.48353 | [6 empty] | -25.17 |  |  | 22.99 | 63.74 | 7.8543 | 19.2576 |  |  |  | 0.371 | 0.034531
2016-02-02 08:00:00 | 0.45278 | 0.4523 | 0.45231 | [6 empty] | -25.17 |  |  | 22.15 | 63.09 | 7.6342 | 18.6393 |  |  |  | 0.34308 | 0.0033082
2016-02-02 09:00:00 | 0.4248 | 0.42262 | 0.42263 | [6 empty] | -25.17 |  |  | 22.16 | 63.06 | 7.2376 | 17.5726 |  |  |  | 0.3151 | 0
2016-02-02 10:00:00 | 0.40214 | 0.39902 | 0.39903 | [6 empty] | -25.17 |  |  | 22.53 | 63.47 | 6.9488 | 16.8649 |  |  |  | 0.29244 | 0
2016-02-02 11:00:00 | 0.3844 | 0.38138 | 0.38139 | [6 empty] | -25.17 |  |  | 22.08 | 64.52 | 6.6665 | 16.2012 |  |  |  | 0.27469 | 0
2016-02-02 12:00:00 | 0.37359 | 0.37013 | 0.37013 | [6 empty] | -25.17 |  |  | 22.09 | 63.03 | 6.5337 | 15.8837 |  |  |  | 0.26388 | 0
2016-02-02 13:00:00 | 0.36789 | 0.36496 | 0.36497 | [6 empty] | -25.17 |  |  | 22.19 | 61.25 | 6.4277 | 15.6692 |  |  |  | 0.25819 | 0
2016-02-02 14:00:00 | 0.36593 | 0.36212 | 0.36213 | [6 empty] | -25.17 |  |  | 23.35 | 59.44 | 6.4647 | 15.746 |  |  |  | 0.25623 | 0
2016-02-02 15:00:00 | 0.37015 | 0.36587 | 0.36587 | [6 empty] | -25.17 |  |  | 23.31 | 59.41 | 6.6238 | 16.1819 |  |  |  | 0.26045 | 0
2016-02-02 16:00:00 | 0.38322 | 0.37773 | 0.37773 | [6 empty] | -25.17 |  |  | 28.42 | 60.68 | 6.9672 | 17.0317 |  |  |  | 0.27351 | 0
2016-02-02 17:00:00 | 0.38945 | 0.38192 | 0.38193 | [6 empty] | -25.17 |  |  | 29.99 | 62.28 | 7.3134 | 17.9276 |  |  |  | 0.27975 | 0
2016-02-02 18:00:00 | 0.39951 | 0.38981 | 0.38981 | [6 empty] | -25.17 |  |  | 24.61 | 63.98 | 7.6411 | 18.6742 |  |  |  | 0.28981 | 0
2016-02-02 19:00:00 | 0.40431 | 0.39311 | 0.39311 | [6 empty] | -25.17 |  |  | 22.51 | 62.25 | 7.8485 | 19.1602 |  |  |  | 0.29461 | 0
2016-02-02 20:00:00 | 0.39182 | 0.37869 | 0.37869 | [6 empty] | -25.17 |  |  | 17.59 | 55.09 | 7.7889 | 18.9738 |  |  |  | 0.28212 | 0
2016-02-02 21:00:00 | 0.34755 | 0.33286 | 0.33287 | [6 empty] | -25.17 |  |  | 14.18 | 49.86 | 7.1308 | 17.2938 |  |  |  | 0.23785 | 0
2016-02-02 22:00:00 | 0.29572 | 0.285 | 0.285 | [6 empty] | -25.17 |  |  | 9.53 | 47.74 | 5.8726 | 14.1961 |  |  |  | 0.18602 | 0
2016-02-02 23:00:00 | 0.24729 | 0.24551 | 0.24552 | [6 empty] | -25.17 |  |  | 13.75 | 43.85 | 4.2512 | 10.2917 |  |  |  | 0.13759 | 0
2016-02-03 00:00:00 | 0.24795 | 0.25411 | 0.25411 | [6 empty] | -25.17 |  |  | 11.58 | 37.77 | 3.6225 | 8.8933 |  |  |  | 0.13825 | 0
2016-02-03 01:00:00 | 0.26365 | 0.26875 | 0.26876 | [6 empty] | -25.17 |  |  | 8.09 | 31.66 | 3.9659 | 9.7071 |  |  |  | 0.15394 | 0
2016-02-03 02:00:00 | 0.27467 | 0.28236 | 0.28237 | [6 empty] | -25.17 |  |  | 6.93 | 28 | 3.8647 | 9.4243 |  |  |  | 0.16496 | 0
2016-02-03 03:00:00 | 0.31227 | 0.32121 | 0.32122 | [6 empty] | -25.17 |  |  | 9.04 | 25.84 | 4.3181 | 10.4735 |  |  |  | 0.20256 | 0
2016-02-03 04:00:00 | 0.3846 | 0.39158 | 0.3916 | [6 empty] | -25.17 |  |  | 13.74 | 37.54 | 5.7311 | 13.9334 |  |  |  | 0.2749 | 0
2016-02-03 05:00:00 | 0.50039 | 0.50031 | 0.50032 | [6 empty] | -25.17 |  |  | 21.41 | 42.37 | 8.4046 | 20.5183 |  |  |  | 0.39069 | 0.051321
2016-02-03 06:00:00 | 0.52607 | 0.52868 | 0.52868 | [6 empty] | -25.17 |  |  | 33.25 | 45.46 | 8.7823 | 21.6895 |  |  |  | 0.41636 | 0.079683
2016-02-03 07:00:00 | 0.5224 | 0.52543 | 0.52543 | [6 empty] | -25.17 |  |  | 35 | 59.56 | 8.5592 | 21.0093 |  |  |  | 0.4127 | 0.076434
2016-02-03 08:00:00 | 0.49208 | 0.49152 | 0.49153 | [6 empty] | -25.17 |  |  | 33.96 | 59.66 | 8.3188 | 20.3324 |  |  |  | 0.38238 | 0.042527
2016-02-03 09:00:00 | 0.46169 | 0.45927 | 0.45928 | [6 empty] | -25.17 |  |  | 25.44 | 59.69 | 7.8865 | 19.168 |  |  |  | 0.35198 | 0.010278
2016-02-03 10:00:00 | 0.43707 | 0.43363 | 0.43364 | [6 empty] | -25.17 |  |  | 22.93 | 60.25 | 7.5717 | 18.395 |  |  |  | 0.32736 | 0
2016-02-03 11:00:00 | 0.41778 | 0.41446 | 0.41447 | [6 empty] | -25.17 |  |  | 21.46 | 60.12 | 7.264 | 17.6707 |  |  |  | 0.30808 | 0
2016-02-03 12:00:00 | 0.40604 | 0.40224 | 0.40225 | [6 empty] | -25.17 |  |  | 20.95 | 59.68 | 7.1192 | 17.3246 |  |  |  | 0.29634 | 0
2016-02-03 13:00:00 | 0.39985 | 0.39664 | 0.39664 | [6 empty] | -25.17 |  |  | 22.93 | 59.79 | 7.0038 | 17.0907 |  |  |  | 0.29015 | 0
2016-02-03 14:00:00 | 0.39774 | 0.39356 | 0.39357 | [6 empty] | -25.17 |  |  | 23.02 | 58.99 | 7.0442 | 17.1751 |  |  |  | 0.28804 | 0
2016-02-03 15:00:00 | 0.40234 | 0.39765 | 0.39766 | [6 empty] | -25.17 |  |  | 26.4 | 58.07 | 7.2177 | 17.6509 |  |  |  | 0.29263 | 0
2016-02-03 16:00:00 | 0.41656 | 0.41057 | 0.41058 | [6 empty] | -25.17 |  |  | 32.62 | 58.36 | 7.592 | 18.5783 |  |  |  | 0.30686 | 0
2016-02-03 17:00:00 | 0.42338 | 0.41518 | 0.41518 | [6 empty] | -25.17 |  |  | 36.69 | 62.35 | 7.9693 | 19.556 |  |  |  | 0.31367 | 0
2016-02-03 18:00:00 | 0.43433 | 0.42377 | 0.42378 | [6 empty] | -25.17 |  |  | 36.19 | 64.17 | 8.3263 | 20.3699 |  |  |  | 0.32463 | 0
2016-02-03 19:00:00 | 0.43957 | 0.42738 | 0.42738 | [6 empty] | -25.17 |  |  | 30.13 | 61.05 | 8.5522 | 20.8995 |  |  |  | 0.32987 | 0
2016-02-03 20:00:00 | 0.42601 | 0.41173 | 0.41173 | [6 empty] | -25.17 |  |  | 23.75 | 55.27 | 8.487 | 20.695 |  |  |  | 0.31631 | 0
2016-02-03 21:00:00 | 0.37791 | 0.36193 | 0.36193 | [6 empty] | -25.17 |  |  | 22.41 | 50.73 | 7.7697 | 18.8614 |  |  |  | 0.26821 | 0
2016-02-03 22:00:00 | 0.3215 | 0.30981 | 0.30982 | [6 empty] | -25.17 |  |  | 17.13 | 51.96 | 6.398 | 15.4788 |  |  |  | 0.21179 | 0
2016-02-03 23:00:00 | 0.26875 | 0.26677 | 0.26678 | [6 empty] | -25.17 |  |  | 18.04 | 46.06 | 4.6314 | 11.2213 |  |  |  | 0.15904 | 0
2016-02-04 00:00:00 | 0.30546 | 0.31298 | 0.31299 | [6 empty] | -25.17 |  |  | 16.38 | 38.49 | 4.455 | 10.9344 |  |  |  | 0.19575 | 0
2016-02-04 01:00:00 | 0.3192 | 0.32577 | 0.32578 | [6 empty] | -25.17 |  |  | 15.99 | 27.18 | 4.7536 | 11.636 |  |  |  | 0.2095 | 0
2016-02-04 02:00:00 | 0.33468 | 0.343 | 0.34301 | [6 empty] | -25.17 |  |  | 15.29 | 21.99 | 4.8488 | 11.8715 |  |  |  | 0.22498 | 0
2016-02-04 03:00:00 | 0.3652 | 0.37374 | 0.37375 | [6 empty] | -25.17 |  |  | 13.93 | 14.08 | 5.2872 | 12.8847 |  |  |  | 0.2555 | 0
2016-02-04 04:00:00 | 0.44266 | 0.45291 | 0.45293 | [6 empty] | -25.17 |  |  | 17.01 | 14.07 | 6.4409 | 15.7185 |  |  |  | 0.33296 | 0.0039266
2016-02-04 05:00:00 | 0.57656 | 0.57424 | 0.57425 | [6 empty] | -25.17 |  |  | 22.43 | 14.22 | 9.725 | 23.5537 |  |  |  | 0.46685 | 0.12525
2016-02-04 06:00:00 | 0.5969 | 0.59759 | 0.5976 | [6 empty] | -25.17 |  |  | 31.96 | 28.88 | 9.9641 | 24.3763 |  |  |  | 0.4872 | 0.1486
2016-02-04 07:00:00 | 0.58142 | 0.58194 | 0.58195 | [6 empty] | -25.17 |  |  | 30.91 | 51.35 | 9.658 | 23.5547 |  |  |  | 0.47171 | 0.13295
2016-02-04 08:00:00 | 0.56139 | 0.56162 | 0.56163 | [6 empty] | -25.17 |  |  | 27.93 | 48.09 | 9.4243 | 23.0564 |  |  |  | 0.45168 | 0.11263
2016-02-04 09:00:00 | 0.54005 | 0.53858 | 0.53858 | [6 empty] | -25.17 |  |  | 29.19 | 46.91 | 9.2039 | 22.4861 |  |  |  | 0.43035 | 0.089583
2016-02-04 10:00:00 | 0.51645 | 0.5133 | 0.51331 | [6 empty] | -25.17 |  |  | 30.22 | 47.45 | 8.9437 | 21.8217 |  |  |  | 0.40675 | 0.064312
2016-02-04 11:00:00 | 0.49467 | 0.49177 | 0.49178 | [6 empty] | -25.17 |  |  | 27.97 | 47 | 8.5956 | 21.0151 |  |  |  | 0.38497 | 0.042776
2016-02-04 12:00:00 | 0.48563 | 0.48189 | 0.48189 | [6 empty] | -25.17 |  |  | 26.87 | 46.25 | 8.5125 | 20.7977 |  |  |  | 0.37593 | 0.032893
2016-02-04 13:00:00 | 0.48057 | 0.47637 | 0.47638 | [6 empty] | -25.17 |  |  | 25.85 | 45.63 | 8.4715 | 20.6977 |  |  |  | 0.37087 | 0.027378
2016-02-04 14:00:00 | 0.48302 | 0.47954 | 0.47955 | [6 empty] | -25.17 |  |  | 27.94 | 43.47 | 8.4993 | 20.8266 |  |  |  | 0.37331 | 0.030548
2016-02-04 15:00:00 | 0.48821 | 0.48434 | 0.48434 | [6 empty] | -25.17 |  |  | 27.81 | 43.38 | 8.6017 | 21.0556 |  |  |  | 0.3785 | 0.035341
2016-02-04 16:00:00 | 0.49593 | 0.49023 | 0.49024 | [6 empty] | -25.17 |  |  | 35 | 45.24 | 8.9606 | 21.9911 |  |  |  | 0.38623 | 0.041237
2016-02-04 17:00:00 | 0.49958 | 0.4914 | 0.4914 | [6 empty] | -25.17 |  |  | 42.18 | 55.56 | 9.2738 | 22.7737 |  |  |  | 0.38988 | 0.042402
2016-02-04 18:00:00 | 0.50063 | 0.48994 | 0.48994 | [6 empty] | -25.17 |  |  | 39.01 | 57.98 | 9.4785 | 23.2159 |  |  |  | 0.39093 | 0.040942
2016-02-04 19:00:00 | 0.49787 | 0.48665 | 0.48665 | [6 empty] | -25.17 |  |  | 32.04 | 48.71 | 9.4785 | 23.2101 |  |  |  | 0.38817 | 0.037649
2016-02-04 20:00:00 | 0.47712 | 0.46435 | 0.46435 | [6 empty] | -25.17 |  |  | 26.96 | 26.15 | 9.2593 | 22.6514 |  |  |  | 0.36742 | 0.015348
2016-02-04 21:00:00 | 0.42877 | 0.41531 | 0.41531 | [6 empty] | -25.17 |  |  | 27.83 | 20.48 | 8.474 | 20.6861 |  |  |  | 0.31907 | 0
2016-02-04 22:00:00 | 0.37437 | 0.36456 | 0.36457 | [6 empty] | -25.17 |  |  | 23.98 | 21.79 | 7.1573 | 17.3944 |  |  |  | 0.26466 | 0
2016-02-04 23:00:00 | 0.32012 | 0.32097 | 0.32098 | [6 empty] | -25.17 |  |  | 24.61 | -36.82 | 5.2727 | 12.8508 |  |  |  | 0.21042 | 0
2016-02-05 00:00:00 | 0.32623 | 0.33355 | 0.33356 | [6 empty] | -25.17 |  |  | 23 | 20.03 | 4.8403 | 11.895 |  |  |  | 0.21653 | 0
2016-02-05 01:00:00 | 0.34226 | 0.34874 | 0.34875 | [6 empty] | -25.17 |  |  | 22.22 | 15.12 | 5.1646 | 12.6573 |  |  |  | 0.23256 | 0
2016-02-05 02:00:00 | 0.35357 | 0.36099 | 0.361 | [6 empty] | -25.17 |  |  | 20.1 | 0 | 5.2679 | 12.9135 |  |  |  | 0.24387 | 0
2016-02-05 03:00:00 | 0.38527 | 0.39268 | 0.39269 | [6 empty] | -25.17 |  |  | 21.18 | -0.1 | 5.7441 | 14.0153 |  |  |  | 0.27556 | 0
2016-02-05 04:00:00 | 0.46875 | 0.47793 | 0.47794 | [6 empty] | -25.17 |  |  | 21.18 | 0.04 | 6.9972 | 17.0963 |  |  |  | 0.35904 | 0.028944
2016-02-05 05:00:00 | 0.62603 | 0.62371 | 0.62372 | [6 empty] | -25.17 |  |  | 25.97 | -0.07 | 10.5644 | 25.6158 |  |  |  | 0.51632 | 0.17472
2016-02-05 06:00:00 | 0.64918 | 0.65036 | 0.65036 | [6 empty] | -25.17 |  |  | 33.92 | -9.3 | 10.8272 | 26.525 |  |  |  | 0.53948 | 0.20136
2016-02-05 07:00:00 | 0.63067 | 0.63135 | 0.63136 | [6 empty] | -25.17 |  |  | 37.48 | 0.08 | 10.494 | 25.6283 |  |  |  | 0.52096 | 0.18236
2016-02-05 08:00:00 | 0.60791 | 0.6081 | 0.60811 | [6 empty] | -25.17 |  |  | 35.25 | 16.9 | 10.2397 | 25.0839 |  |  |  | 0.49821 | 0.15911
2016-02-05 09:00:00 | 0.58614 | 0.5847 | 0.58471 | [6 empty] | -25.17 |  |  | 36.5 | 22.96 | 10 | 24.4626 |  |  |  | 0.47644 | 0.13571
2016-02-05 10:00:00 | 0.56074 | 0.55752 | 0.55753 | [6 empty] | -25.17 |  |  | 35.94 | 23.61 | 9.7171 | 23.7388 |  |  |  | 0.45104 | 0.10853
2016-02-05 11:00:00 | 0.53489 | 0.53154 | 0.53155 | [6 empty] | -25.17 |  |  | 34.36 | 23.67 | 9.3389 | 22.8612 |  |  |  | 0.42518 | 0.082548
2016-02-05 12:00:00 | 0.52398 | 0.51953 | 0.51953 | [6 empty] | -25.17 |  |  | 31.95 | 22.99 | 9.2485 | 22.6242 |  |  |  | 0.41428 | 0.070534
2016-02-05 13:00:00 | 0.51796 | 0.51291 | 0.51291 | [6 empty] | -25.17 |  |  | 27.74 | 20.53 | 9.204 | 22.5153 |  |  |  | 0.40825 | 0.063914
2016-02-05 14:00:00 | 0.52 | 0.51563 | 0.51564 | [6 empty] | -25.17 |  |  | 25.33 | 17.37 | 9.2343 | 22.6563 |  |  |  | 0.4103 | 0.06664
2016-02-05 15:00:00 | 0.52561 | 0.52081 | 0.52082 | [6 empty] | -25.17 |  |  | 24.78 | 19.99 | 9.3456 | 22.9061 |  |  |  | 0.4159 | 0.071817
2016-02-05 16:00:00 | 0.53464 | 0.52798 | 0.52798 | [6 empty] | -25.17 |  |  | 29.96 | 25.57 | 9.7359 | 23.9245 |  |  |  | 0.42494 | 0.078983
2016-02-05 17:00:00 | 0.54105 | 0.53214 | 0.53214 | [6 empty] | -25.17 |  |  | 33.09 | 59.03 | 10.0762 | 24.7764 |  |  |  | 0.43135 | 0.08314
2016-02-05 18:00:00 | 0.54404 | 0.53273 | 0.53273 | [6 empty] | -25.17 |  |  | 28.01 | 61.62 | 10.2985 | 25.2569 |  |  |  | 0.43434 | 0.083727
2016-02-05 19:00:00 | 0.53813 | 0.52572 | 0.52572 | [6 empty] | -25.17 |  |  | 25.7 | 59.18 | 10.2985 | 25.2505 |  |  |  | 0.42843 | 0.076724
2016-02-05 20:00:00 | 0.51757 | 0.50382 | 0.50382 | [6 empty] | -25.17 |  |  | 23.12 | 50.7 | 10.0601 | 24.6419 |  |  |  | 0.40787 | 0.054824
2016-02-05 21:00:00 | 0.46601 | 0.45166 | 0.45166 | [6 empty] | -25.17 |  |  | 24.55 | 36.84 | 9.2066 | 22.5025 |  |  |  | 0.35631 | 0.0026627
2016-02-05 22:00:00 | 0.40357 | 0.39256 | 0.39256 | [6 empty] | -25.17 |  |  | 22.71 | 45 | 7.7749 | 18.9156 |  |  |  | 0.29387 | 0
2016-02-05 23:00:00 | 0.34288 | 0.34308 | 0.34309 | [6 empty] | -25.17 |  |  | 18.18 | 21.58 | 5.7281 | 13.9769 |  |  |  | 0.23317 | 0
2016-02-06 00:00:00 | 0.27498 | 0.27882 | 0.27883 | [6 empty] | -25.17 |  |  | 15.55 | 40.09 | 4.2891 | 10.5216 |  |  |  | 0.16527 | 0
2016-02-06 01:00:00 | 0.29061 | 0.29396 | 0.29396 | [6 empty] | -25.17 |  |  | 16.01 | 25.6 | 4.5767 | 11.1971 |  |  |  | 0.1809 | 0
2016-02-06 02:00:00 | 0.30334 | 0.30799 | 0.308 | [6 empty] | -25.17 |  |  | 14.33 | 22.24 | 4.6683 | 11.4238 |  |  |  | 0.19364 | 0
2016-02-06 03:00:00 | 0.33104 | 0.3356 | 0.3356 | [6 empty] | -25.17 |  |  | 13.78 | 19.15 | 5.0904 | 12.3989 |  |  |  | 0.22133 | 0
2016-02-06 04:00:00 | 0.40385 | 0.40973 | 0.40974 | [6 empty] | -25.17 |  |  | 13.98 | 19.14 | 6.2013 | 15.1263 |  |  |  | 0.29414 | 0
2016-02-06 05:00:00 | 0.54115 | 0.53637 | 0.53638 | [6 empty] | -25.17 |  |  | 15.05 | 19.12 | 9.3635 | 22.6673 |  |  |  | 0.43144 | 0.08738
2016-02-06 06:00:00 | 0.54551 | 0.54094 | 0.54095 | [6 empty] | -25.17 |  |  | 16.08 | 15.58 | 9.5925 | 23.4535 |  |  |  | 0.43581 | 0.091946
2016-02-06 07:00:00 | 0.52932 | 0.52438 | 0.52438 | [6 empty] | -25.17 |  |  | 18.02 | 15.97 | 9.2981 | 22.6641 |  |  |  | 0.41962 | 0.075382
2016-02-06 08:00:00 | 0.50652 | 0.50069 | 0.5007 | [6 empty] | -25.17 |  |  | 19.34 | 21.58 | 9.0732 | 22.1853 |  |  |  | 0.39682 | 0.051699
2016-02-06 09:00:00 | 0.49028 | 0.48356 | 0.48356 | [6 empty] | -25.17 |  |  | 17.1 | 41.52 | 8.8611 | 21.637 |  |  |  | 0.38058 | 0.034561
2016-02-06 10:00:00 | 0.47579 | 0.4689 | 0.46891 | [6 empty] | -25.17 |  |  | 16.5 | 46.68 | 8.6107 | 20.998 |  |  |  | 0.36609 | 0.019908
2016-02-06 11:00:00 | 0.44827 | 0.44048 | 0.44048 | [6 empty] | -25.17 |  |  | 16.09 | 48.78 | 8.2756 | 20.2219 |  |  |  | 0.33857 | 0
2016-02-06 12:00:00 | 0.4335 | 0.42383 | 0.42384 | [6 empty] | -25.17 |  |  | 15.11 | 47.7 | 8.1956 | 20.0129 |  |  |  | 0.3238 | 0
2016-02-06 13:00:00 | 0.429 | 0.41896 | 0.41896 | [6 empty] | -25.17 |  |  | 13.99 | 41.09 | 8.1562 | 19.9167 |  |  |  | 0.3193 | 0
2016-02-06 14:00:00 | 0.4312 | 0.42182 | 0.42183 | [6 empty] | -25.17 |  |  | 15.29 | 23.78 | 8.1828 | 20.0405 |  |  |  | 0.32149 | 0
2016-02-06 15:00:00 | 0.44029 | 0.43125 | 0.43125 | [6 empty] | -25.17 |  |  | 17.01 | 20.19 | 8.2813 | 20.2606 |  |  |  | 0.33059 | 0
2016-02-06 16:00:00 | 0.45516 | 0.44567 | 0.44567 | [6 empty] | -25.17 |  |  | 19.97 | 23.11 | 8.6268 | 21.1605 |  |  |  | 0.34546 | 0
2016-02-06 17:00:00 | 0.46303 | 0.4519 | 0.45191 | [6 empty] | -25.17 |  |  | 23.15 | 43.3 | 8.9283 | 21.9134 |  |  |  | 0.35333 | 0.0029055
2016-02-06 18:00:00 | 0.46261 | 0.44881 | 0.44881 | [6 empty] | -25.17 |  |  | 21.02 | 58.05 | 9.1254 | 22.339 |  |  |  | 0.3529 | 0
2016-02-06 19:00:00 | 0.45686 | 0.44201 | 0.44201 | [6 empty] | -25.17 |  |  | 16.07 | 59.73 | 9.1254 | 22.3335 |  |  |  | 0.34716 | 0
2016-02-06 20:00:00 | 0.45022 | 0.43622 | 0.43622 | [6 empty] | -25.17 |  |  | 12.71 | 53.55 | 8.9144 | 21.7962 |  |  |  | 0.34052 | 0
2016-02-06 21:00:00 | 0.4061 | 0.39187 | 0.39187 | [6 empty] | -25.17 |  |  | 15.04 | 42.88 | 8.1585 | 19.9057 |  |  |  | 0.29639 | 0
2016-02-06 22:00:00 | 0.35334 | 0.34259 | 0.3426 | [6 empty] | -25.17 |  |  | 11.74 | 42.81 | 6.8913 | 16.7404 |  |  |  | 0.24364 | 0
2016-02-06 23:00:00 | 0.30196 | 0.30163 | 0.30164 | [6 empty] | -25.17 |  |  | 5.01 | 20.37 | 5.0765 | 12.3668 |  |  |  | 0.19226 | 0
2016-02-07 00:00:00 | 0.28597 | 0.2966 | 0.29661 | [6 empty] | -25.17 |  |  | 5.98 | 3.94 | 3.8406 | 9.4349 |  |  |  | 0.17627 | 0
2016-02-07 01:00:00 | 0.28153 | 0.28735 | 0.28735 | [6 empty] | -25.17 |  |  | 5.62 | 3.67 | 4.2047 | 10.298 |  |  |  | 0.17182 | 0
2016-02-07 02:00:00 | 0.3031 | 0.31341 | 0.31342 | [6 empty] | -25.17 |  |  | 3.05 | 5.22 | 4.0975 | 9.9988 |  |  |  | 0.1934 | 0
2016-02-07 03:00:00 | 0.35571 | 0.36958 | 0.36959 | [6 empty] | -25.17 |  |  | 0.93 | 18.4 | 4.5783 | 11.1124 |  |  |  | 0.246 | 0
2016-02-07 04:00:00 | 0.44919 | 0.46395 | 0.46396 | [6 empty] | -25.17 |  |  | 0.08 | 25.09 | 6.0763 | 14.7828 |  |  |  | 0.33948 | 0.014965
2016-02-07 05:00:00 | 0.49147 | 0.48466 | 0.48467 | [6 empty] | -25.17 |  |  | -0.92 | 35.13 | 8.9108 | 21.7693 |  |  |  | 0.38176 | 0.03567
2016-02-07 06:00:00 | 0.50056 | 0.49345 | 0.49345 | [6 empty] | -25.17 |  |  | 1.13 | 56.33 | 9.3127 | 23.0183 |  |  |  | 0.39086 | 0.044454
2016-02-07 07:00:00 | 0.47902 | 0.46925 | 0.46925 | [6 empty] | -25.17 |  |  | 5.74 | 66.03 | 9.0759 | 22.2954 |  |  |  | 0.36932 | 0.020248
2016-02-07 08:00:00 | 0.46478 | 0.45433 | 0.45434 | [6 empty] | -25.17 |  |  | 8.01 | 65.6 | 8.8206 | 21.5752 |  |  |  | 0.35508 | 0.005336
2016-02-07 09:00:00 | 0.43763 | 0.42611 | 0.42611 | [6 empty] | -25.17 |  |  | 12.92 | 63.01 | 8.362 | 20.339 |  |  |  | 0.32793 | 0
2016-02-07 10:00:00 | 0.4233 | 0.41276 | 0.41276 | [6 empty] | -25.17 |  |  | 13.79 | 59.96 | 8.028 | 19.518 |  |  |  | 0.3136 | 0
2016-02-07 11:00:00 | 0.40368 | 0.39339 | 0.39339 | [6 empty] | -25.17 |  |  | 13.84 | 56.89 | 7.7017 | 18.749 |  |  |  | 0.29397 | 0
2016-02-07 12:00:00 | 0.39045 | 0.37952 | 0.37952 | [6 empty] | -25.17 |  |  | 12.19 | 55.62 | 7.5483 | 18.3821 |  |  |  | 0.28075 | 0
2016-02-07 13:00:00 | 0.39282 | 0.38407 | 0.38408 | [6 empty] | -25.17 |  |  | 11.76 | 51.91 | 7.4259 | 18.134 |  |  |  | 0.28312 | 0
2016-02-07 14:00:00 | 0.38718 | 0.37682 | 0.37682 | [6 empty] | -25.17 |  |  | 10.01 | 46.5 | 7.4688 | 18.224 |  |  |  | 0.27748 | 0
2016-02-07 15:00:00 | 0.40494 | 0.39629 | 0.3963 | [6 empty] | -25.17 |  |  | 13.32 | 45.89 | 7.6529 | 18.7292 |  |  |  | 0.29523 | 0
2016-02-07 16:00:00 | 0.42617 | 0.41724 | 0.41724 | [6 empty] | -25.17 |  |  | 16.64 | 46.32 | 8.0498 | 19.7135 |  |  |  | 0.31647 | 0
2016-02-07 17:00:00 | 0.43924 | 0.429 | 0.429 | [6 empty] | -25.17 |  |  | 22.17 | 52.55 | 8.45 | 20.7514 |  |  |  | 0.32954 | 0
2016-02-07 18:00:00 | 0.45082 | 0.43807 | 0.43807 | [6 empty] | -25.17 |  |  | 17.28 | 57.92 | 8.8284 | 21.6145 |  |  |  | 0.34112 | 0
2016-02-07 19:00:00 | 0.46657 | 0.45388 | 0.45388 | [6 empty] | -25.17 |  |  | 17.88 | 47.85 | 9.0679 | 22.176 |  |  |  | 0.35687 | 0.0048784
2016-02-07 20:00:00 | 0.45588 | 0.4416 | 0.4416 | [6 empty] | -25.17 |  |  | 13.79 | 43.18 | 8.9986 | 21.9582 |  |  |  | 0.34617 | 0
2016-02-07 21:00:00 | 0.42217 | 0.40912 | 0.40912 | [6 empty] | -25.17 |  |  | 15.04 | 40.06 | 8.2378 | 20.0118 |  |  |  | 0.31247 | 0
2016-02-07 22:00:00 | 0.3531 | 0.34295 | 0.34295 | [6 empty] | -25.17 |  |  | 9.29 | 40.07 | 6.7828 | 16.4196 |  |  |  | 0.2434 | 0
2016-02-07 23:00:00 | 0.29129 | 0.29037 | 0.29038 | [6 empty] | -25.17 |  |  | 10.02 | 21.52 | 4.9099 | 11.9031 |  |  |  | 0.18159 | 0
2016-02-08 00:00:00 | 0.25055 | 0.25739 | 0.2574 | [6 empty] | -25.17 |  |  | 7.99 | 21.51 | 3.6 | 8.8373 |  |  |  | 0.14085 | 0
2016-02-08 01:00:00 | 0.26573 | 0.27145 | 0.27146 | [6 empty] | -25.17 |  |  | 5.24 | 18.87 | 3.9412 | 9.6461 |  |  |  | 0.15603 | 0
2016-02-08 02:00:00 | 0.27729 | 0.28568 | 0.28569 | [6 empty] | -25.17 |  |  | 1.16 | 20.42 | 3.8406 | 9.365 |  |  |  | 0.16758 | 0
2016-02-08 03:00:00 | 0.31488 | 0.32456 | 0.32458 | [6 empty] | -25.17 |  |  | 1.4 | 31.48 | 4.2912 | 10.4075 |  |  |  | 0.20518 | 0
2016-02-08 04:00:00 | 0.38518 | 0.39263 | 0.39264 | [6 empty] | -25.17 |  |  | 7.32 | 40.01 | 5.6954 | 13.8457 |  |  |  | 0.27547 | 0
2016-02-08 05:00:00 | 0.49684 | 0.49668 | 0.49669 | [6 empty] | -25.17 |  |  | 12.32 | 46.15 | 8.3523 | 20.3891 |  |  |  | 0.38714 | 0.047686
2016-02-08 06:00:00 | 0.5225 | 0.52503 | 0.52503 | [6 empty] | -25.17 |  |  | 16.17 | 51.46 | 8.7275 | 21.5524 |  |  |  | 0.4128 | 0.076031
2016-02-08 07:00:00 | 0.5095 | 0.5108 | 0.5108 | [6 empty] | -25.17 |  |  | 16.55 | 61.19 | 8.5058 | 20.8765 |  |  |  | 0.39979 | 0.061805
2016-02-08 08:00:00 | 0.48572 | 0.48457 | 0.48457 | [6 empty] | -25.17 |  |  | 16.41 | 60.14 | 8.267 | 20.2041 |  |  |  | 0.37602 | 0.035574
2016-02-08 09:00:00 | 0.45816 | 0.45563 | 0.45564 | [6 empty] | -25.17 |  |  | 16.56 | 57.93 | 7.8373 | 19.047 |  |  |  | 0.34846 | 0.0066396
2016-02-08 10:00:00 | 0.43027 | 0.42613 | 0.42613 | [6 empty] | -25.17 |  |  | 16.61 | 54.8 | 7.5245 | 18.2791 |  |  |  | 0.32056 | 0
2016-02-08 11:00:00 | 0.41476 | 0.41137 | 0.41138 | [6 empty] | -25.17 |  |  | 16.35 | 54.59 | 7.2187 | 17.5593 |  |  |  | 0.30505 | 0
2016-02-08 12:00:00 | 0.39974 | 0.39529 | 0.39529 | [6 empty] | -25.17 |  |  | 16.1 | 54.72 | 7.0749 | 17.2154 |  |  |  | 0.29003 | 0
2016-02-08 13:00:00 | 0.39309 | 0.38913 | 0.38914 | [6 empty] | -25.17 |  |  | 16.15 | 54.29 | 6.9601 | 16.983 |  |  |  | 0.28338 | 0
2016-02-08 14:00:00 | 0.39237 | 0.3877 | 0.3877 | [6 empty] | -25.17 |  |  | 16.35 | 53.73 | 7.0003 | 17.0668 |  |  |  | 0.28266 | 0
2016-02-08 15:00:00 | 0.40303 | 0.39893 | 0.39893 | [6 empty] | -25.17 |  |  | 15.94 | 51.94 | 7.1727 | 17.5396 |  |  |  | 0.29333 | 0
2016-02-08 16:00:00 | 0.41485 | 0.40904 | 0.40905 | [6 empty] | -25.17 |  |  | 20.88 | 57.15 | 7.5447 | 18.4611 |  |  |  | 0.30515 | 0
2016-02-08 17:00:00 | 0.4305 | 0.42405 | 0.42405 | [6 empty] | -25.17 |  |  | 27.26 | 62.96 | 7.9197 | 19.4326 |  |  |  | 0.3208 | 0
2016-02-08 18:00:00 | 0.43998 | 0.43094 | 0.43095 | [6 empty] | -25.17 |  |  | 21.02 | 69.78 | 8.2744 | 20.2414 |  |  |  | 0.33028 | 0
2016-02-08 19:00:00 | 0.44471 | 0.43396 | 0.43396 | [6 empty] | -25.17 |  |  | 15.24 | 65.94 | 8.4989 | 20.7677 |  |  |  | 0.335 | 0
2016-02-08 20:00:00 | 0.43018 | 0.41717 | 0.41717 | [6 empty] | -25.17 |  |  | 12.52 | 60.21 | 8.4342 | 20.5646 |  |  |  | 0.32048 | 0
2016-02-08 21:00:00 | 0.38447 | 0.37014 | 0.37015 | [6 empty] | -25.17 |  |  | 12.11 | 52.06 | 7.7213 | 18.7426 |  |  |  | 0.27477 | 0
2016-02-08 22:00:00 | 0.32498 | 0.31431 | 0.31432 | [6 empty] | -25.17 |  |  | 9.72 | 53.77 | 6.3582 | 15.3816 |  |  |  | 0.21527 | 0
2016-02-08 23:00:00 | 0.26832 | 0.26657 | 0.26658 | [6 empty] | -25.17 |  |  | -19.94 | 48.26 | 4.6026 | 11.1509 |  |  |  | 0.15862 | 0
2016-02-09 00:00:00 | 0.2334 | 0.23927 | 0.23928 | [6 empty] | -25.17 |  |  | -12.34 | 43.92 | 3.3978 | 8.3359 |  |  |  | 0.1237 | 0
2016-02-09 01:00:00 | 0.24816 | 0.25304 | 0.25305 | [6 empty] | -25.17 |  |  | -19.95 | 43.35 | 3.72 | 9.0991 |  |  |  | 0.13845 | 0
2016-02-09 02:00:00 | 0.25857 | 0.2659 | 0.2659 | [6 empty] | -25.17 |  |  | -19.3 | 40.94 | 3.6248 | 8.8332 |  |  |  | 0.14887 | 0
2016-02-09 03:00:00 | 0.29398 | 0.3025 | 0.30251 | [6 empty] | -25.17 |  |  | -5.52 | 39.5 | 4.0501 | 9.8162 |  |  |  | 0.18427 | 0
2016-02-09 04:00:00 | 0.36201 | 0.3687 | 0.36871 | [6 empty] | -25.17 |  |  | 2.79 | 39.48 | 5.3756 | 13.0595 |  |  |  | 0.2523 | 0
2016-02-09 05:00:00 | 0.47084 | 0.4709 | 0.47091 | [6 empty] | -25.17 |  |  | 16.98 | 44.29 | 7.8831 | 19.2313 |  |  |  | 0.36113 | 0.021909
2016-02-09 06:00:00 | 0.49497 | 0.49755 | 0.49756 | [6 empty] | -25.17 |  |  | 19.75 | 50.09 | 8.2362 | 20.3233 |  |  |  | 0.38527 | 0.048559
2016-02-09 07:00:00 | 0.49156 | 0.49454 | 0.49454 | [6 empty] | -25.17 |  |  | 23.43 | 64.4 | 8.0271 | 19.6868 |  |  |  | 0.38185 | 0.045544
2016-02-09 08:00:00 | 0.463 | 0.46259 | 0.4626 | [6 empty] | -25.17 |  |  | 20.99 | 67.11 | 7.8021 | 19.0542 |  |  |  | 0.35329 | 0.0136
2016-02-09 09:00:00 | 0.43438 | 0.43223 | 0.43224 | [6 empty] | -25.17 |  |  | 23.9 | 66.04 | 7.3967 | 17.9635 |  |  |  | 0.32468 | 0
2016-02-09 10:00:00 | 0.41121 | 0.40809 | 0.4081 | [6 empty] | -25.17 |  |  | 24.93 | 65.87 | 7.1016 | 17.2399 |  |  |  | 0.3015 | 0
2016-02-09 11:00:00 | 0.39306 | 0.39005 | 0.39006 | [6 empty] | -25.17 |  |  | 27.03 | 65 | 6.813 | 16.5614 |  |  |  | 0.28336 | 0
2016-02-09 12:00:00 | 0.382 | 0.37854 | 0.37854 | [6 empty] | -25.17 |  |  | 28.69 | 63.29 | 6.6773 | 16.2369 |  |  |  | 0.2723 | 0
2016-02-09 13:00:00 | 0.37618 | 0.37326 | 0.37326 | [6 empty] | -25.17 |  |  | 27.44 | 62.41 | 6.5689 | 16.0176 |  |  |  | 0.26647 | 0
2016-02-09 14:00:00 | 0.37418 | 0.37035 | 0.37036 | [6 empty] | -25.17 |  |  | 26.97 | 59.05 | 6.6068 | 16.0962 |  |  |  | 0.26447 | 0
2016-02-09 15:00:00 | 0.37849 | 0.37418 | 0.37418 | [6 empty] | -25.17 |  |  | 27.24 | 53.83 | 6.7695 | 16.5419 |  |  |  | 0.26878 | 0
2016-02-09 16:00:00 | 0.39184 | 0.38631 | 0.38632 | [6 empty] | -25.17 |  |  | 31.01 | 53.62 | 7.1204 | 17.4107 |  |  |  | 0.28214 | 0
2016-02-09 17:00:00 | 0.39821 | 0.39059 | 0.3906 | [6 empty] | -25.17 |  |  | 39.98 | 63.28 | 7.4742 | 18.3266 |  |  |  | 0.28851 | 0
2016-02-09 18:00:00 | 0.40849 | 0.39866 | 0.39866 | [6 empty] | -25.17 |  |  | 34.06 | 70.29 | 7.8092 | 19.0898 |  |  |  | 0.29879 | 0
2016-02-09 19:00:00 | 0.4134 | 0.40203 | 0.40203 | [6 empty] | -25.17 |  |  | 28.77 | 66.58 | 8.0211 | 19.5865 |  |  |  | 0.3037 | 0
2016-02-09 20:00:00 | 0.40062 | 0.38727 | 0.38728 | [6 empty] | -25.17 |  |  | 23.97 | 59.77 | 7.9601 | 19.3956 |  |  |  | 0.29091 | 0
2016-02-09 21:00:00 | 0.35535 | 0.3404 | 0.3404 | [6 empty] | -25.17 |  |  | 20.78 | 49.16 | 7.2875 | 17.678 |  |  |  | 0.24564 | 0
2016-02-09 22:00:00 | 0.30235 | 0.29144 | 0.29145 | [6 empty] | -25.17 |  |  | 15.99 | 49.84 | 6.0015 | 14.5105 |  |  |  | 0.19265 | 0
2016-02-09 23:00:00 | 0.25286 | 0.25108 | 0.25109 | [6 empty] | -25.17 |  |  | 13.08 | 46.5 | 4.3444 | 10.5196 |  |  |  | 0.14316 | 0
2016-02-10 00:00:00 | 0.26476 | 0.27147 | 0.27148 | [6 empty] | -25.17 |  |  | 13.68 | 45.63 | 3.8597 | 9.4822 |  |  |  | 0.15505 | 0
2016-02-10 01:00:00 | 0.2815 | 0.2871 | 0.28711 | [6 empty] | -25.17 |  |  | 13.06 | 44.58 | 4.2255 | 10.3497 |  |  |  | 0.1718 | 0
2016-02-10 02:00:00 | 0.29331 | 0.30168 | 0.30169 | [6 empty] | -25.17 |  |  | 13.41 | 42.98 | 4.1178 | 10.049 |  |  |  | 0.1836 | 0
2016-02-10 03:00:00 | 0.33347 | 0.34321 | 0.34322 | [6 empty] | -25.17 |  |  | 14.3 | 39.94 | 4.601 | 11.1682 |  |  |  | 0.22376 | 0
2016-02-10 04:00:00 | 0.41066 | 0.41835 | 0.41836 | [6 empty] | -25.17 |  |  | 16.2 | 39.99 | 6.1064 | 14.857 |  |  |  | 0.30095 | 0
2016-02-10 05:00:00 | 0.53418 | 0.53442 | 0.53443 | [6 empty] | -25.17 |  |  | 22.8 | 44.89 | 8.955 | 21.8786 |  |  |  | 0.42447 | 0.085428
2016-02-10 06:00:00 | 0.56164 | 0.56478 | 0.56479 | [6 empty] | -25.17 |  |  | 30.59 | 53.2 | 9.359 | 23.1345 |  |  |  | 0.45193 | 0.11579
2016-02-10 07:00:00 | 0.55773 | 0.56132 | 0.56132 | [6 empty] | -25.17 |  |  | 32.05 | 63.95 | 9.121 | 22.4078 |  |  |  | 0.44803 | 0.11232
2016-02-10 08:00:00 | 0.52533 | 0.52505 | 0.52506 | [6 empty] | -25.17 |  |  | 32.42 | 65.91 | 8.8644 | 21.6838 |  |  |  | 0.41562 | 0.07606
2016-02-10 09:00:00 | 0.49286 | 0.49059 | 0.4906 | [6 empty] | -25.17 |  |  | 30.94 | 63.18 | 8.4035 | 20.4413 |  |  |  | 0.38316 | 0.041598
2016-02-10 10:00:00 | 0.46656 | 0.46319 | 0.4632 | [6 empty] | -25.17 |  |  | 29.98 | 62.92 | 8.0679 | 19.6161 |  |  |  | 0.35686 | 0.014196
2016-02-10 11:00:00 | 0.44597 | 0.44271 | 0.44271 | [6 empty] | -25.17 |  |  | 25.97 | 61.94 | 7.7399 | 18.8433 |  |  |  | 0.33626 | 0
2016-02-10 12:00:00 | 0.43343 | 0.42965 | 0.42966 | [6 empty] | -25.17 |  |  | 27.74 | 58.6 | 7.5858 | 18.4745 |  |  |  | 0.32373 | 0
2016-02-10 13:00:00 | 0.42682 | 0.42366 | 0.42367 | [6 empty] | -25.17 |  |  | 27.44 | 56.28 | 7.4627 | 18.2252 |  |  |  | 0.31712 | 0
2016-02-10 14:00:00 | 0.42456 | 0.42037 | 0.42038 | [6 empty] | -25.17 |  |  | 27.77 | 53.52 | 7.5059 | 18.3156 |  |  |  | 0.31486 | 0
2016-02-10 15:00:00 | 0.42946 | 0.42474 | 0.42474 | [6 empty] | -25.17 |  |  | 28.68 | 50.54 | 7.6909 | 18.8234 |  |  |  | 0.31976 | 0
2016-02-10 16:00:00 | 0.44463 | 0.43853 | 0.43853 | [6 empty] | -25.17 |  |  | 32.1 | 50.08 | 8.0898 | 19.8127 |  |  |  | 0.33493 | 0
2016-02-10 17:00:00 | 0.45188 | 0.44343 | 0.44343 | [6 empty] | -25.17 |  |  | 36.59 | 59.02 | 8.492 | 20.8558 |  |  |  | 0.34218 | 0
2016-02-10 18:00:00 | 0.46355 | 0.45259 | 0.45259 | [6 empty] | -25.17 |  |  | 29.44 | 66.15 | 8.8723 | 21.7233 |  |  |  | 0.35385 | 0.0035907
2016-02-10 19:00:00 | 0.46913 | 0.45642 | 0.45642 | [6 empty] | -25.17 |  |  | 23.18 | 65.09 | 9.1129 | 22.2876 |  |  |  | 0.35942 | 0.0074218
2016-02-10 20:00:00 | 0.45462 | 0.43968 | 0.43968 | [6 empty] | -25.17 |  |  | 21.66 | 58.59 | 9.0433 | 22.0686 |  |  |  | 0.34492 | 0
2016-02-10 21:00:00 | 0.40326 | 0.38647 | 0.38647 | [6 empty] | -25.17 |  |  | 21.94 | 50.8 | 8.2787 | 20.1123 |  |  |  | 0.29356 | 0
2016-02-10 22:00:00 | 0.34307 | 0.33081 | 0.33081 | [6 empty] | -25.17 |  |  | 18.88 | 51.27 | 6.8164 | 16.5017 |  |  |  | 0.23337 | 0
2016-02-10 23:00:00 | 0.28686 | 0.28492 | 0.28493 | [6 empty] | -25.17 |  |  | 17.72 | 48.09 | 4.9342 | 11.9627 |  |  |  | 0.17716 | 0
2016-02-11 00:00:00 | 0.30109 | 0.30847 | 0.30848 | [6 empty] | -25.17 |  |  | 17.46 | 44.95 | 4.3936 | 10.7815 |  |  |  | 0.19139 | 0
2016-02-11 01:00:00 | 0.31464 | 0.32108 | 0.32109 | [6 empty] | -25.17 |  |  | 16.91 | 43.26 | 4.6881 | 11.4734 |  |  |  | 0.20494 | 0
2016-02-11 02:00:00 | 0.3299 | 0.33806 | 0.33807 | [6 empty] | -25.17 |  |  | 16.97 | 41.11 | 4.7819 | 11.7057 |  |  |  | 0.2202 | 0
2016-02-11 03:00:00 | 0.35998 | 0.36835 | 0.36836 | [6 empty] | -25.17 |  |  | 17.66 | 37.02 | 5.2143 | 12.7047 |  |  |  | 0.25028 | 0
2016-02-11 04:00:00 | 0.43634 | 0.44638 | 0.4464 | [6 empty] | -25.17 |  |  | 18.55 | 39.06 | 6.3521 | 15.4991 |  |  |  | 0.32663 | 0
2016-02-11 05:00:00 | 0.56836 | 0.56599 | 0.56601 | [6 empty] | -25.17 |  |  | 20.84 | 44.2 | 9.5911 | 23.2254 |  |  |  | 0.45866 | 0.11701
2016-02-11 06:00:00 | 0.5884 | 0.58899 | 0.589 | [6 empty] | -25.17 |  |  | 30.82 | 50.29 | 9.8265 | 24.0344 |  |  |  | 0.4787 | 0.14
2016-02-11 07:00:00 | 0.57314 | 0.57356 | 0.57357 | [6 empty] | -25.17 |  |  | 25.34 | 61.02 | 9.5247 | 23.2248 |  |  |  | 0.46343 | 0.12457
2016-02-11 08:00:00 | 0.5534 | 0.55355 | 0.55356 | [6 empty] | -25.17 |  |  | 22.84 | 64.07 | 9.2943 | 22.7337 |  |  |  | 0.44369 | 0.10456
2016-02-11 09:00:00 | 0.53237 | 0.53083 | 0.53084 | [6 empty] | -25.17 |  |  | 21.12 | 63.4 | 9.0769 | 22.1715 |  |  |  | 0.42267 | 0.081842
2016-02-11 10:00:00 | 0.50911 | 0.50593 | 0.50594 | [6 empty] | -25.17 |  |  | 24.74 | 63.29 | 8.8204 | 21.5165 |  |  |  | 0.39941 | 0.056937
2016-02-11 11:00:00 | 0.48764 | 0.48471 | 0.48471 | [6 empty] | -25.17 |  |  | 23.72 | 62.12 | 8.4771 | 20.7212 |  |  |  | 0.37793 | 0.035712
2016-02-11 12:00:00 | 0.47873 | 0.47497 | 0.47497 | [6 empty] | -25.17 |  |  | 23.01 | 60.9 | 8.3951 | 20.507 |  |  |  | 0.36903 | 0.025973
2016-02-11 13:00:00 | 0.47375 | 0.46953 | 0.46954 | [6 empty] | -25.17 |  |  | 21.03 | 57.99 | 8.3547 | 20.4084 |  |  |  | 0.36404 | 0.020539
2016-02-11 14:00:00 | 0.47615 | 0.47266 | 0.47266 | [6 empty] | -25.17 |  |  | 30 | 51.62 | 8.3821 | 20.5354 |  |  |  | 0.36645 | 0.023662
2016-02-11 15:00:00 | 0.48127 | 0.47738 | 0.47739 | [6 empty] | -25.17 |  |  | 31.58 | 49.82 | 8.483 | 20.761 |  |  |  | 0.37157 | 0.028386
2016-02-11 16:00:00 | 0.48889 | 0.4832 | 0.4832 | [6 empty] | -25.17 |  |  | 36 | 49.08 | 8.837 | 21.6834 |  |  |  | 0.37919 | 0.0342
2016-02-11 17:00:00 | 0.49249 | 0.48435 | 0.48435 | [6 empty] | -25.17 |  |  | 41.02 | 62.09 | 9.1458 | 22.455 |  |  |  | 0.38279 | 0.035353
2016-02-11 18:00:00 | 0.49353 | 0.48292 | 0.48292 | [6 empty] | -25.17 |  |  | 41.34 | 65.77 | 9.3477 | 22.891 |  |  |  | 0.38383 | 0.033919
2016-02-11 19:00:00 | 0.49082 | 0.47967 | 0.47967 | [6 empty] | -25.17 |  |  | 32.98 | 64.38 | 9.3477 | 22.8853 |  |  |  | 0.38111 | 0.030674
2016-02-11 20:00:00 | 0.47036 | 0.4577 | 0.4577 | [6 empty] | -25.17 |  |  | 29.96 | 57.72 | 9.1316 | 22.3346 |  |  |  | 0.36066 | 0.0086973
2016-02-11 21:00:00 | 0.4227 | 0.40936 | 0.40937 | [6 empty] | -25.17 |  |  | 29.46 | 50.5 | 8.3571 | 20.397 |  |  |  | 0.313 | 0
2016-02-11 22:00:00 | 0.36907 | 0.35935 | 0.35935 | [6 empty] | -25.17 |  |  | 26.1 | 53.03 | 7.0588 | 17.1521 |  |  |  | 0.25936 | 0
2016-02-11 23:00:00 | 0.31557 | 0.31636 | 0.31636 | [6 empty] | -25.17 |  |  | 22.81 | 51.86 | 5.2 | 12.6715 |  |  |  | 0.20586 | 0
2016-02-12 00:00:00 | 0.32716 | 0.33451 | 0.33452 | [6 empty] | -25.17 |  |  | 21.59 | 46.15 | 4.8537 | 11.9284 |  |  |  | 0.21746 | 0
2016-02-12 01:00:00 | 0.34324 | 0.34975 | 0.34976 | [6 empty] | -25.17 |  |  | 21.3 | 46.26 | 5.1789 | 12.6928 |  |  |  | 0.23354 | 0
2016-02-12 02:00:00 | 0.35458 | 0.36203 | 0.36204 | [6 empty] | -25.17 |  |  | 19.86 | 44.41 | 5.2825 | 12.9498 |  |  |  | 0.24488 | 0
2016-02-12 03:00:00 | 0.38637 | 0.39381 | 0.39382 | [6 empty] | -25.17 |  |  | 20.69 | 38 | 5.76 | 14.0546 |  |  |  | 0.27667 | 0
2016-02-12 04:00:00 | 0.47009 | 0.47931 | 0.47933 | [6 empty] | -25.17 |  |  | 21.64 | 39.97 | 7.0165 | 17.1443 |  |  |  | 0.36038 | 0.030327
2016-02-12 05:00:00 | 0.62781 | 0.62551 | 0.62552 | [6 empty] | -25.17 |  |  | 27.18 | 40.96 | 10.5935 | 25.6875 |  |  |  | 0.51811 | 0.17652
2016-02-12 06:00:00 | 0.65104 | 0.65224 | 0.65225 | [6 empty] | -25.17 |  |  | 36.43 | 44.3 | 10.8572 | 26.5998 |  |  |  | 0.54134 | 0.20325
2016-02-12 07:00:00 | 0.63247 | 0.63317 | 0.63318 | [6 empty] | -25.17 |  |  | 37.3 | 46.95 | 10.5231 | 25.7005 |  |  |  | 0.52277 | 0.18418
2016-02-12 08:00:00 | 0.60965 | 0.60986 | 0.60987 | [6 empty] | -25.17 |  |  | 34.97 | 51.11 | 10.268 | 25.1544 |  |  |  | 0.49995 | 0.16087
2016-02-12 09:00:00 | 0.58781 | 0.58639 | 0.5864 | [6 empty] | -25.17 |  |  | 34.7 | 56.83 | 10.0277 | 24.5313 |  |  |  | 0.47811 | 0.1374
2016-02-12 10:00:00 | 0.56234 | 0.55913 | 0.55914 | [6 empty] | -25.17 |  |  | 33.48 | 58.81 | 9.744 | 23.8055 |  |  |  | 0.45264 | 0.11014
2016-02-12 11:00:00 | 0.53641 | 0.53308 | 0.53308 | [6 empty] | -25.17 |  |  | 30 | 58.04 | 9.3648 | 22.9255 |  |  |  | 0.42671 | 0.084082
2016-02-12 12:00:00 | 0.52548 | 0.52103 | 0.52103 | [6 empty] | -25.17 |  |  | 26.93 | 58.03 | 9.2741 | 22.6878 |  |  |  | 0.41577 | 0.072032
2016-02-12 13:00:00 | 0.51943 | 0.51439 | 0.51439 | [6 empty] | -25.17 |  |  | 25.62 | 53.11 | 9.2294 | 22.5786 |  |  |  | 0.40973 | 0.065393
2016-02-12 14:00:00 | 0.52148 | 0.51712 | 0.51713 | [6 empty] | -25.17 |  |  | 25 | 47.2 | 9.2598 | 22.7199 |  |  |  | 0.41178 | 0.068127
2016-02-12 15:00:00 | 0.52711 | 0.52231 | 0.52232 | [6 empty] | -25.17 |  |  | 27.18 | 44.05 | 9.3715 | 22.9704 |  |  |  | 0.4174 | 0.073319
2016-02-12 16:00:00 | 0.53616 | 0.5295 | 0.52951 | [6 empty] | -25.17 |  |  | 34.56 | 46.07 | 9.7628 | 23.9918 |  |  |  | 0.42646 | 0.080505
2016-02-12 17:00:00 | 0.54259 | 0.53367 | 0.53367 | [6 empty] | -25.17 |  |  | 40.36 | 54.76 | 10.1041 | 24.8461 |  |  |  | 0.43289 | 0.084673
2016-02-12 18:00:00 | 0.54559 | 0.53426 | 0.53426 | [6 empty] | -25.17 |  |  | 35.56 | 64.07 | 10.3269 | 25.3279 |  |  |  | 0.43588 | 0.085261
2016-02-12 19:00:00 | 0.53966 | 0.52724 | 0.52724 | [6 empty] | -25.17 |  |  | 29.96 | 61.87 | 10.3269 | 25.3214 |  |  |  | 0.42996 | 0.078238
2016-02-12 20:00:00 | 0.51904 | 0.50527 | 0.50527 | [6 empty] | -25.17 |  |  | 26.45 | 52.5 | 10.088 | 24.7112 |  |  |  | 0.40934 | 0.056274
2016-02-12 21:00:00 | 0.46733 | 0.45296 | 0.45296 | [6 empty] | -25.17 |  |  | 27.18 | 46.05 | 9.2321 | 22.5657 |  |  |  | 0.35763 | 0.0039609
2016-02-12 22:00:00 | 0.40472 | 0.39369 | 0.39369 | [6 empty] | -25.17 |  |  | 25.45 | 48.19 | 7.7964 | 18.9685 |  |  |  | 0.29502 | 0
2016-02-12 23:00:00 | 0.34386 | 0.34407 | 0.34408 | [6 empty] | -25.17 |  |  | 22.23 | 46 | 5.7439 | 14.016 |  |  |  | 0.23415 | 0
2016-02-13 00:00:00 | 0.33828 | 0.34375 | 0.34376 | [6 empty] | -25.17 |  |  | 21.1 | 42.61 | 5.2398 | 12.8945 |  |  |  | 0.22858 | 0
2016-02-13 01:00:00 | 0.35748 | 0.36237 | 0.36238 | [6 empty] | -25.17 |  |  | 20.21 | 39.96 | 5.5907 | 13.7197 |  |  |  | 0.24777 | 0
2016-02-13 02:00:00 | 0.37319 | 0.37971 | 0.37972 | [6 empty] | -25.17 |  |  | 19.94 | 38.07 | 5.7025 | 13.9974 |  |  |  | 0.26349 | 0
2016-02-13 03:00:00 | 0.40726 | 0.41374 | 0.41375 | [6 empty] | -25.17 |  |  | 19.9 | 35.07 | 6.2179 | 15.1912 |  |  |  | 0.29756 | 0
2016-02-13 04:00:00 | 0.49681 | 0.50511 | 0.50512 | [6 empty] | -25.17 |  |  | 19.98 | 28.69 | 7.5739 | 18.5293 |  |  |  | 0.38711 | 0.056122
2016-02-13 05:00:00 | 0.66516 | 0.66078 | 0.66079 | [6 empty] | -25.17 |  |  | 19.9 | 23.36 | 11.4343 | 27.7596 |  |  |  | 0.55545 | 0.21179
2016-02-13 06:00:00 | 0.67068 | 0.66669 | 0.6667 | [6 empty] | -25.17 |  |  | 21.48 | 20.36 | 11.7225 | 28.7622 |  |  |  | 0.56098 | 0.2177
2016-02-13 07:00:00 | 0.65073 | 0.64622 | 0.64622 | [6 empty] | -25.17 |  |  | 28.38 | 21.54 | 11.361 | 27.7867 |  |  |  | 0.54103 | 0.19722
2016-02-13 08:00:00 | 0.62259 | 0.61691 | 0.61691 | [6 empty] | -25.17 |  |  | 30.36 | 34.82 | 11.0852 | 27.1938 |  |  |  | 0.51289 | 0.16791
2016-02-13 09:00:00 | 0.60258 | 0.59575 | 0.59575 | [6 empty] | -25.17 |  |  | 30.09 | 44.75 | 10.8255 | 26.5192 |  |  |  | 0.49287 | 0.14675
2016-02-13 10:00:00 | 0.58475 | 0.57767 | 0.57767 | [6 empty] | -25.17 |  |  | 29.84 | 47.65 | 10.5191 | 25.7334 |  |  |  | 0.47505 | 0.12867
2016-02-13 11:00:00 | 0.55084 | 0.54258 | 0.54258 | [6 empty] | -25.17 |  |  | 26.75 | 51.51 | 10.1097 | 24.782 |  |  |  | 0.44114 | 0.093584
2016-02-13 12:00:00 | 0.53259 | 0.522 | 0.522 | [6 empty] | -25.17 |  |  | 23.93 | 54.68 | 10.0116 | 24.5245 |  |  |  | 0.42289 | 0.072999
2016-02-13 13:00:00 | 0.52704 | 0.51597 | 0.51597 | [6 empty] | -25.17 |  |  | 21.37 | 47.07 | 9.9634 | 24.4063 |  |  |  | 0.41734 | 0.066975
2016-02-13 14:00:00 | 0.52976 | 0.51952 | 0.51952 | [6 empty] | -25.17 |  |  | 21.15 | 44.05 | 9.9963 | 24.5598 |  |  |  | 0.42006 | 0.070518
2016-02-13 15:00:00 | 0.54097 | 0.53117 | 0.53117 | [6 empty] | -25.17 |  |  | 20.96 | 39.14 | 10.117 | 24.8315 |  |  |  | 0.43127 | 0.082175
2016-02-13 16:00:00 | 0.55924 | 0.54892 | 0.54892 | [6 empty] | -25.17 |  |  | 24.69 | 38.95 | 10.5397 | 25.9364 |  |  |  | 0.44954 | 0.099921
2016-02-13 17:00:00 | 0.56883 | 0.55656 | 0.55656 | [6 empty] | -25.17 |  |  | 29.65 | 48.61 | 10.9083 | 26.8605 |  |  |  | 0.45913 | 0.10756
2016-02-13 18:00:00 | 0.5682 | 0.55266 | 0.55265 | [6 empty] | -25.17 |  |  | 24.61 | 58.05 | 11.1487 | 27.3807 |  |  |  | 0.4585 | 0.10365
2016-02-13 19:00:00 | 0.56109 | 0.54424 | 0.54424 | [6 empty] | -25.17 |  |  | 19.91 | 60.2 | 11.1487 | 27.3736 |  |  |  | 0.45139 | 0.09524
2016-02-13 20:00:00 | 0.55296 | 0.53712 | 0.53712 | [6 empty] | -25.17 |  |  | 18.7 | 52.92 | 10.8906 | 26.7131 |  |  |  | 0.44326 | 0.088121
2016-02-13 21:00:00 | 0.49869 | 0.48244 | 0.48244 | [6 empty] | -25.17 |  |  | 18.47 | 47.18 | 9.9663 | 24.3922 |  |  |  | 0.38899 | 0.033437
2016-02-13 22:00:00 | 0.43392 | 0.4217 | 0.42171 | [6 empty] | -25.17 |  |  | 16.88 | 47.23 | 8.415 | 20.4968 |  |  |  | 0.32422 | 0
2016-02-13 23:00:00 | 0.37126 | 0.37167 | 0.37168 | [6 empty] | -25.17 |  |  | 13.06 | 42 | 6.2002 | 15.1478 |  |  |  | 0.26155 | 0
2016-02-14 00:00:00 | 0.35311 | 0.36172 | 0.36173 | [6 empty] | -25.17 |  |  | 10.28 | 40.5 | 5.1842 | 12.7552 |  |  |  | 0.2434 | 0
2016-02-14 01:00:00 | 0.36035 | 0.36634 | 0.36634 | [6 empty] | -25.17 |  |  | 8.48 | 40.36 | 5.5314 | 13.5716 |  |  |  | 0.25065 | 0
2016-02-14 02:00:00 | 0.39082 | 0.40103 | 0.40104 | [6 empty] | -25.17 |  |  | 5.09 | 32.01 | 5.642 | 13.8464 |  |  |  | 0.28112 | 0
2016-02-14 03:00:00 | 0.45372 | 0.46901 | 0.46902 | [6 empty] | -25.17 |  |  | 4.21 | 20.33 | 6.152 | 15.0274 |  |  |  | 0.34401 | 0.020022
2016-02-14 04:00:00 | 0.54459 | 0.56207 | 0.56209 | [6 empty] | -25.17 |  |  | 4.75 | 17.26 | 7.4936 | 18.3296 |  |  |  | 0.43488 | 0.11309
2016-02-14 05:00:00 | 0.61997 | 0.6089 | 0.60891 | [6 empty] | -25.17 |  |  | 5.3 | 25.06 | 11.3133 | 27.4609 |  |  |  | 0.51026 | 0.15991
2016-02-14 06:00:00 | 0.62421 | 0.61331 | 0.61331 | [6 empty] | -25.17 |  |  | 8.76 | 43.39 | 11.5979 | 28.4504 |  |  |  | 0.51451 | 0.16431
2016-02-14 07:00:00 | 0.60971 | 0.59921 | 0.59921 | [6 empty] | -25.17 |  |  | 11.81 | 59.46 | 11.2404 | 27.4858 |  |  |  | 0.50001 | 0.15021
2016-02-14 08:00:00 | 0.58818 | 0.57763 | 0.57763 | [6 empty] | -25.17 |  |  | 15.03 | 60.97 | 10.9675 | 26.8998 |  |  |  | 0.47848 | 0.12863
2016-02-14 09:00:00 | 0.56825 | 0.55655 | 0.55655 | [6 empty] | -25.17 |  |  | 17.46 | 56.74 | 10.7107 | 26.2326 |  |  |  | 0.45855 | 0.10755
2016-02-14 10:00:00 | 0.55585 | 0.54482 | 0.54483 | [6 empty] | -25.17 |  |  | 18.01 | 51.4 | 10.4075 | 25.4555 |  |  |  | 0.44615 | 0.095825
2016-02-14 11:00:00 | 0.53097 | 0.52029 | 0.52029 | [6 empty] | -25.17 |  |  | 17.69 | 49.93 | 10.0024 | 24.5143 |  |  |  | 0.42127 | 0.071291
2016-02-14 12:00:00 | 0.52164 | 0.51018 | 0.51018 | [6 empty] | -25.17 |  |  | 17.34 | 48.81 | 9.9055 | 24.2597 |  |  |  | 0.41194 | 0.061181
2016-02-14 13:00:00 | 0.52616 | 0.516 | 0.516 | [6 empty] | -25.17 |  |  | 16.27 | 46.67 | 9.8577 | 24.1428 |  |  |  | 0.41646 | 0.066999
2016-02-14 14:00:00 | 0.53242 | 0.5237 | 0.5237 | [6 empty] | -25.17 |  |  | 15.13 | 48.08 | 9.8903 | 24.2945 |  |  |  | 0.42272 | 0.074699
2016-02-14 15:00:00 | 0.53234 | 0.5221 | 0.5221 | [6 empty] | -25.17 |  |  | 16.96 | 51.1 | 10.0097 | 24.5632 |  |  |  | 0.42264 | 0.073102
2016-02-14 16:00:00 | 0.56054 | 0.55155 | 0.55155 | [6 empty] | -25.17 |  |  | 21.21 | 51.07 | 10.4279 | 25.656 |  |  |  | 0.45083 | 0.10255
2016-02-14 17:00:00 | 0.57416 | 0.56396 | 0.56396 | [6 empty] | -25.17 |  |  | 29.94 | 58.95 | 10.7925 | 26.5701 |  |  |  | 0.46446 | 0.11496
2016-02-14 18:00:00 | 0.57583 | 0.56279 | 0.56279 | [6 empty] | -25.17 |  |  | 30.38 | 69.22 | 11.0304 | 27.0847 |  |  |  | 0.46613 | 0.11379
2016-02-14 19:00:00 | 0.57583 | 0.56273 | 0.56273 | [6 empty] | -25.17 |  |  | 23.57 | 67.32 | 11.0304 | 27.0777 |  |  |  | 0.46613 | 0.11373
2016-02-14 20:00:00 | 0.56127 | 0.54803 | 0.54803 | [6 empty] | -25.17 |  |  | 20.21 | 54.28 | 10.775 | 26.4245 |  |  |  | 0.45157 | 0.099033
2016-02-14 21:00:00 | 0.50434 | 0.49014 | 0.49014 | [6 empty] | -25.17 |  |  | 20.33 | 49.08 | 9.8606 | 24.1289 |  |  |  | 0.39464 | 0.041138
2016-02-14 22:00:00 | 0.45072 | 0.44236 | 0.44236 | [6 empty] | -25.17 |  |  | 17.52 | 48.82 | 8.326 | 20.2765 |  |  |  | 0.34102 | 0
2016-02-14 23:00:00 | 0.37454 | 0.37618 | 0.37619 | [6 empty] | -25.17 |  |  | 16.57 | 43.21 | 6.1345 | 14.9847 |  |  |  | 0.26483 | 0
2016-02-15 00:00:00 | 0.34923 | 0.35786 | 0.35787 | [6 empty] | -25.17 |  |  | 16 | 45.9 | 5.1138 | 12.5789 |  |  |  | 0.23953 | 0
2016-02-15 01:00:00 | 0.36505 | 0.37261 | 0.37262 | [6 empty] | -25.17 |  |  | 14.36 | 43.71 | 5.4563 | 13.3842 |  |  |  | 0.25534 | 0
2016-02-15 02:00:00 | 0.38615 | 0.3963 | 0.39631 | [6 empty] | -25.17 |  |  | 13.14 | 41.04 | 5.5655 | 13.6552 |  |  |  | 0.27644 | 0
2016-02-15 03:00:00 | 0.42135 | 0.43181 | 0.43182 | [6 empty] | -25.17 |  |  | 12.68 | 39.96 | 6.0685 | 14.8199 |  |  |  | 0.31165 | 0
2016-02-15 04:00:00 | 0.51197 | 0.52476 | 0.52477 | [6 empty] | -25.17 |  |  | 14.65 | 39.89 | 7.392 | 18.0769 |  |  |  | 0.40227 | 0.075771
2016-02-15 05:00:00 | 0.66472 | 0.66306 | 0.66308 | [6 empty] | -25.17 |  |  | 21.12 | 45.02 | 11.16 | 27.0829 |  |  |  | 0.55501 | 0.21408
2016-02-15 06:00:00 | 0.68261 | 0.68353 | 0.68353 | [6 empty] | -25.17 |  |  | 32.18 | 50.68 | 11.4402 | 28.0556 |  |  |  | 0.57291 | 0.23453
2016-02-15 07:00:00 | 0.66473 | 0.66541 | 0.66542 | [6 empty] | -25.17 |  |  | 30.11 | 64.6 | 11.0876 | 27.105 |  |  |  | 0.55503 | 0.21642
2016-02-15 08:00:00 | 0.64286 | 0.64339 | 0.6434 | [6 empty] | -25.17 |  |  | 31.72 | 66.27 | 10.8185 | 26.5276 |  |  |  | 0.53316 | 0.1944
2016-02-15 09:00:00 | 0.62077 | 0.61973 | 0.61973 | [6 empty] | -25.17 |  |  | 30.91 | 65.67 | 10.5652 | 25.8698 |  |  |  | 0.51106 | 0.17073
2016-02-15 10:00:00 | 0.59414 | 0.59124 | 0.59125 | [6 empty] | -25.17 |  |  | 29.93 | 65.67 | 10.2662 | 25.1036 |  |  |  | 0.48444 | 0.14225
2016-02-15 11:00:00 | 0.56646 | 0.56336 | 0.56337 | [6 empty] | -25.17 |  |  | 27.22 | 65.65 | 9.8666 | 24.1755 |  |  |  | 0.45676 | 0.11437
2016-02-15 12:00:00 | 0.5592 | 0.55568 | 0.55569 | [6 empty] | -25.17 |  |  | 25.39 | 64.7 | 9.771 | 23.9245 |  |  |  | 0.4495 | 0.10669
2016-02-15 13:00:00 | 0.55336 | 0.5493 | 0.5493 | [6 empty] | -25.17 |  |  | 24.81 | 63.27 | 9.7239 | 23.8093 |  |  |  | 0.44366 | 0.1003
2016-02-15 14:00:00 | 0.55555 | 0.55222 | 0.55222 | [6 empty] | -25.17 |  |  | 24.4 | 59.45 | 9.756 | 23.9588 |  |  |  | 0.44585 | 0.10322
2016-02-15 15:00:00 | 0.55962 | 0.55551 | 0.55552 | [6 empty] | -25.17 |  |  | 24.93 | 55.1 | 9.8738 | 24.2235 |  |  |  | 0.44992 | 0.10652
2016-02-15 16:00:00 | 0.57678 | 0.57204 | 0.57205 | [6 empty] | -25.17 |  |  | 28.45 | 53.19 | 10.2862 | 25.3011 |  |  |  | 0.46707 | 0.12305
2016-02-15 17:00:00 | 0.58474 | 0.57784 | 0.57785 | [6 empty] | -25.17 |  |  | 35.19 | 61.17 | 10.6459 | 26.2024 |  |  |  | 0.47504 | 0.12885
2016-02-15 18:00:00 | 0.58589 | 0.57611 | 0.57611 | [6 empty] | -25.17 |  |  | 32.19 | 69.16 | 10.8806 | 26.71 |  |  |  | 0.47619 | 0.12711
2016-02-15 19:00:00 | 0.57374 | 0.56177 | 0.56178 | [6 empty] | -25.17 |  |  | 30.05 | 65.91 | 10.8806 | 26.7032 |  |  |  | 0.46404 | 0.11278
2016-02-15 20:00:00 | 0.55424 | 0.54124 | 0.54124 | [6 empty] | -25.17 |  |  | 24.39 | 57.07 | 10.6287 | 26.0591 |  |  |  | 0.44454 | 0.092237
2016-02-15 21:00:00 | 0.49783 | 0.48382 | 0.48382 | [6 empty] | -25.17 |  |  | 25.87 | 47.93 | 9.7268 | 23.7955 |  |  |  | 0.38813 | 0.034823
2016-02-15 22:00:00 | 0.43388 | 0.42371 | 0.42372 | [6 empty] | -25.17 |  |  | 22.39 | 50.53 | 8.2132 | 19.9977 |  |  |  | 0.32418 | 0
2016-02-15 23:00:00 | 0.36913 | 0.37066 | 0.37067 | [6 empty] | -25.17 |  |  | 22.37 | 46.31 | 6.0513 | 14.7782 |  |  |  | 0.25942 | 0
2016-02-16 00:00:00 | 0.37891 | 0.3891 | 0.3891 | [6 empty] | -25.17 |  |  | 22.32 | 44.85 | 5.4843 | 13.5079 |  |  |  | 0.2692 | 0
2016-02-16 01:00:00 | 0.39589 | 0.40494 | 0.40495 | [6 empty] | -25.17 |  |  | 22.31 | 44.07 | 5.8513 | 14.3716 |  |  |  | 0.28619 | 0
2016-02-16 02:00:00 | 0.41516 | 0.4264 | 0.42642 | [6 empty] | -25.17 |  |  | 22.04 | 41.61 | 5.9684 | 14.6625 |  |  |  | 0.30546 | 0
2016-02-16 03:00:00 | 0.45301 | 0.46461 | 0.46462 | [6 empty] | -25.17 |  |  | 21.83 | 38.83 | 6.5077 | 15.9128 |  |  |  | 0.34331 | 0.01562
2016-02-16 04:00:00 | 0.54905 | 0.56298 | 0.563 | [6 empty] | -25.17 |  |  | 22.74 | 39.31 | 7.9266 | 19.4084 |  |  |  | 0.43934 | 0.114
2016-02-16 05:00:00 | 0.71439 | 0.71322 | 0.71323 | [6 empty] | -25.17 |  |  | 29.39 | 45 | 11.9663 | 29.0745 |  |  |  | 0.60468 | 0.26423
2016-02-16 06:00:00 | 0.73992 | 0.74266 | 0.74267 | [6 empty] | -25.17 |  |  | 40.43 | 46.51 | 12.2705 | 30.1362 |  |  |  | 0.63022 | 0.29367
2016-02-16 07:00:00 | 0.72069 | 0.72315 | 0.72316 | [6 empty] | -25.17 |  |  | 42.46 | 61.19 | 11.8915 | 29.1118 |  |  |  | 0.61099 | 0.27416
2016-02-16 08:00:00 | 0.69578 | 0.6978 | 0.69781 | [6 empty] | -25.17 |  |  | 42.42 | 64.77 | 11.6025 | 28.489 |  |  |  | 0.58608 | 0.24881
2016-02-16 09:00:00 | 0.66926 | 0.66909 | 0.6691 | [6 empty] | -25.17 |  |  | 37.91 | 65.61 | 11.3306 | 27.7815 |  |  |  | 0.55955 | 0.2201
2016-02-16 10:00:00 | 0.63992 | 0.63762 | 0.63762 | [6 empty] | -25.17 |  |  | 35.72 | 65.05 | 11.0097 | 26.9576 |  |  |  | 0.53022 | 0.18862
2016-02-16 11:00:00 | 0.61292 | 0.61085 | 0.61086 | [6 empty] | -25.17 |  |  | 33.07 | 64.5 | 10.5812 | 25.9609 |  |  |  | 0.50321 | 0.16186
2016-02-16 12:00:00 | 0.60167 | 0.59853 | 0.59854 | [6 empty] | -25.17 |  |  | 32.77 | 62.01 | 10.4785 | 25.6907 |  |  |  | 0.49196 | 0.14954
2016-02-16 13:00:00 | 0.59538 | 0.59166 | 0.59167 | [6 empty] | -25.17 |  |  | 31.7 | 61.19 | 10.4279 | 25.5668 |  |  |  | 0.48567 | 0.14267
2016-02-16 14:00:00 | 0.59843 | 0.59562 | 0.59562 | [6 empty] | -25.17 |  |  | 32.09 | 57.06 | 10.4626 | 25.7281 |  |  |  | 0.48872 | 0.14662
2016-02-16 15:00:00 | 0.60486 | 0.60159 | 0.60159 | [6 empty] | -25.17 |  |  | 34.88 | 53.02 | 10.589 | 26.0133 |  |  |  | 0.49516 | 0.15259
2016-02-16 16:00:00 | 0.61434 | 0.60885 | 0.60885 | [6 empty] | -25.17 |  |  | 39.81 | 52.79 | 11.0316 | 27.1714 |  |  |  | 0.50464 | 0.15985
2016-02-16 17:00:00 | 0.61874 | 0.61021 | 0.61021 | [6 empty] | -25.17 |  |  | 53.46 | 64.94 | 11.4174 | 28.1399 |  |  |  | 0.50904 | 0.16121
2016-02-16 18:00:00 | 0.61994 | 0.60832 | 0.60832 | [6 empty] | -25.17 |  |  | 49.71 | 69.97 | 11.6689 | 28.6844 |  |  |  | 0.51024 | 0.15932
2016-02-16 19:00:00 | 0.61649 | 0.60421 | 0.60421 | [6 empty] | -25.17 |  |  | 33.96 | 67.21 | 11.6689 | 28.6769 |  |  |  | 0.50679 | 0.15521
2016-02-16 20:00:00 | 0.5907 | 0.57643 | 0.57643 | [6 empty] | -25.17 |  |  | 27 | 57.82 | 11.3986 | 27.9843 |  |  |  | 0.481 | 0.12743
2016-02-16 21:00:00 | 0.53074 | 0.51546 | 0.51546 | [6 empty] | -25.17 |  |  | 24.98 | 48.63 | 10.431 | 25.5518 |  |  |  | 0.42104 | 0.06646
2016-02-16 22:00:00 | 0.46341 | 0.4524 | 0.45241 | [6 empty] | -25.17 |  |  | 21.48 | 50.83 | 8.8064 | 21.4664 |  |  |  | 0.35371 | 0.0034073
2016-02-16 23:00:00 | 0.39674 | 0.39872 | 0.39873 | [6 empty] | -25.17 |  |  | 18.97 | 47.43 | 6.4889 | 15.8662 |  |  |  | 0.28704 | 0
2016-02-17 00:00:00 | 0.38908 | 0.39936 | 0.39937 | [6 empty] | -25.17 |  |  | 18.86 | 44.79 | 5.6571 | 13.9428 |  |  |  | 0.27938 | 0
2016-02-17 01:00:00 | 0.40655 | 0.41564 | 0.41565 | [6 empty] | -25.17 |  |  | 18.7 | 45.06 | 6.0356 | 14.8337 |  |  |  | 0.29684 | 0
2016-02-17 02:00:00 | 0.42629 | 0.43763 | 0.43765 | [6 empty] | -25.17 |  |  | 18.74 | 43.67 | 6.1564 | 15.134 |  |  |  | 0.31659 | 0
2016-02-17 03:00:00 | 0.46516 | 0.47684 | 0.47685 | [6 empty] | -25.17 |  |  | 19.58 | 42.32 | 6.7126 | 16.4242 |  |  |  | 0.35545 | 0.027849
2016-02-17 04:00:00 | 0.56377 | 0.5778 | 0.57782 | [6 empty] | -25.17 |  |  | 19 | 41 | 8.176 | 20.0313 |  |  |  | 0.45407 | 0.12882
2016-02-17 05:00:00 | 0.73392 | 0.73236 | 0.73237 | [6 empty] | -25.17 |  |  | 22.75 | 44.91 | 12.3425 | 30.0062 |  |  |  | 0.62422 | 0.28337
2016-02-17 06:00:00 | 0.76017 | 0.76265 | 0.76265 | [6 empty] | -25.17 |  |  | 30.97 | 51.93 | 12.6581 | 31.1105 |  |  |  | 0.65047 | 0.31365
2016-02-17 07:00:00 | 0.74039 | 0.74258 | 0.74258 | [6 empty] | -25.17 |  |  | 31.71 | 64 | 12.2668 | 30.0514 |  |  |  | 0.63069 | 0.29358
2016-02-17 08:00:00 | 0.71482 | 0.71657 | 0.71658 | [6 empty] | -25.17 |  |  | 29.95 | 65 | 11.9684 | 29.4073 |  |  |  | 0.60512 | 0.26758
2016-02-17 09:00:00 | 0.68761 | 0.68712 | 0.68713 | [6 empty] | -25.17 |  |  | 23.53 | 65.64 | 11.6878 | 28.6764 |  |  |  | 0.57791 | 0.23813
2016-02-17 10:00:00 | 0.65751 | 0.65484 | 0.65485 | [6 empty] | -25.17 |  |  | 24.77 | 65.1 | 11.3567 | 27.8255 |  |  |  | 0.54781 | 0.20585
2016-02-17 11:00:00 | 0.62977 | 0.62736 | 0.62737 | [6 empty] | -25.17 |  |  | 23.55 | 65.2 | 10.9147 | 26.7966 |  |  |  | 0.52007 | 0.17837
2016-02-17 12:00:00 | 0.61823 | 0.61473 | 0.61473 | [6 empty] | -25.17 |  |  | 24.72 | 65.4 | 10.8087 | 26.5173 |  |  |  | 0.50853 | 0.16573
2016-02-17 13:00:00 | 0.61178 | 0.60768 | 0.60769 | [6 empty] | -25.17 |  |  | 25.91 | 63.92 | 10.7565 | 26.3894 |  |  |  | 0.50208 | 0.15869
2016-02-17 14:00:00 | 0.61491 | 0.61175 | 0.61176 | [6 empty] | -25.17 |  |  | 29.9 | 60.39 | 10.7923 | 26.5563 |  |  |  | 0.50521 | 0.16276
2016-02-17 15:00:00 | 0.62153 | 0.61789 | 0.6179 | [6 empty] | -25.17 |  |  | 30.67 | 53.2 | 10.9228 | 26.8511 |  |  |  | 0.51183 | 0.1689
2016-02-17 16:00:00 | 0.63134 | 0.62542 | 0.62542 | [6 empty] | -25.17 |  |  | 38.06 | 52.43 | 11.3795 | 28.0469 |  |  |  | 0.52164 | 0.17642
2016-02-17 17:00:00 | 0.63593 | 0.6269 | 0.6269 | [6 empty] | -25.17 |  |  | 40.87 | 61.04 | 11.7775 | 29.0469 |  |  |  | 0.52623 | 0.1779
2016-02-17 18:00:00 | 0.63721 | 0.62501 | 0.62501 | [6 empty] | -25.17 |  |  | 33.96 | 74.94 | 12.0369 | 29.6086 |  |  |  | 0.52751 | 0.17601
2016-02-17 19:00:00 | 0.63369 | 0.6208 | 0.6208 | [6 empty] | -25.17 |  |  | 29.94 | 68.99 | 12.0369 | 29.6008 |  |  |  | 0.52399 | 0.1718
2016-02-17 20:00:00 | 0.60723 | 0.59231 | 0.59231 | [6 empty] | -25.17 |  |  | 24.05 | 64.44 | 11.758 | 28.8855 |  |  |  | 0.49753 | 0.14331
2016-02-17 21:00:00 | 0.54563 | 0.5297 | 0.5297 | [6 empty] | -25.17 |  |  | 24.25 | 52.77 | 10.7597 | 26.3738 |  |  |  | 0.43593 | 0.080696
2016-02-17 22:00:00 | 0.47632 | 0.46479 | 0.46479 | [6 empty] | -25.17 |  |  | 22.73 | 53.15 | 9.0831 | 22.1534 |  |  |  | 0.36662 | 0.015794
2016-02-17 23:00:00 | 0.40756 | 0.4094 | 0.40941 | [6 empty] | -25.17 |  |  | 20.74 | 48.66 | 6.6931 | 16.3752 |  |  |  | 0.29786 | 0
2016-02-18 00:00:00 | 0.38032 | 0.39056 | 0.39057 | [6 empty] | -25.17 |  |  | 20.57 | 47.98 | 5.504 | 13.5575 |  |  |  | 0.27061 | 0
2016-02-18 01:00:00 | 0.39736 | 0.40646 | 0.40647 | [6 empty] | -25.17 |  |  | 18.87 | 48.12 | 5.8723 | 14.4242 |  |  |  | 0.28766 | 0
2016-02-18 02:00:00 | 0.41671 | 0.42801 | 0.42802 | [6 empty] | -25.17 |  |  | 19.88 | 46.62 | 5.9898 | 14.7163 |  |  |  | 0.307 | 0
2016-02-18 03:00:00 | 0.4547 | 0.46635 | 0.46637 | [6 empty] | -25.17 |  |  | 19.89 | 44.94 | 6.5311 | 15.9711 |  |  |  | 0.34499 | 0.017367
2016-02-18 04:00:00 | 0.55109 | 0.5651 | 0.56511 | [6 empty] | -25.17 |  |  | 20.33 | 45.04 | 7.955 | 19.4793 |  |  |  | 0.44138 | 0.11611
2016-02-18 05:00:00 | 0.71703 | 0.71589 | 0.7159 | [6 empty] | -25.17 |  |  | 23.16 | 47.37 | 12.0092 | 29.1807 |  |  |  | 0.60733 | 0.2669
2016-02-18 06:00:00 | 0.74267 | 0.74545 | 0.74546 | [6 empty] | -25.17 |  |  | 35.53 | 53.02 | 12.3147 | 30.2472 |  |  |  | 0.63297 | 0.29646
2016-02-18 07:00:00 | 0.72337 | 0.72586 | 0.72587 | [6 empty] | -25.17 |  |  | 39.92 | 65.87 | 11.9343 | 29.2189 |  |  |  | 0.61366 | 0.27687
2016-02-18 08:00:00 | 0.69836 | 0.70042 | 0.70043 | [6 empty] | -25.17 |  |  | 34.97 | 68.45 | 11.6442 | 28.5937 |  |  |  | 0.58866 | 0.25143
2016-02-18 09:00:00 | 0.67174 | 0.6716 | 0.67161 | [6 empty] | -25.17 |  |  | 29.92 | 68.91 | 11.3713 | 27.8835 |  |  |  | 0.56203 | 0.22261
2016-02-18 10:00:00 | 0.64229 | 0.64001 | 0.64001 | [6 empty] | -25.17 |  |  | 25.98 | 66.09 | 11.0493 | 27.0565 |  |  |  | 0.53259 | 0.19101
2016-02-18 11:00:00 | 0.61518 | 0.61314 | 0.61315 | [6 empty] | -25.17 |  |  | 23.77 | 66.01 | 10.6192 | 26.0561 |  |  |  | 0.50548 | 0.16415
2016-02-18 12:00:00 | 0.60389 | 0.60077 | 0.60078 | [6 empty] | -25.17 |  |  | 24.53 | 65.93 | 10.5161 | 25.7849 |  |  |  | 0.49419 | 0.15178
2016-02-18 13:00:00 | 0.59758 | 0.59388 | 0.59388 | [6 empty] | -25.17 |  |  | 25.13 | 63.21 | 10.4654 | 25.6606 |  |  |  | 0.48787 | 0.14488
2016-02-18 14:00:00 | 0.60064 | 0.59785 | 0.59785 | [6 empty] | -25.17 |  |  | 29.04 | 61.03 | 10.5002 | 25.8225 |  |  |  | 0.49094 | 0.14885
2016-02-18 15:00:00 | 0.6071 | 0.60384 | 0.60385 | [6 empty] | -25.17 |  |  | 32 | 54.36 | 10.6271 | 26.1088 |  |  |  | 0.4974 | 0.15485
2016-02-18 16:00:00 | 0.61661 | 0.61113 | 0.61113 | [6 empty] | -25.17 |  |  | 38.74 | 52.5 | 11.0713 | 27.2711 |  |  |  | 0.50691 | 0.16213
2016-02-18 17:00:00 | 0.62102 | 0.6125 | 0.6125 | [6 empty] | -25.17 |  |  | 45.08 | 62.07 | 11.4584 | 28.2432 |  |  |  | 0.51132 | 0.1635
2016-02-18 18:00:00 | 0.62223 | 0.61059 | 0.6106 | [6 empty] | -25.17 |  |  | 38.06 | 68.41 | 11.7109 | 28.7897 |  |  |  | 0.51252 | 0.1616
2016-02-18 19:00:00 | 0.61877 | 0.60647 | 0.60647 | [6 empty] | -25.17 |  |  | 32.24 | 66.7 | 11.7109 | 28.7821 |  |  |  | 0.50907 | 0.15747
2016-02-18 20:00:00 | 0.59288 | 0.57859 | 0.57859 | [6 empty] | -25.17 |  |  | 25.95 | 60.04 | 11.4396 | 28.087 |  |  |  | 0.48318 | 0.12959
2016-02-18 21:00:00 | 0.53269 | 0.51739 | 0.51739 | [6 empty] | -25.17 |  |  | 23.09 | 50.31 | 10.4685 | 25.6455 |  |  |  | 0.42299 | 0.068386
2016-02-18 22:00:00 | 0.46512 | 0.45409 | 0.4541 | [6 empty] | -25.17 |  |  | 21.34 | 54.58 | 8.838 | 21.5447 |  |  |  | 0.35541 | 0.0050955
2016-02-18 23:00:00 | 0.39821 | 0.40022 | 0.40023 | [6 empty] | -25.17 |  |  | 21.85 | 50.48 | 6.5122 | 15.9242 |  |  |  | 0.28851 | 0
2016-02-19 00:00:00 | 0.36403 | 0.37263 | 0.37263 | [6 empty] | -25.17 |  |  | 21.44 | 52.81 | 5.3805 | 13.2474 |  |  |  | 0.25432 | 0
2016-02-19 01:00:00 | 0.38189 | 0.38957 | 0.38958 | [6 empty] | -25.17 |  |  | 21.75 | 51.14 | 5.7407 | 14.0947 |  |  |  | 0.27219 | 0
2016-02-19 02:00:00 | 0.39452 | 0.40326 | 0.40327 | [6 empty] | -25.17 |  |  | 22.19 | 48.47 | 5.8555 | 14.38 |  |  |  | 0.28482 | 0
2016-02-19 03:00:00 | 0.42989 | 0.43866 | 0.43867 | [6 empty] | -25.17 |  |  | 22.37 | 44.46 | 6.3847 | 15.6063 |  |  |  | 0.32018 | 0
2016-02-19 04:00:00 | 0.52302 | 0.53388 | 0.53389 | [6 empty] | -25.17 |  |  | 19.46 | 43.89 | 7.7769 | 19.035 |  |  |  | 0.41331 | 0.084891
2016-02-19 05:00:00 | 0.69819 | 0.69647 | 0.69649 | [6 empty] | -25.17 |  |  | 27.83 | 43.47 | 11.7405 | 28.5161 |  |  |  | 0.58848 | 0.24749
2016-02-19 06:00:00 | 0.72419 | 0.72646 | 0.72647 | [6 empty] | -25.17 |  |  | 34.98 | 43.08 | 12.0379 | 29.5525 |  |  |  | 0.61449 | 0.27747
2016-02-19 07:00:00 | 0.70351 | 0.70519 | 0.7052 | [6 empty] | -25.17 |  |  | 38.49 | 43.81 | 11.6663 | 28.5489 |  |  |  | 0.59381 | 0.2562
2016-02-19 08:00:00 | 0.67808 | 0.67917 | 0.67918 | [6 empty] | -25.17 |  |  | 34.95 | 47.47 | 11.3829 | 27.9389 |  |  |  | 0.56838 | 0.23018
2016-02-19 09:00:00 | 0.65376 | 0.65301 | 0.65301 | [6 empty] | -25.17 |  |  | 34.95 | 54.78 | 11.1162 | 27.2453 |  |  |  | 0.54406 | 0.20401
2016-02-19 10:00:00 | 0.62539 | 0.62261 | 0.62261 | [6 empty] | -25.17 |  |  | 37.91 | 56 | 10.8015 | 26.4377 |  |  |  | 0.51568 | 0.17361
2016-02-19 11:00:00 | 0.59654 | 0.59358 | 0.59359 | [6 empty] | -25.17 |  |  | 31.55 | 56.02 | 10.3811 | 25.4602 |  |  |  | 0.48683 | 0.14459
2016-02-19 12:00:00 | 0.58434 | 0.58014 | 0.58015 | [6 empty] | -25.17 |  |  | 27.93 | 54.44 | 10.2803 | 25.1954 |  |  |  | 0.47464 | 0.13115
2016-02-19 13:00:00 | 0.57761 | 0.57274 | 0.57274 | [6 empty] | -25.17 |  |  | 25.25 | 49.62 | 10.2307 | 25.0739 |  |  |  | 0.4679 | 0.12374
2016-02-19 14:00:00 | 0.57989 | 0.57579 | 0.5758 | [6 empty] | -25.17 |  |  | 25.09 | 47.1 | 10.2647 | 25.2319 |  |  |  | 0.47019 | 0.1268
2016-02-19 15:00:00 | 0.58615 | 0.58158 | 0.58159 | [6 empty] | -25.17 |  |  | 24.84 | 45.05 | 10.3887 | 25.5113 |  |  |  | 0.47645 | 0.13259
2016-02-19 16:00:00 | 0.59618 | 0.58955 | 0.58956 | [6 empty] | -25.17 |  |  | 30.04 | 45.34 | 10.8228 | 26.6468 |  |  |  | 0.48648 | 0.14056
2016-02-19 17:00:00 | 0.60328 | 0.59416 | 0.59417 | [6 empty] | -25.17 |  |  | 34.94 | 49.55 | 11.2013 | 27.5965 |  |  |  | 0.49358 | 0.14517
2016-02-19 18:00:00 | 0.60657 | 0.59479 | 0.59479 | [6 empty] | -25.17 |  |  | 27.99 | 63.06 | 11.4481 | 28.1306 |  |  |  | 0.49687 | 0.14579
2016-02-19 19:00:00 | 0.59995 | 0.58695 | 0.58695 | [6 empty] | -25.17 |  |  | 23.69 | 61.02 | 11.4481 | 28.1233 |  |  |  | 0.49025 | 0.13795
2016-02-19 20:00:00 | 0.57699 | 0.56246 | 0.56246 | [6 empty] | -25.17 |  |  | 24.93 | 51.21 | 11.183 | 27.4444 |  |  |  | 0.46729 | 0.11346
2016-02-19 21:00:00 | 0.51947 | 0.50418 | 0.50418 | [6 empty] | -25.17 |  |  | 23.38 | 46.5 | 10.2338 | 25.0593 |  |  |  | 0.40977 | 0.055182
2016-02-19 22:00:00 | 0.44986 | 0.43815 | 0.43816 | [6 empty] | -25.17 |  |  | 18.9 | 52.04 | 8.6403 | 21.0547 |  |  |  | 0.34015 | 0
2016-02-19 23:00:00 | 0.38243 | 0.38313 | 0.38314 | [6 empty] | -25.17 |  |  | 18.3 | 49.68 | 6.3664 | 15.5611 |  |  |  | 0.27273 | 0
2016-02-20 00:00:00 | 0.33017 | 0.33542 | 0.33542 | [6 empty] | -25.17 |  |  | 16.82 | 47.83 | 5.1183 | 12.5901 |  |  |  | 0.22046 | 0
2016-02-20 01:00:00 | 0.34891 | 0.35359 | 0.3536 | [6 empty] | -25.17 |  |  | 11.54 | 44.83 | 5.4611 | 13.3962 |  |  |  | 0.2392 | 0
2016-02-20 02:00:00 | 0.36424 | 0.37051 | 0.37052 | [6 empty] | -25.17 |  |  | 9.69 | 42.23 | 5.5704 | 13.6674 |  |  |  | 0.25454 | 0
2016-02-20 03:00:00 | 0.39749 | 0.40371 | 0.40372 | [6 empty] | -25.17 |  |  | 9.52 | 38.97 | 6.0738 | 14.8332 |  |  |  | 0.28779 | 0
2016-02-20 04:00:00 | 0.4849 | 0.49287 | 0.49288 | [6 empty] | -25.17 |  |  | 5.01 | 36.72 | 7.3985 | 18.093 |  |  |  | 0.37519 | 0.04388
2016-02-20 05:00:00 | 0.64927 | 0.64481 | 0.64483 | [6 empty] | -25.17 |  |  | 5.06 | 38.26 | 11.1698 | 27.1069 |  |  |  | 0.53957 | 0.19583
2016-02-20 06:00:00 | 0.65464 | 0.65055 | 0.65055 | [6 empty] | -25.17 |  |  | 9.09 | 31.53 | 11.4502 | 28.0808 |  |  |  | 0.54494 | 0.20155
2016-02-20 07:00:00 | 0.63518 | 0.63058 | 0.63058 | [6 empty] | -25.17 |  |  | 8.69 | 31.02 | 11.0973 | 27.1293 |  |  |  | 0.52548 | 0.18158
2016-02-20 08:00:00 | 0.60772 | 0.60199 | 0.602 | [6 empty] | -25.17 |  |  | 13.43 | 39.41 | 10.828 | 26.5513 |  |  |  | 0.49802 | 0.153
2016-02-20 09:00:00 | 0.58819 | 0.58135 | 0.58135 | [6 empty] | -25.17 |  |  | 16.36 | 43.73 | 10.5745 | 25.8929 |  |  |  | 0.47849 | 0.13235
2016-02-20 10:00:00 | 0.57079 | 0.56371 | 0.56371 | [6 empty] | -25.17 |  |  | 17 | 46.06 | 10.2752 | 25.126 |  |  |  | 0.46109 | 0.11471
2016-02-20 11:00:00 | 0.5377 | 0.52948 | 0.52948 | [6 empty] | -25.17 |  |  | 16.96 | 49.94 | 9.8753 | 24.1971 |  |  |  | 0.428 | 0.08048
2016-02-20 12:00:00 | 0.5199 | 0.5094 | 0.5094 | [6 empty] | -25.17 |  |  | 15.94 | 50.84 | 9.7796 | 23.9458 |  |  |  | 0.4102 | 0.060402
2016-02-20 13:00:00 | 0.51449 | 0.50352 | 0.50353 | [6 empty] | -25.17 |  |  | 15.77 | 45.11 | 9.7324 | 23.8305 |  |  |  | 0.40478 | 0.054525
2016-02-20 14:00:00 | 0.51713 | 0.50698 | 0.50698 | [6 empty] | -25.17 |  |  | 16.05 | 43.07 | 9.7646 | 23.9801 |  |  |  | 0.40743 | 0.057981
2016-02-20 15:00:00 | 0.52807 | 0.51835 | 0.51835 | [6 empty] | -25.17 |  |  | 16.15 | 41.7 | 9.8824 | 24.2451 |  |  |  | 0.41837 | 0.069351
2016-02-20 16:00:00 | 0.54591 | 0.53567 | 0.53567 | [6 empty] | -25.17 |  |  | 18.99 | 41.22 | 10.2953 | 25.3237 |  |  |  | 0.4362 | 0.08667
2016-02-20 17:00:00 | 0.55528 | 0.54313 | 0.54313 | [6 empty] | -25.17 |  |  | 24.22 | 47.87 | 10.6552 | 26.2258 |  |  |  | 0.44558 | 0.094125
2016-02-20 18:00:00 | 0.55468 | 0.53933 | 0.53933 | [6 empty] | -25.17 |  |  | 23.49 | 60.92 | 10.8901 | 26.7339 |  |  |  | 0.44498 | 0.090327
2016-02-20 19:00:00 | 0.54775 | 0.53112 | 0.53112 | [6 empty] | -25.17 |  |  | 18.96 | 63.93 | 10.8901 | 26.727 |  |  |  | 0.43805 | 0.082121
2016-02-20 20:00:00 | 0.53981 | 0.52417 | 0.52417 | [6 empty] | -25.17 |  |  | 13.92 | 61.07 | 10.638 | 26.0824 |  |  |  | 0.4301 | 0.075172
2016-02-20 21:00:00 | 0.48683 | 0.47082 | 0.47082 | [6 empty] | -25.17 |  |  | 11.79 | 54.9 | 9.7353 | 23.8168 |  |  |  | 0.37713 | 0.021816
2016-02-20 22:00:00 | 0.4236 | 0.41156 | 0.41156 | [6 empty] | -25.17 |  |  | 7.81 | 60.03 | 8.2204 | 20.0155 |  |  |  | 0.3139 | 0
2016-02-20 23:00:00 | 0.36238 | 0.36268 | 0.36269 | [6 empty] | -25.17 |  |  | 9.37 | 52.81 | 6.0566 | 14.7913 |  |  |  | 0.25268 | 0
2016-02-21 00:00:00 | 0.28929 | 0.29576 | 0.29577 | [6 empty] | -25.17 |  |  | 6.52 | 47.44 | 4.2771 | 10.4919 |  |  |  | 0.17958 | 0
2016-02-21 01:00:00 | 0.29531 | 0.29961 | 0.29961 | [6 empty] | -25.17 |  |  | 5.09 | 45.13 | 4.5639 | 11.1655 |  |  |  | 0.1856 | 0
2016-02-21 02:00:00 | 0.32017 | 0.3279 | 0.32791 | [6 empty] | -25.17 |  |  | 3.14 | 43.09 | 4.6553 | 11.3915 |  |  |  | 0.21046 | 0
2016-02-21 03:00:00 | 0.37158 | 0.38339 | 0.3834 | [6 empty] | -25.17 |  |  | 0.46 | 40.22 | 5.0762 | 12.3639 |  |  |  | 0.26187 | 0
2016-02-21 04:00:00 | 0.44605 | 0.45951 | 0.45953 | [6 empty] | -25.17 |  |  | 0.13 | 42.44 | 6.184 | 15.0836 |  |  |  | 0.33635 | 0.010529
2016-02-21 05:00:00 | 0.5087 | 0.4985 | 0.49851 | [6 empty] | -25.17 |  |  | -0.05 | 46.85 | 9.3374 | 22.6035 |  |  |  | 0.39899 | 0.049506
2016-02-21 06:00:00 | 0.51206 | 0.5019 | 0.5019 | [6 empty] | -25.17 |  |  | 0.13 | 64.87 | 9.5657 | 23.387 |  |  |  | 0.40236 | 0.052899
2016-02-21 07:00:00 | 0.50018 | 0.49039 | 0.49039 | [6 empty] | -25.17 |  |  | 5.62 | 69.05 | 9.2722 | 22.5999 |  |  |  | 0.39048 | 0.041389
2016-02-21 08:00:00 | 0.48258 | 0.4728 | 0.4728 | [6 empty] | -25.17 |  |  | 10.81 | 66.95 | 9.0479 | 22.1226 |  |  |  | 0.37287 | 0.023805
2016-02-21 09:00:00 | 0.46627 | 0.45559 | 0.45559 | [6 empty] | -25.17 |  |  | 13.07 | 66.88 | 8.8364 | 21.5758 |  |  |  | 0.35657 | 0.0065913
2016-02-21 10:00:00 | 0.45609 | 0.44599 | 0.44599 | [6 empty] | -25.17 |  |  | 14.94 | 66.36 | 8.5867 | 20.9386 |  |  |  | 0.34638 | 0
2016-02-21 11:00:00 | 0.43569 | 0.42592 | 0.42593 | [6 empty] | -25.17 |  |  | 14.95 | 66 | 8.2525 | 20.1647 |  |  |  | 0.32599 | 0
2016-02-21 12:00:00 | 0.42806 | 0.41768 | 0.41768 | [6 empty] | -25.17 |  |  | 10.6 | 65.69 | 8.1727 | 19.9564 |  |  |  | 0.31836 | 0
2016-02-21 13:00:00 | 0.43174 | 0.42241 | 0.42241 | [6 empty] | -25.17 |  |  | 7.71 | 64.01 | 8.1334 | 19.8605 |  |  |  | 0.32204 | 0
2016-02-21 14:00:00 | 0.43684 | 0.42868 | 0.42869 | [6 empty] | -25.17 |  |  | 4.95 | 62.27 | 8.16 | 19.9839 |  |  |  | 0.32713 | 0
2016-02-21 15:00:00 | 0.43681 | 0.42739 | 0.42739 | [6 empty] | -25.17 |  |  | 7.69 | 59 | 8.2582 | 20.2033 |  |  |  | 0.3271 | 0
2016-02-21 16:00:00 | 0.45989 | 0.45146 | 0.45146 | [6 empty] | -25.17 |  |  | 14.34 | 58.9 | 8.6028 | 21.1007 |  |  |  | 0.35019 | 0.0024639
2016-02-21 17:00:00 | 0.4711 | 0.46164 | 0.46164 | [6 empty] | -25.17 |  |  | 18.61 | 62.97 | 8.9034 | 21.8514 |  |  |  | 0.3614 | 0.012639
2016-02-21 18:00:00 | 0.47254 | 0.46074 | 0.46074 | [6 empty] | -25.17 |  |  | 18.2 | 71.59 | 9.1 | 22.2759 |  |  |  | 0.36284 | 0.01174
2016-02-21 19:00:00 | 0.47254 | 0.46069 | 0.46069 | [6 empty] | -25.17 |  |  | 12 | 69.48 | 9.1 | 22.2704 |  |  |  | 0.36284 | 0.011693
2016-02-21 20:00:00 | 0.4606 | 0.44867 | 0.44868 | [6 empty] | -25.17 |  |  | 12.64 | 64.78 | 8.8896 | 21.7346 |  |  |  | 0.3509 | 0
2016-02-21 21:00:00 | 0.41396 | 0.40134 | 0.40134 | [6 empty] | -25.17 |  |  | 13.94 | 54.94 | 8.1357 | 19.8495 |  |  |  | 0.30426 | 0
2016-02-21 22:00:00 | 0.36987 | 0.36221 | 0.36222 | [6 empty] | -25.17 |  |  | 9.31 | 59.03 | 6.8722 | 16.6933 |  |  |  | 0.26016 | 0
2016-02-21 23:00:00 | 0.30707 | 0.30778 | 0.30779 | [6 empty] | -25.17 |  |  | -4.93 | 50.99 | 5.0624 | 12.332 |  |  |  | 0.19737 | 0
2016-02-22 00:00:00 | 0.26233 | 0.26959 | 0.2696 | [6 empty] | -25.17 |  |  | -4.98 | 44.93 | 3.7635 | 9.2433 |  |  |  | 0.15263 | 0
2016-02-22 01:00:00 | 0.27821 | 0.28431 | 0.28431 | [6 empty] | -25.17 |  |  | -5.08 | 45.29 | 4.1202 | 10.089 |  |  |  | 0.16851 | 0
2016-02-22 02:00:00 | 0.29034 | 0.29924 | 0.29925 | [6 empty] | -25.17 |  |  | -1.02 | 44.94 | 4.0151 | 9.7956 |  |  |  | 0.18063 | 0
2016-02-22 03:00:00 | 0.3297 | 0.33997 | 0.33998 | [6 empty] | -25.17 |  |  | -0.97 | 43.01 | 4.4863 | 10.8864 |  |  |  | 0.22 | 0
2016-02-22 04:00:00 | 0.40327 | 0.41123 | 0.41124 | [6 empty] | -25.17 |  |  | 7.63 | 43.17 | 5.9542 | 14.4823 |  |  |  | 0.29357 | 0
2016-02-22 05:00:00 | 0.5201 | 0.52014 | 0.52016 | [6 empty] | -25.17 |  |  | 18.05 | 44.76 | 8.7318 | 21.3268 |  |  |  | 0.4104 | 0.071155
2016-02-22 06:00:00 | 0.54699 | 0.54988 | 0.54988 | [6 empty] | -25.17 |  |  | 26.38 | 48.08 | 9.1251 | 22.5482 |  |  |  | 0.43729 | 0.10088
2016-02-22 07:00:00 | 0.53338 | 0.53497 | 0.53498 | [6 empty] | -25.17 |  |  | 27.92 | 64.15 | 8.8932 | 21.8403 |  |  |  | 0.42367 | 0.085977
2016-02-22 08:00:00 | 0.50846 | 0.50748 | 0.50748 | [6 empty] | -25.17 |  |  | 23.97 | 66.99 | 8.6431 | 21.1355 |  |  |  | 0.39876 | 0.058484
2016-02-22 09:00:00 | 0.47961 | 0.47717 | 0.47718 | [6 empty] | -25.17 |  |  | 23.11 | 68.08 | 8.1938 | 19.9247 |  |  |  | 0.3699 | 0.028177
2016-02-22 10:00:00 | 0.45039 | 0.44625 | 0.44626 | [6 empty] | -25.17 |  |  | 23.93 | 67.82 | 7.8667 | 19.1207 |  |  |  | 0.34069 | 0
2016-02-22 11:00:00 | 0.43416 | 0.4308 | 0.43081 | [6 empty] | -25.17 |  |  | 24 | 67.96 | 7.5469 | 18.3675 |  |  |  | 0.32445 | 0
2016-02-22 12:00:00 | 0.41843 | 0.41395 | 0.41396 | [6 empty] | -25.17 |  |  | 24.52 | 66.91 | 7.3966 | 18.008 |  |  |  | 0.30872 | 0
2016-02-22 13:00:00 | 0.41146 | 0.4075 | 0.40751 | [6 empty] | -25.17 |  |  | 23.98 | 66.71 | 7.2766 | 17.7649 |  |  |  | 0.30176 | 0
2016-02-22 14:00:00 | 0.41071 | 0.406 | 0.40601 | [6 empty] | -25.17 |  |  | 23.91 | 63.19 | 7.3186 | 17.8529 |  |  |  | 0.301 | 0
2016-02-22 15:00:00 | 0.42187 | 0.41776 | 0.41777 | [6 empty] | -25.17 |  |  | 23.92 | 60.7 | 7.499 | 18.3477 |  |  |  | 0.31217 | 0
2016-02-22 16:00:00 | 0.43423 | 0.42835 | 0.42835 | [6 empty] | -25.17 |  |  | 27.93 | 58.2 | 7.8879 | 19.3119 |  |  |  | 0.32453 | 0
2016-02-22 17:00:00 | 0.45061 | 0.44406 | 0.44406 | [6 empty] | -25.17 |  |  | 40.13 | 65.06 | 8.28 | 20.3284 |  |  |  | 0.34091 | 0
2016-02-22 18:00:00 | 0.46052 | 0.45126 | 0.45127 | [6 empty] | -25.17 |  |  | 39.45 | 76.23 | 8.6509 | 21.1741 |  |  |  | 0.35082 | 0.0022673
2016-02-22 19:00:00 | 0.46545 | 0.45441 | 0.45441 | [6 empty] | -25.17 |  |  | 29.37 | 73.85 | 8.8855 | 21.7244 |  |  |  | 0.35575 | 0.0054108
2016-02-22 20:00:00 | 0.45023 | 0.43681 | 0.43681 | [6 empty] | -25.17 |  |  | 24.69 | 66.93 | 8.8177 | 21.5113 |  |  |  | 0.34053 | 0
2016-02-22 21:00:00 | 0.40237 | 0.38756 | 0.38756 | [6 empty] | -25.17 |  |  | 25.08 | 58.81 | 8.0723 | 19.6048 |  |  |  | 0.29267 | 0
2016-02-22 22:00:00 | 0.34011 | 0.32909 | 0.32909 | [6 empty] | -25.17 |  |  | 19.56 | 55.8 | 6.6467 | 16.0868 |  |  |  | 0.2304 | 0
2016-02-22 23:00:00 | 0.28086 | 0.27914 | 0.27915 | [6 empty] | -25.17 |  |  | 17.81 | 49 | 4.8114 | 11.662 |  |  |  | 0.17116 | 0
2016-02-23 00:00:00 | 0.28887 | 0.29584 | 0.29584 | [6 empty] | -25.17 |  |  | 14.28 | 48.88 | 4.2212 | 10.353 |  |  |  | 0.17917 | 0
2016-02-23 01:00:00 | 0.30188 | 0.30794 | 0.30795 | [6 empty] | -25.17 |  |  | 17.23 | 49.1 | 4.5043 | 11.0178 |  |  |  | 0.19218 | 0
2016-02-23 02:00:00 | 0.31651 | 0.32422 | 0.32422 | [6 empty] | -25.17 |  |  | 17.47 | 47.01 | 4.5945 | 11.2408 |  |  |  | 0.20681 | 0
2016-02-23 03:00:00 | 0.34537 | 0.35327 | 0.35328 | [6 empty] | -25.17 |  |  | 17.83 | 45.82 | 5.0099 | 12.2004 |  |  |  | 0.23567 | 0
2016-02-23 04:00:00 | 0.41863 | 0.42811 | 0.42812 | [6 empty] | -25.17 |  |  | 19.15 | 44.95 | 6.1033 | 14.8843 |  |  |  | 0.30893 | 0
2016-02-23 05:00:00 | 0.54541 | 0.54291 | 0.54292 | [6 empty] | -25.17 |  |  | 27.32 | 47.19 | 9.2156 | 22.3051 |  |  |  | 0.4357 | 0.09392
2016-02-23 06:00:00 | 0.5646 | 0.56491 | 0.56492 | [6 empty] | -25.17 |  |  | 30.62 | 56 | 9.4406 | 23.0765 |  |  |  | 0.45489 | 0.11592
2016-02-23 07:00:00 | 0.54995 | 0.55012 | 0.55013 | [6 empty] | -25.17 |  |  | 31.9 | 66.62 | 9.1509 | 22.3002 |  |  |  | 0.44025 | 0.10113
2016-02-23 08:00:00 | 0.53102 | 0.53094 | 0.53095 | [6 empty] | -25.17 |  |  | 31.09 | 69.53 | 8.9297 | 21.8295 |  |  |  | 0.42132 | 0.081947
2016-02-23 09:00:00 | 0.51085 | 0.50916 | 0.50917 | [6 empty] | -25.17 |  |  | 29.19 | 69.56 | 8.7209 | 21.2901 |  |  |  | 0.40115 | 0.060171
2016-02-23 10:00:00 | 0.48855 | 0.48529 | 0.48529 | [6 empty] | -25.17 |  |  | 30.68 | 68.36 | 8.4745 | 20.6614 |  |  |  | 0.37884 | 0.036294
2016-02-23 11:00:00 | 0.46794 | 0.46493 | 0.46494 | [6 empty] | -25.17 |  |  | 25.92 | 68 | 8.1447 | 19.8978 |  |  |  | 0.35824 | 0.015937
2016-02-23 12:00:00 | 0.4594 | 0.4556 | 0.4556 | [6 empty] | -25.17 |  |  | 24.96 | 66.94 | 8.066 | 19.6922 |  |  |  | 0.3497 | 0.0066018
2016-02-23 13:00:00 | 0.45462 | 0.45039 | 0.45039 | [6 empty] | -25.17 |  |  | 23.9 | 66.26 | 8.0272 | 19.5976 |  |  |  | 0.34492 | 0.0013916
2016-02-23 14:00:00 | 0.45693 | 0.45338 | 0.45339 | [6 empty] | -25.17 |  |  | 24.13 | 65.01 | 8.0534 | 19.7194 |  |  |  | 0.34723 | 0.0043851
2016-02-23 15:00:00 | 0.46184 | 0.45791 | 0.45791 | [6 empty] | -25.17 |  |  | 24.36 | 60.85 | 8.1503 | 19.9357 |  |  |  | 0.35214 | 0.008914
2016-02-23 16:00:00 | 0.46917 | 0.4635 | 0.4635 | [6 empty] | -25.17 |  |  | 30.08 | 57.95 | 8.4903 | 20.8211 |  |  |  | 0.35947 | 0.014503
2016-02-23 17:00:00 | 0.47264 | 0.46462 | 0.46462 | [6 empty] | -25.17 |  |  | 36.75 | 62.24 | 8.787 | 21.5619 |  |  |  | 0.36294 | 0.015621
2016-02-23 18:00:00 | 0.47366 | 0.46325 | 0.46326 | [6 empty] | -25.17 |  |  | 29.94 | 74.97 | 8.9811 | 21.9808 |  |  |  | 0.36395 | 0.014257
2016-02-23 19:00:00 | 0.47105 | 0.46015 | 0.46015 | [6 empty] | -25.17 |  |  | 22.96 | 70.98 | 8.9811 | 21.9754 |  |  |  | 0.36135 | 0.011148
2016-02-23 20:00:00 | 0.45144 | 0.43908 | 0.43908 | [6 empty] | -25.17 |  |  | 23.23 | 62.49 | 8.7734 | 21.4468 |  |  |  | 0.34174 | 0
2016-02-23 21:00:00 | 0.4057 | 0.39272 | 0.39273 | [6 empty] | -25.17 |  |  | 19.76 | 53.63 | 8.0294 | 19.5868 |  |  |  | 0.296 | 0
2016-02-23 22:00:00 | 0.35422 | 0.34474 | 0.34475 | [6 empty] | -25.17 |  |  | 17.9 | 50 | 6.7825 | 16.4731 |  |  |  | 0.24452 | 0
2016-02-23 23:00:00 | 0.30281 | 0.30344 | 0.30345 | [6 empty] | -25.17 |  |  | 18.04 | 47.98 | 4.9963 | 12.169 |  |  |  | 0.1931 | 0
2016-02-24 00:00:00 | 0.3194 | 0.32716 | 0.32717 | [6 empty] | -25.17 |  |  | 16.59 | 46.5 | 4.6761 | 11.4853 |  |  |  | 0.2097 | 0
2016-02-24 01:00:00 | 0.33379 | 0.34055 | 0.34056 | [6 empty] | -25.17 |  |  | 13.61 | 45.78 | 4.9895 | 12.2218 |  |  |  | 0.22409 | 0
2016-02-24 02:00:00 | 0.34995 | 0.35853 | 0.35854 | [6 empty] | -25.17 |  |  | 13.66 | 44.14 | 5.0893 | 12.4691 |  |  |  | 0.24025 | 0
2016-02-24 03:00:00 | 0.38186 | 0.39065 | 0.39066 | [6 empty] | -25.17 |  |  | 17.43 | 42.51 | 5.5494 | 13.5331 |  |  |  | 0.27216 | 0
2016-02-24 04:00:00 | 0.46286 | 0.47341 | 0.47342 | [6 empty] | -25.17 |  |  | 18.92 | 42.37 | 6.7602 | 16.5088 |  |  |  | 0.35315 | 0.024423
2016-02-24 05:00:00 | 0.60312 | 0.60048 | 0.60049 | [6 empty] | -25.17 |  |  | 23.15 | 45.72 | 10.2068 | 24.7365 |  |  |  | 0.49342 | 0.15149
2016-02-24 06:00:00 | 0.62443 | 0.62495 | 0.62496 | [6 empty] | -25.17 |  |  | 33.69 | 53.02 | 10.4594 | 25.6084 |  |  |  | 0.51472 | 0.17596
2016-02-24 07:00:00 | 0.60821 | 0.60855 | 0.60856 | [6 empty] | -25.17 |  |  | 30.99 | 65.71 | 10.1378 | 24.7439 |  |  |  | 0.4985 | 0.15956
2016-02-24 08:00:00 | 0.58727 | 0.58733 | 0.58733 | [6 empty] | -25.17 |  |  | 25.04 | 66.35 | 9.8922 | 24.2191 |  |  |  | 0.47756 | 0.13833
2016-02-24 09:00:00 | 0.56498 | 0.56325 | 0.56325 | [6 empty] | -25.17 |  |  | 23.41 | 66.92 | 9.6608 | 23.6196 |  |  |  | 0.45527 | 0.11425
2016-02-24 10:00:00 | 0.54031 | 0.53684 | 0.53685 | [6 empty] | -25.17 |  |  | 22.56 | 67.04 | 9.3876 | 22.9212 |  |  |  | 0.43061 | 0.08785
2016-02-24 11:00:00 | 0.51753 | 0.51433 | 0.51433 | [6 empty] | -25.17 |  |  | 22.03 | 67.5 | 9.0222 | 22.0739 |  |  |  | 0.40783 | 0.065334
2016-02-24 12:00:00 | 0.50808 | 0.504 | 0.50401 | [6 empty] | -25.17 |  |  | 22.05 | 65.81 | 8.9349 | 21.8453 |  |  |  | 0.39838 | 0.055011
2016-02-24 13:00:00 | 0.5028 | 0.49825 | 0.49825 | [6 empty] | -25.17 |  |  | 22.56 | 65.46 | 8.8919 | 21.7402 |  |  |  | 0.3931 | 0.049252
2016-02-24 14:00:00 | 0.50536 | 0.50156 | 0.50157 | [6 empty] | -25.17 |  |  | 24 | 63 | 8.9211 | 21.876 |  |  |  | 0.39566 | 0.05257
2016-02-24 15:00:00 | 0.51079 | 0.50658 | 0.50659 | [6 empty] | -25.17 |  |  | 25.05 | 60.89 | 9.0286 | 22.1168 |  |  |  | 0.40109 | 0.057588
2016-02-24 16:00:00 | 0.51892 | 0.5128 | 0.51281 | [6 empty] | -25.17 |  |  | 31.96 | 59.72 | 9.4055 | 23.0999 |  |  |  | 0.40922 | 0.063807
2016-02-24 17:00:00 | 0.52279 | 0.51408 | 0.51408 | [6 empty] | -25.17 |  |  | 35.68 | 63.58 | 9.7343 | 23.9223 |  |  |  | 0.41309 | 0.065082
2016-02-24 18:00:00 | 0.52393 | 0.51259 | 0.51259 | [6 empty] | -25.17 |  |  | 36.41 | 71.19 | 9.9491 | 24.3864 |  |  |  | 0.41422 | 0.06359
2016-02-24 19:00:00 | 0.52105 | 0.50915 | 0.50916 | [6 empty] | -25.17 |  |  | 30.51 | 70.41 | 9.9491 | 24.3802 |  |  |  | 0.41135 | 0.060155
2016-02-24 20:00:00 | 0.49937 | 0.48586 | 0.48586 | [6 empty] | -25.17 |  |  | 23.97 | 65.09 | 9.7189 | 23.793 |  |  |  | 0.38967 | 0.036857
2016-02-24 21:00:00 | 0.44879 | 0.43457 | 0.43457 | [6 empty] | -25.17 |  |  | 22.96 | 56.18 | 8.8945 | 21.7279 |  |  |  | 0.33908 | 0
2016-02-24 22:00:00 | 0.39178 | 0.38139 | 0.38139 | [6 empty] | -25.17 |  |  | 20.56 | 53.02 | 7.5118 | 18.267 |  |  |  | 0.28207 | 0
2016-02-24 23:00:00 | 0.33485 | 0.33562 | 0.33563 | [6 empty] | -25.17 |  |  | 24.04 | 51.57 | 5.534 | 13.4967 |  |  |  | 0.22515 | 0
2016-02-25 00:00:00 | 0.35932 | 0.36877 | 0.36878 | [6 empty] | -25.17 |  |  | 22.58 | 47.08 | 5.2103 | 12.8206 |  |  |  | 0.24962 | 0
2016-02-25 01:00:00 | 0.37544 | 0.3838 | 0.38381 | [6 empty] | -25.17 |  |  | 21.26 | 46.25 | 5.5592 | 13.6411 |  |  |  | 0.26574 | 0
2016-02-25 02:00:00 | 0.3937 | 0.40414 | 0.40415 | [6 empty] | -25.17 |  |  | 20.09 | 44.95 | 5.6704 | 13.9173 |  |  |  | 0.284 | 0
2016-02-25 03:00:00 | 0.4296 | 0.44035 | 0.44036 | [6 empty] | -25.17 |  |  | 19.94 | 43.86 | 6.1829 | 15.1043 |  |  |  | 0.31989 | 0
2016-02-25 04:00:00 | 0.52068 | 0.53359 | 0.53361 | [6 empty] | -25.17 |  |  | 21.7 | 43.58 | 7.5313 | 18.4233 |  |  |  | 0.41098 | 0.08461
2016-02-25 05:00:00 | 0.67765 | 0.67612 | 0.67613 | [6 empty] | -25.17 |  |  | 27.19 | 46.9 | 11.3701 | 27.6011 |  |  |  | 0.56795 | 0.22713
2016-02-25 06:00:00 | 0.70179 | 0.70392 | 0.70392 | [6 empty] | -25.17 |  |  | 36.04 | 50.36 | 11.6564 | 28.5967 |  |  |  | 0.59209 | 0.25492
2016-02-25 07:00:00 | 0.68356 | 0.68544 | 0.68545 | [6 empty] | -25.17 |  |  | 38.29 | 66.25 | 11.297 | 27.627 |  |  |  | 0.57386 | 0.23645
2016-02-25 08:00:00 | 0.65995 | 0.66144 | 0.66145 | [6 empty] | -25.17 |  |  | 34.44 | 68.09 | 11.0227 | 27.0378 |  |  |  | 0.55025 | 0.21245
2016-02-25 09:00:00 | 0.63481 | 0.63424 | 0.63425 | [6 empty] | -25.17 |  |  | 32.12 | 67.5 | 10.7646 | 26.3671 |  |  |  | 0.52511 | 0.18525
2016-02-25 10:00:00 | 0.60701 | 0.60443 | 0.60443 | [6 empty] | -25.17 |  |  | 30.44 | 67.13 | 10.4599 | 25.5859 |  |  |  | 0.49731 | 0.15543
2016-02-25 11:00:00 | 0.58139 | 0.57906 | 0.57906 | [6 empty] | -25.17 |  |  | 26.55 | 65.91 | 10.0528 | 24.64 |  |  |  | 0.47169 | 0.13006
2016-02-25 12:00:00 | 0.57074 | 0.56739 | 0.5674 | [6 empty] | -25.17 |  |  | 26.01 | 64.49 | 9.9553 | 24.384 |  |  |  | 0.46103 | 0.1184
2016-02-25 13:00:00 | 0.56477 | 0.56088 | 0.56089 | [6 empty] | -25.17 |  |  | 25 | 63.06 | 9.9073 | 24.2665 |  |  |  | 0.45507 | 0.11189
2016-02-25 14:00:00 | 0.56766 | 0.56463 | 0.56463 | [6 empty] | -25.17 |  |  | 24.78 | 58.57 | 9.9401 | 24.4191 |  |  |  | 0.45796 | 0.11563
2016-02-25 15:00:00 | 0.57376 | 0.57028 | 0.57029 | [6 empty] | -25.17 |  |  | 25.39 | 54.93 | 10.0601 | 24.6891 |  |  |  | 0.46406 | 0.12129
2016-02-25 16:00:00 | 0.58278 | 0.57717 | 0.57718 | [6 empty] | -25.17 |  |  | 31.16 | 55.22 | 10.4804 | 25.7876 |  |  |  | 0.47307 | 0.12818
2016-02-25 17:00:00 | 0.58698 | 0.57849 | 0.57849 | [6 empty] | -25.17 |  |  | 39.91 | 61.55 | 10.8468 | 26.7064 |  |  |  | 0.47727 | 0.12949
2016-02-25 18:00:00 | 0.58814 | 0.57671 | 0.57671 | [6 empty] | -25.17 |  |  | 36.51 | 69.91 | 11.086 | 27.2236 |  |  |  | 0.47844 | 0.12771
2016-02-25 19:00:00 | 0.58488 | 0.57282 | 0.57282 | [6 empty] | -25.17 |  |  | 31.54 | 66.19 | 11.086 | 27.2166 |  |  |  | 0.47518 | 0.12382
2016-02-25 20:00:00 | 0.56043 | 0.54651 | 0.54651 | [6 empty] | -25.17 |  |  | 25.2 | 54.6 | 10.8293 | 26.5599 |  |  |  | 0.45073 | 0.097507
2016-02-25 21:00:00 | 0.50356 | 0.48872 | 0.48872 | [6 empty] | -25.17 |  |  | 25.1 | 47.63 | 9.9102 | 24.2525 |  |  |  | 0.39386 | 0.039723
2016-02-25 22:00:00 | 0.43968 | 0.42896 | 0.42896 | [6 empty] | -25.17 |  |  | 23.84 | 49.44 | 8.3678 | 20.3799 |  |  |  | 0.32998 | 0
2016-02-25 23:00:00 | 0.37632 | 0.37797 | 0.37798 | [6 empty] | -25.17 |  |  | 21.66 | 48.07 | 6.1653 | 15.0613 |  |  |  | 0.26662 | 0
2016-02-26 00:00:00 | 0.36011 | 0.36857 | 0.36858 | [6 empty] | -25.17 |  |  | 21.69 | 53.46 | 5.3245 | 13.1069 |  |  |  | 0.2504 | 0
2016-02-26 01:00:00 | 0.37778 | 0.38534 | 0.38535 | [6 empty] | -25.17 |  |  | 21.11 | 49.72 | 5.681 | 13.9454 |  |  |  | 0.26808 | 0
2016-02-26 02:00:00 | 0.39027 | 0.39887 | 0.39888 | [6 empty] | -25.17 |  |  | 20 | 45.66 | 5.7946 | 14.2277 |  |  |  | 0.28057 | 0
2016-02-26 03:00:00 | 0.42526 | 0.43389 | 0.4339 | [6 empty] | -25.17 |  |  | 21.02 | 44.93 | 6.3183 | 15.4411 |  |  |  | 0.31556 | 0
2016-02-26 04:00:00 | 0.51739 | 0.52807 | 0.52808 | [6 empty] | -25.17 |  |  | 22.07 | 44.08 | 7.6961 | 18.8337 |  |  |  | 0.40768 | 0.079084
2016-02-26 05:00:00 | 0.69071 | 0.68892 | 0.68894 | [6 empty] | -25.17 |  |  | 27.35 | 43.91 | 11.6187 | 28.215 |  |  |  | 0.581 | 0.23994
2016-02-26 06:00:00 | 0.71641 | 0.71856 | 0.71857 | [6 empty] | -25.17 |  |  | 32.93 | 44.03 | 11.9124 | 29.2379 |  |  |  | 0.60671 | 0.26957
2016-02-26 07:00:00 | 0.69596 | 0.69753 | 0.69754 | [6 empty] | -25.17 |  |  | 36.08 | 44.94 | 11.5448 | 28.2455 |  |  |  | 0.58625 | 0.24854
2016-02-26 08:00:00 | 0.67081 | 0.6718 | 0.6718 | [6 empty] | -25.17 |  |  | 33.48 | 49.8 | 11.2644 | 27.6423 |  |  |  | 0.5611 | 0.2228
2016-02-26 09:00:00 | 0.64675 | 0.64592 | 0.64592 | [6 empty] | -25.17 |  |  | 31.68 | 52.64 | 11.0006 | 26.9563 |  |  |  | 0.53704 | 0.19692
2016-02-26 10:00:00 | 0.61868 | 0.61585 | 0.61586 | [6 empty] | -25.17 |  |  | 29.5 | 53.61 | 10.6891 | 26.1573 |  |  |  | 0.50898 | 0.16686
2016-02-26 11:00:00 | 0.59014 | 0.58714 | 0.58715 | [6 empty] | -25.17 |  |  | 27.47 | 54.63 | 10.2731 | 25.1902 |  |  |  | 0.48044 | 0.13815
2016-02-26 12:00:00 | 0.57808 | 0.57385 | 0.57386 | [6 empty] | -25.17 |  |  | 25.06 | 54.62 | 10.1734 | 24.9283 |  |  |  | 0.46838 | 0.12486
2016-02-26 13:00:00 | 0.57142 | 0.56653 | 0.56653 | [6 empty] | -25.17 |  |  | 24 | 51.33 | 10.1244 | 24.8082 |  |  |  | 0.46172 | 0.11753
2016-02-26 14:00:00 | 0.57368 | 0.56955 | 0.56955 | [6 empty] | -25.17 |  |  | 25.11 | 49.08 | 10.1579 | 24.9644 |  |  |  | 0.46398 | 0.12055
2016-02-26 15:00:00 | 0.57987 | 0.57527 | 0.57528 | [6 empty] | -25.17 |  |  | 26.94 | 48.04 | 10.2806 | 25.2407 |  |  |  | 0.47017 | 0.12628
2016-02-26 16:00:00 | 0.5898 | 0.58316 | 0.58317 | [6 empty] | -25.17 |  |  | 33.98 | 48.92 | 10.7102 | 26.364 |  |  |  | 0.4801 | 0.13417
2016-02-26 17:00:00 | 0.59683 | 0.58773 | 0.58773 | [6 empty] | -25.17 |  |  | 39.94 | 60.22 | 11.0847 | 27.3035 |  |  |  | 0.48713 | 0.13873
2016-02-26 18:00:00 | 0.60009 | 0.58834 | 0.58834 | [6 empty] | -25.17 |  |  | 37.55 | 64.67 | 11.329 | 27.8321 |  |  |  | 0.49038 | 0.13934
2016-02-26 19:00:00 | 0.59354 | 0.58059 | 0.58059 | [6 empty] | -25.17 |  |  | 31.18 | 61.97 | 11.329 | 27.8249 |  |  |  | 0.48384 | 0.13159
2016-02-26 20:00:00 | 0.57083 | 0.55637 | 0.55637 | [6 empty] | -25.17 |  |  | 26.35 | 53.19 | 11.0666 | 27.1533 |  |  |  | 0.46113 | 0.10737
2016-02-26 21:00:00 | 0.51393 | 0.49873 | 0.49873 | [6 empty] | -25.17 |  |  | 26.86 | 48.97 | 10.1274 | 24.7937 |  |  |  | 0.40422 | 0.04973
2016-02-26 22:00:00 | 0.44506 | 0.43342 | 0.43343 | [6 empty] | -25.17 |  |  | 25 | 49.58 | 8.5507 | 20.8326 |  |  |  | 0.33536 | 0
2016-02-26 23:00:00 | 0.37833 | 0.37897 | 0.37898 | [6 empty] | -25.17 |  |  | 26.94 | 48.87 | 6.3003 | 15.3966 |  |  |  | 0.26863 | 0
2016-02-27 00:00:00 | 0.35154 | 0.35738 | 0.35738 | [6 empty] | -25.17 |  |  | 23.02 | 47.83 | 5.4383 | 13.3924 |  |  |  | 0.24183 | 0
2016-02-27 01:00:00 | 0.37148 | 0.37673 | 0.37673 | [6 empty] | -25.17 |  |  | 21.77 | 46.82 | 5.8023 | 14.2488 |  |  |  | 0.26177 | 0
2016-02-27 02:00:00 | 0.38782 | 0.39476 | 0.39477 | [6 empty] | -25.17 |  |  | 19.76 | 44.43 | 5.9184 | 14.5373 |  |  |  | 0.27812 | 0
2016-02-27 03:00:00 | 0.42322 | 0.43014 | 0.43015 | [6 empty] | -25.17 |  |  | 19.83 | 42.44 | 6.4532 | 15.777 |  |  |  | 0.31352 | 0
2016-02-27 04:00:00 | 0.51628 | 0.52512 | 0.52514 | [6 empty] | -25.17 |  |  | 20.16 | 41.47 | 7.8602 | 19.2429 |  |  |  | 0.40657 | 0.076135
2016-02-27 05:00:00 | 0.69111 | 0.68687 | 0.68689 | [6 empty] | -25.17 |  |  | 21.18 | 41.55 | 11.8662 | 28.827 |  |  |  | 0.5814 | 0.23789
2016-02-27 06:00:00 | 0.69689 | 0.69309 | 0.69309 | [6 empty] | -25.17 |  |  | 22.76 | 37.63 | 12.1674 | 29.8774 |  |  |  | 0.58718 | 0.24409
2016-02-27 07:00:00 | 0.67615 | 0.67179 | 0.67179 | [6 empty] | -25.17 |  |  | 25.71 | 36.75 | 11.7917 | 28.8623 |  |  |  | 0.56645 | 0.22279
2016-02-27 08:00:00 | 0.64689 | 0.6413 | 0.6413 | [6 empty] | -25.17 |  |  | 26.79 | 42.91 | 11.5052 | 28.2452 |  |  |  | 0.53719 | 0.1923
2016-02-27 09:00:00 | 0.62608 | 0.61929 | 0.61929 | [6 empty] | -25.17 |  |  | 23.24 | 47.23 | 11.2356 | 27.5438 |  |  |  | 0.51638 | 0.17029
2016-02-27 10:00:00 | 0.60755 | 0.60049 | 0.60049 | [6 empty] | -25.17 |  |  | 21.17 | 52.13 | 10.9174 | 26.7271 |  |  |  | 0.49785 | 0.15149
2016-02-27 11:00:00 | 0.57231 | 0.56401 | 0.56401 | [6 empty] | -25.17 |  |  | 19.92 | 53.96 | 10.4925 | 25.7389 |  |  |  | 0.46261 | 0.11501
2016-02-27 12:00:00 | 0.55333 | 0.54259 | 0.5426 | [6 empty] | -25.17 |  |  | 19.49 | 55 | 10.3907 | 25.4711 |  |  |  | 0.44363 | 0.093595
2016-02-27 13:00:00 | 0.54756 | 0.53633 | 0.53633 | [6 empty] | -25.17 |  |  | 19.68 | 49.96 | 10.3405 | 25.3483 |  |  |  | 0.43786 | 0.087329
2016-02-27 14:00:00 | 0.55038 | 0.54001 | 0.54002 | [6 empty] | -25.17 |  |  | 19.93 | 46.68 | 10.3749 | 25.5082 |  |  |  | 0.44068 | 0.091017
2016-02-27 15:00:00 | 0.56204 | 0.55214 | 0.55214 | [6 empty] | -25.17 |  |  | 20.21 | 45.32 | 10.5002 | 25.7908 |  |  |  | 0.45234 | 0.10314
2016-02-27 16:00:00 | 0.58102 | 0.57059 | 0.57059 | [6 empty] | -25.17 |  |  | 24.97 | 48.31 | 10.9391 | 26.9388 |  |  |  | 0.47132 | 0.12159
2016-02-27 17:00:00 | 0.59097 | 0.57852 | 0.57852 | [6 empty] | -25.17 |  |  | 32.04 | 57.95 | 11.3216 | 27.899 |  |  |  | 0.48127 | 0.12952
2016-02-27 18:00:00 | 0.5903 | 0.57445 | 0.57445 | [6 empty] | -25.17 |  |  | 31.91 | 65.05 | 11.5711 | 28.4389 |  |  |  | 0.4806 | 0.12545
2016-02-27 19:00:00 | 0.5829 | 0.56569 | 0.56569 | [6 empty] | -25.17 |  |  | 25.72 | 67.93 | 11.5711 | 28.4315 |  |  |  | 0.4732 | 0.11669
2016-02-27 20:00:00 | 0.57446 | 0.55829 | 0.55829 | [6 empty] | -25.17 |  |  | 21.74 | 62.93 | 11.3031 | 27.745 |  |  |  | 0.46476 | 0.10929
2016-02-27 21:00:00 | 0.51807 | 0.50144 | 0.50144 | [6 empty] | -25.17 |  |  | 23.1 | 56.19 | 10.3436 | 25.3335 |  |  |  | 0.40837 | 0.052438
2016-02-27 22:00:00 | 0.45077 | 0.43829 | 0.4383 | [6 empty] | -25.17 |  |  | 20.98 | 60.67 | 8.7328 | 21.2839 |  |  |  | 0.34107 | 0
2016-02-27 23:00:00 | 0.38576 | 0.38636 | 0.38637 | [6 empty] | -25.17 |  |  | 19.9 | 55.97 | 6.4346 | 15.7309 |  |  |  | 0.27606 | 0
2016-02-28 00:00:00 | 0.3668 | 0.37591 | 0.37592 | [6 empty] | -25.17 |  |  | 18.39 | 49.15 | 5.3783 | 13.2417 |  |  |  | 0.2571 | 0
2016-02-28 01:00:00 | 0.37431 | 0.38068 | 0.38069 | [6 empty] | -25.17 |  |  | 18.01 | 45.54 | 5.7383 | 14.0887 |  |  |  | 0.2646 | 0
2016-02-28 02:00:00 | 0.40598 | 0.41676 | 0.41677 | [6 empty] | -25.17 |  |  | 17.62 | 43.94 | 5.8531 | 14.3739 |  |  |  | 0.29628 | 0
2016-02-28 03:00:00 | 0.47135 | 0.48742 | 0.48744 | [6 empty] | -25.17 |  |  | 17.31 | 41.55 | 6.382 | 15.5997 |  |  |  | 0.36164 | 0.038436
2016-02-28 04:00:00 | 0.56574 | 0.58412 | 0.58414 | [6 empty] | -25.17 |  |  | 17.46 | 42.54 | 7.7736 | 19.0269 |  |  |  | 0.45603 | 0.13514
2016-02-28 05:00:00 | 0.64382 | 0.63263 | 0.63264 | [6 empty] | -25.17 |  |  | 17.51 | 47.87 | 11.7356 | 28.5039 |  |  |  | 0.53412 | 0.18364
2016-02-28 06:00:00 | 0.64826 | 0.63727 | 0.63727 | [6 empty] | -25.17 |  |  | 17.58 | 58.77 | 12.0328 | 29.5398 |  |  |  | 0.53856 | 0.18827
2016-02-28 07:00:00 | 0.6332 | 0.62261 | 0.62261 | [6 empty] | -25.17 |  |  | 17.9 | 70.74 | 11.6614 | 28.5367 |  |  |  | 0.5235 | 0.17361
2016-02-28 08:00:00 | 0.61083 | 0.60017 | 0.60017 | [6 empty] | -25.17 |  |  | 19.02 | 70.99 | 11.3781 | 27.9269 |  |  |  | 0.50113 | 0.15117
2016-02-28 09:00:00 | 0.59012 | 0.57826 | 0.57826 | [6 empty] | -25.17 |  |  | 19.01 | 70.94 | 11.1116 | 27.2337 |  |  |  | 0.48042 | 0.12926
2016-02-28 10:00:00 | 0.57725 | 0.56607 | 0.56607 | [6 empty] | -25.17 |  |  | 19.02 | 68.9 | 10.7969 | 26.4263 |  |  |  | 0.46755 | 0.11707
2016-02-28 11:00:00 | 0.5514 | 0.54058 | 0.54058 | [6 empty] | -25.17 |  |  | 16.6 | 68.4 | 10.3767 | 25.4493 |  |  |  | 0.4417 | 0.091578
2016-02-28 12:00:00 | 0.5417 | 0.53006 | 0.53007 | [6 empty] | -25.17 |  |  | 14.06 | 67.98 | 10.276 | 25.1846 |  |  |  | 0.432 | 0.081067
2016-02-28 13:00:00 | 0.54641 | 0.53612 | 0.53612 | [6 empty] | -25.17 |  |  | 12.45 | 66.13 | 10.2265 | 25.0632 |  |  |  | 0.43671 | 0.087119
2016-02-28 14:00:00 | 0.55292 | 0.54412 | 0.54413 | [6 empty] | -25.17 |  |  | 12.21 | 64.49 | 10.2604 | 25.2211 |  |  |  | 0.44322 | 0.095127
2016-02-28 15:00:00 | 0.55283 | 0.54246 | 0.54247 | [6 empty] | -25.17 |  |  | 13.26 | 61.93 | 10.3843 | 25.5004 |  |  |  | 0.44313 | 0.093465
2016-02-28 16:00:00 | 0.58212 | 0.57307 | 0.57307 | [6 empty] | -25.17 |  |  | 19.11 | 60.43 | 10.8183 | 26.6354 |  |  |  | 0.47242 | 0.12407
2016-02-28 17:00:00 | 0.59626 | 0.58596 | 0.58596 | [6 empty] | -25.17 |  |  | 24.6 | 63.99 | 11.1966 | 27.5846 |  |  |  | 0.48656 | 0.13696
2016-02-28 18:00:00 | 0.59798 | 0.58474 | 0.58474 | [6 empty] | -25.17 |  |  | 26.98 | 75.26 | 11.4433 | 28.1185 |  |  |  | 0.48828 | 0.13574
2016-02-28 19:00:00 | 0.59798 | 0.58467 | 0.58467 | [6 empty] | -25.17 |  |  | 21.81 | 72.73 | 11.4433 | 28.1112 |  |  |  | 0.48828 | 0.13567
2016-02-28 20:00:00 | 0.58285 | 0.56939 | 0.56939 | [6 empty] | -25.17 |  |  | 19.9 | 67.48 | 11.1783 | 27.4326 |  |  |  | 0.47315 | 0.12039
2016-02-28 21:00:00 | 0.52372 | 0.50922 | 0.50923 | [6 empty] | -25.17 |  |  | 20.44 | 55.21 | 10.2295 | 25.0486 |  |  |  | 0.41402 | 0.060226
2016-02-28 22:00:00 | 0.46805 | 0.45958 | 0.45959 | [6 empty] | -25.17 |  |  | 19.93 | 56.12 | 8.6367 | 21.0457 |  |  |  | 0.35835 | 0.010586
2016-02-28 23:00:00 | 0.38901 | 0.39089 | 0.3909 | [6 empty] | -25.17 |  |  | 19.12 | 52.43 | 6.3637 | 15.5544 |  |  |  | 0.27931 | 0
2016-02-29 00:00:00 | 0.3805 | 0.39027 | 0.39028 | [6 empty] | -25.17 |  |  | 17.77 | 49.15 | 5.5553 | 13.6866 |  |  |  | 0.2708 | 0
2016-02-29 01:00:00 | 0.39771 | 0.40632 | 0.40633 | [6 empty] | -25.17 |  |  | 17.6 | 45.54 | 5.9271 | 14.5614 |  |  |  | 0.288 | 0
2016-02-29 02:00:00 | 0.42073 | 0.43219 | 0.4322 | [6 empty] | -25.17 |  |  | 16.77 | 43.94 | 6.0456 | 14.8563 |  |  |  | 0.31103 | 0
2016-02-29 03:00:00 | 0.45909 | 0.47091 | 0.47092 | [6 empty] | -25.17 |  |  | 17.01 | 41.55 | 6.592 | 16.1229 |  |  |  | 0.34938 | 0.021919
2016-02-29 04:00:00 | 0.55781 | 0.57225 | 0.57227 | [6 empty] | -25.17 |  |  | 18.49 | 42.54 | 8.0291 | 19.6643 |  |  |  | 0.4481 | 0.12327
2016-02-29 05:00:00 | 0.72392 | 0.72285 | 0.72286 | [6 empty] | -25.17 |  |  | 28.23 | 47.87 | 12.1209 | 29.4574 |  |  |  | 0.61421 | 0.27386
2016-02-29 06:00:00 | 0.74354 | 0.74534 | 0.74534 | [6 empty] | -25.17 |  |  | 34.72 | 58.77 | 12.4298 | 30.5365 |  |  |  | 0.63384 | 0.29634
2016-02-29 07:00:00 | 0.72405 | 0.72556 | 0.72556 | [6 empty] | -25.17 |  |  | 32.96 | 70.74 | 12.0458 | 29.4979 |  |  |  | 0.61434 | 0.27656
2016-02-29 08:00:00 | 0.70019 | 0.7015 | 0.70151 | [6 empty] | -25.17 |  |  | 27.99 | 70.99 | 11.7529 | 28.8663 |  |  |  | 0.59049 | 0.25251
2016-02-29 09:00:00 | 0.6761 | 0.67568 | 0.67569 | [6 empty] | -25.17 |  |  | 24.92 | 70.94 | 11.4775 | 28.1492 |  |  |  | 0.5664 | 0.22669
2016-02-29 10:00:00 | 0.64707 | 0.64459 | 0.6446 | [6 empty] | -25.17 |  |  | 23.48 | 68.9 | 11.1524 | 27.3142 |  |  |  | 0.53737 | 0.1956
2016-02-29 11:00:00 | 0.61691 | 0.61418 | 0.61419 | [6 empty] | -25.17 |  |  | 22.77 | 68.4 | 10.7183 | 26.3043 |  |  |  | 0.5072 | 0.16519
2016-02-29 12:00:00 | 0.609 | 0.6058 | 0.6058 | [6 empty] | -25.17 |  |  | 22.2 | 67.98 | 10.6142 | 26.0303 |  |  |  | 0.49929 | 0.1568
2016-02-29 13:00:00 | 0.60262 | 0.59883 | 0.59884 | [6 empty] | -25.17 |  |  | 22 | 66.13 | 10.563 | 25.9048 |  |  |  | 0.49291 | 0.14984
2016-02-29 14:00:00 | 0.60501 | 0.60202 | 0.60203 | [6 empty] | -25.17 |  |  | 22.24 | 64.49 | 10.5981 | 26.0684 |  |  |  | 0.49531 | 0.15303
2016-02-29 15:00:00 | 0.60944 | 0.60562 | 0.60562 | [6 empty] | -25.17 |  |  | 22.57 | 61.93 | 10.7262 | 26.3575 |  |  |  | 0.49974 | 0.15662
2016-02-29 16:00:00 | 0.62811 | 0.62363 | 0.62364 | [6 empty] | -25.17 |  |  | 26.58 | 60.43 | 11.1746 | 27.5311 |  |  |  | 0.51841 | 0.17464
2016-02-29 17:00:00 | 0.63675 | 0.62994 | 0.62994 | [6 empty] | -25.17 |  |  | 34.03 | 63.99 | 11.5654 | 28.5125 |  |  |  | 0.52705 | 0.18094
2016-02-29 18:00:00 | 0.63796 | 0.62801 | 0.62801 | [6 empty] | -25.17 |  |  | 31.21 | 75.26 | 11.8202 | 29.0641 |  |  |  | 0.52826 | 0.17901
2016-02-29 19:00:00 | 0.6247 | 0.61236 | 0.61236 | [6 empty] | -25.17 |  |  | 27.14 | 72.73 | 11.8202 | 29.0565 |  |  |  | 0.515 | 0.16336
2016-02-29 20:00:00 | 0.60344 | 0.58995 | 0.58995 | [6 empty] | -25.17 |  |  | 23.04 | 67.48 | 11.5464 | 28.3546 |  |  |  | 0.49374 | 0.14095
2016-02-29 21:00:00 | 0.54197 | 0.52733 | 0.52733 | [6 empty] | -25.17 |  |  | 22.55 | 55.21 | 10.5662 | 25.8896 |  |  |  | 0.43227 | 0.078326
2016-02-29 22:00:00 | 0.47236 | 0.46177 | 0.46178 | [6 empty] | -25.17 |  |  | 19.29 | 56.12 | 8.9202 | 21.7487 |  |  |  | 0.36265 | 0.012776
2016-02-29 23:00:00 | 0.40204 | 0.40411 | 0.40412 | [6 empty] | -25.17 |  |  | 22.48 | 52.43 | 6.5729 | 16.0753 |  |  |  | 0.29234 | 0
2016-03-01 00:00:00 | 0.38643 | 0.39691 | 0.39692 | [6 empty] | -25.17 |  |  | 22.08 | 47.44 | 5.5895 | 13.7725 |  |  |  | 0.27673 | 0
2016-03-01 01:00:00 | 0.40375 | 0.41306 | 0.41307 | [6 empty] | -25.17 |  |  | 19.87 | 47.74 | 5.9635 | 14.6528 |  |  |  | 0.29405 | 0
2016-03-01 02:00:00 | 0.42341 | 0.43497 | 0.43498 | [6 empty] | -25.17 |  |  | 19.13 | 44.99 | 6.0828 | 14.9494 |  |  |  | 0.3137 | 0
2016-03-01 03:00:00 | 0.46201 | 0.47393 | 0.47395 | [6 empty] | -25.17 |  |  | 19.33 | 44.19 | 6.6325 | 16.224 |  |  |  | 0.3523 | 0.024947
2016-03-01 04:00:00 | 0.55995 | 0.57428 | 0.57429 | [6 empty] | -25.17 |  |  | 20.18 | 43.7 | 8.0784 | 19.7875 |  |  |  | 0.45024 | 0.12529
2016-03-01 05:00:00 | 0.7285 | 0.72748 | 0.72749 | [6 empty] | -25.17 |  |  | 25.59 | 46.28 | 12.1953 | 29.6416 |  |  |  | 0.6188 | 0.27849
2016-03-01 06:00:00 | 0.75458 | 0.75756 | 0.75756 | [6 empty] | -25.17 |  |  | 32.93 | 55.61 | 12.5064 | 30.7291 |  |  |  | 0.64488 | 0.30856
2016-03-01 07:00:00 | 0.73496 | 0.73765 | 0.73766 | [6 empty] | -25.17 |  |  | 37.86 | 68.14 | 12.1199 | 29.6836 |  |  |  | 0.62526 | 0.28866
2016-03-01 08:00:00 | 0.70955 | 0.71178 | 0.71179 | [6 empty] | -25.17 |  |  | 34.95 | 69.53 | 11.8252 | 29.0478 |  |  |  | 0.59984 | 0.26279
2016-03-01 09:00:00 | 0.68249 | 0.68249 | 0.6825 | [6 empty] | -25.17 |  |  | 31.9 | 68.64 | 11.5481 | 28.3261 |  |  |  | 0.57279 | 0.2335
2016-03-01 10:00:00 | 0.65257 | 0.65038 | 0.65039 | [6 empty] | -25.17 |  |  | 30.06 | 67.67 | 11.221 | 27.4857 |  |  |  | 0.54287 | 0.20139
2016-03-01 11:00:00 | 0.62503 | 0.62307 | 0.62308 | [6 empty] | -25.17 |  |  | 28.8 | 67.05 | 10.7842 | 26.4694 |  |  |  | 0.51532 | 0.17408
2016-03-01 12:00:00 | 0.61355 | 0.61051 | 0.61051 | [6 empty] | -25.17 |  |  | 27.96 | 64.04 | 10.6795 | 26.1938 |  |  |  | 0.50385 | 0.16151
2016-03-01 13:00:00 | 0.60713 | 0.6035 | 0.6035 | [6 empty] | -25.17 |  |  | 25.55 | 62.3 | 10.6279 | 26.0674 |  |  |  | 0.49743 | 0.1545
2016-03-01 14:00:00 | 0.61025 | 0.60753 | 0.60754 | [6 empty] | -25.17 |  |  | 25.48 | 60.33 | 10.6633 | 26.2321 |  |  |  | 0.50054 | 0.15854
2016-03-01 15:00:00 | 0.61681 | 0.61363 | 0.61363 | [6 empty] | -25.17 |  |  | 23.97 | 57.95 | 10.7922 | 26.5232 |  |  |  | 0.50711 | 0.16463
2016-03-01 16:00:00 | 0.62647 | 0.62102 | 0.62103 | [6 empty] | -25.17 |  |  | 26.95 | 54.42 | 11.2434 | 27.7042 |  |  |  | 0.51677 | 0.17203
2016-03-01 17:00:00 | 0.63094 | 0.62241 | 0.62241 | [6 empty] | -25.17 |  |  | 26 | 62.05 | 11.6366 | 28.6918 |  |  |  | 0.52124 | 0.17341
2016-03-01 18:00:00 | 0.63215 | 0.62047 | 0.62047 | [6 empty] | -25.17 |  |  | 22.63 | 73.28 | 11.8929 | 29.2468 |  |  |  | 0.52245 | 0.17147
2016-03-01 19:00:00 | 0.62864 | 0.61628 | 0.61628 | [6 empty] | -25.17 |  |  | 21.26 | 71.55 | 11.8929 | 29.2391 |  |  |  | 0.51894 | 0.16728
2016-03-01 20:00:00 | 0.60233 | 0.58794 | 0.58794 | [6 empty] | -25.17 |  |  | 19.52 | 65.71 | 11.6174 | 28.5327 |  |  |  | 0.49263 | 0.13894
2016-03-01 21:00:00 | 0.54118 | 0.52574 | 0.52574 | [6 empty] | -25.17 |  |  | 18.39 | 53.31 | 10.6311 | 26.0521 |  |  |  | 0.43148 | 0.076742
2016-03-01 22:00:00 | 0.47252 | 0.46141 | 0.46142 | [6 empty] | -25.17 |  |  | 17.06 | 52.45 | 8.9749 | 21.8845 |  |  |  | 0.36282 | 0.01242
2016-03-01 23:00:00 | 0.40459 | 0.40671 | 0.40671 | [6 empty] | -25.17 |  |  | 10.58 | 49.72 | 6.6133 | 16.1759 |  |  |  | 0.29489 | 0
2016-03-02 00:00:00 | 0.35927 | 0.36844 | 0.36845 | [6 empty] | -25.17 |  |  | 13.56 | 47.85 | 5.2379 | 12.8896 |  |  |  | 0.24957 | 0
2016-03-02 01:00:00 | 0.37542 | 0.38349 | 0.3835 | [6 empty] | -25.17 |  |  | 12.69 | 46.27 | 5.5886 | 13.7145 |  |  |  | 0.26572 | 0
2016-03-02 02:00:00 | 0.39364 | 0.40376 | 0.40377 | [6 empty] | -25.17 |  |  | 12.62 | 45.73 | 5.7004 | 13.9921 |  |  |  | 0.28393 | 0
2016-03-02 03:00:00 | 0.42953 | 0.43993 | 0.43995 | [6 empty] | -25.17 |  |  | 13.27 | 44.21 | 6.2156 | 15.1855 |  |  |  | 0.31982 | 0
2016-03-02 04:00:00 | 0.52061 | 0.53311 | 0.53312 | [6 empty] | -25.17 |  |  | 15.85 | 44.18 | 7.5711 | 18.5223 |  |  |  | 0.4109 | 0.084122
2016-03-02 05:00:00 | 0.67799 | 0.6759 | 0.67591 | [6 empty] | -25.17 |  |  | 21.45 | 45.19 | 11.4301 | 27.7492 |  |  |  | 0.56828 | 0.22691
2016-03-02 06:00:00 | 0.7021 | 0.70367 | 0.70368 | [6 empty] | -25.17 |  |  | 23.08 | 52.33 | 11.7182 | 28.7514 |  |  |  | 0.5924 | 0.25468
2016-03-02 07:00:00 | 0.68385 | 0.68518 | 0.68519 | [6 empty] | -25.17 |  |  | 25.96 | 67.04 | 11.3568 | 27.7762 |  |  |  | 0.57415 | 0.23619
2016-03-02 08:00:00 | 0.66026 | 0.66123 | 0.66124 | [6 empty] | -25.17 |  |  | 24.68 | 67.9 | 11.081 | 27.1836 |  |  |  | 0.55056 | 0.21224
2016-03-02 09:00:00 | 0.63516 | 0.63408 | 0.63409 | [6 empty] | -25.17 |  |  | 26.7 | 66.27 | 10.8215 | 26.5092 |  |  |  | 0.52545 | 0.18509
2016-03-02 10:00:00 | 0.60739 | 0.60431 | 0.60432 | [6 empty] | -25.17 |  |  | 28 | 63.76 | 10.5152 | 25.7237 |  |  |  | 0.49768 | 0.15532
2016-03-02 11:00:00 | 0.58176 | 0.57896 | 0.57897 | [6 empty] | -25.17 |  |  | 27.43 | 62.31 | 10.1059 | 24.7727 |  |  |  | 0.47206 | 0.12997
2016-03-02 12:00:00 | 0.57112 | 0.56732 | 0.56732 | [6 empty] | -25.17 |  |  | 26 | 61.2 | 10.0079 | 24.5153 |  |  |  | 0.46142 | 0.11832
2016-03-02 13:00:00 | 0.56517 | 0.56082 | 0.56083 | [6 empty] | -25.17 |  |  | 25.92 | 56.2 | 9.9597 | 24.3971 |  |  |  | 0.45547 | 0.11183
2016-03-02 14:00:00 | 0.56806 | 0.56457 | 0.56457 | [6 empty] | -25.17 |  |  | 28.06 | 53.03 | 9.9926 | 24.5506 |  |  |  | 0.45835 | 0.11557
2016-03-02 15:00:00 | 0.57417 | 0.57023 | 0.57023 | [6 empty] | -25.17 |  |  | 28.56 | 50.05 | 10.1133 | 24.8221 |  |  |  | 0.46446 | 0.12123
2016-03-02 16:00:00 | 0.58326 | 0.57719 | 0.5772 | [6 empty] | -25.17 |  |  | 31.99 | 49.92 | 10.5358 | 25.9266 |  |  |  | 0.47356 | 0.1282
2016-03-02 17:00:00 | 0.58754 | 0.57859 | 0.57859 | [6 empty] | -25.17 |  |  | 40 | 58.96 | 10.9042 | 26.8504 |  |  |  | 0.47784 | 0.12959
2016-03-02 18:00:00 | 0.58876 | 0.57686 | 0.57687 | [6 empty] | -25.17 |  |  | 36.87 | 68.28 | 11.1446 | 27.3704 |  |  |  | 0.47906 | 0.12787
2016-03-02 19:00:00 | 0.58552 | 0.57299 | 0.57299 | [6 empty] | -25.17 |  |  | 30.99 | 68.63 | 11.1446 | 27.3633 |  |  |  | 0.47582 | 0.12399
2016-03-02 20:00:00 | 0.5611 | 0.54672 | 0.54672 | [6 empty] | -25.17 |  |  | 27.07 | 65.65 | 10.8865 | 26.703 |  |  |  | 0.4514 | 0.097724
2016-03-02 21:00:00 | 0.50421 | 0.48896 | 0.48896 | [6 empty] | -25.17 |  |  | 24.27 | 55.14 | 9.9626 | 24.383 |  |  |  | 0.39451 | 0.039964
2016-03-02 22:00:00 | 0.44017 | 0.42908 | 0.42909 | [6 empty] | -25.17 |  |  | 21.58 | 53.2 | 8.4119 | 20.4891 |  |  |  | 0.33047 | 0
2016-03-02 23:00:00 | 0.37646 | 0.37781 | 0.37782 | [6 empty] | -25.17 |  |  | 20.02 | 49.05 | 6.1979 | 15.1421 |  |  |  | 0.26676 | 0
2016-03-03 00:00:00 | 0.35068 | 0.35981 | 0.35982 | [6 empty] | -25.17 |  |  | 19.29 | 48.56 | 5.0894 | 12.5178 |  |  |  | 0.24098 | 0
2016-03-03 01:00:00 | 0.36642 | 0.37448 | 0.37449 | [6 empty] | -25.17 |  |  | 18.64 | 47.94 | 5.4303 | 13.3193 |  |  |  | 0.25672 | 0
2016-03-03 02:00:00 | 0.38424 | 0.39432 | 0.39433 | [6 empty] | -25.17 |  |  | 17.93 | 46.21 | 5.5389 | 13.5889 |  |  |  | 0.27453 | 0
2016-03-03 03:00:00 | 0.41927 | 0.42965 | 0.42966 | [6 empty] | -25.17 |  |  | 18.26 | 45.12 | 6.0396 | 14.7481 |  |  |  | 0.30956 | 0
2016-03-03 04:00:00 | 0.50817 | 0.52064 | 0.52065 | [6 empty] | -25.17 |  |  | 19.38 | 45.47 | 7.3568 | 17.9893 |  |  |  | 0.39846 | 0.071654
2016-03-03 05:00:00 | 0.66144 | 0.65976 | 0.65978 | [6 empty] | -25.17 |  |  | 24.58 | 49.8 | 11.1069 | 26.9518 |  |  |  | 0.55174 | 0.21078
2016-03-03 06:00:00 | 0.68497 | 0.68684 | 0.68685 | [6 empty] | -25.17 |  |  | 30.93 | 62.65 | 11.3855 | 27.9189 |  |  |  | 0.57527 | 0.23785
2016-03-03 07:00:00 | 0.66718 | 0.66882 | 0.66882 | [6 empty] | -25.17 |  |  | 31.04 | 66.48 | 11.0346 | 26.9731 |  |  |  | 0.55747 | 0.21982
2016-03-03 08:00:00 | 0.64414 | 0.64541 | 0.64542 | [6 empty] | -25.17 |  |  | 30.94 | 67.25 | 10.7669 | 26.3986 |  |  |  | 0.53444 | 0.19642
2016-03-03 09:00:00 | 0.61962 | 0.61888 | 0.61889 | [6 empty] | -25.17 |  |  | 30.57 | 66.41 | 10.5148 | 25.7441 |  |  |  | 0.50991 | 0.16989
2016-03-03 10:00:00 | 0.59249 | 0.58979 | 0.5898 | [6 empty] | -25.17 |  |  | 31.94 | 65.74 | 10.2172 | 24.9817 |  |  |  | 0.48279 | 0.1408
2016-03-03 11:00:00 | 0.56749 | 0.56504 | 0.56505 | [6 empty] | -25.17 |  |  | 30.07 | 65.02 | 9.8195 | 24.0581 |  |  |  | 0.45778 | 0.11605
2016-03-03 12:00:00 | 0.55709 | 0.55366 | 0.55367 | [6 empty] | -25.17 |  |  | 30.53 | 64.06 | 9.7244 | 23.8084 |  |  |  | 0.44739 | 0.10467
2016-03-03 13:00:00 | 0.55127 | 0.54731 | 0.54732 | [6 empty] | -25.17 |  |  | 30.06 | 61.8 | 9.6775 | 23.6937 |  |  |  | 0.44157 | 0.098317
2016-03-03 14:00:00 | 0.55409 | 0.55096 | 0.55097 | [6 empty] | -25.17 |  |  | 30.97 | 57.31 | 9.7095 | 23.8424 |  |  |  | 0.44439 | 0.10197
2016-03-03 15:00:00 | 0.56005 | 0.55648 | 0.55649 | [6 empty] | -25.17 |  |  | 30.96 | 55.02 | 9.8267 | 24.1058 |  |  |  | 0.45034 | 0.10749
2016-03-03 16:00:00 | 0.56885 | 0.56321 | 0.56322 | [6 empty] | -25.17 |  |  | 32.85 | 54.33 | 10.2371 | 25.1781 |  |  |  | 0.45915 | 0.11422
2016-03-03 17:00:00 | 0.57296 | 0.5645 | 0.56451 | [6 empty] | -25.17 |  |  | 42.71 | 62.07 | 10.595 | 26.075 |  |  |  | 0.46326 | 0.11551
2016-03-03 18:00:00 | 0.57411 | 0.56278 | 0.56278 | [6 empty] | -25.17 |  |  | 42.92 | 71.33 | 10.8286 | 26.5802 |  |  |  | 0.46441 | 0.11378
2016-03-03 19:00:00 | 0.57093 | 0.55898 | 0.55898 | [6 empty] | -25.17 |  |  | 33.98 | 73.17 | 10.8286 | 26.5734 |  |  |  | 0.46123 | 0.10998
2016-03-03 20:00:00 | 0.54707 | 0.53331 | 0.53332 | [6 empty] | -25.17 |  |  | 28.97 | 65.76 | 10.578 | 25.9325 |  |  |  | 0.43737 | 0.084316
2016-03-03 21:00:00 | 0.49157 | 0.47694 | 0.47694 | [6 empty] | -25.17 |  |  | 25.92 | 61.2 | 9.6804 | 23.6801 |  |  |  | 0.38187 | 0.027937
2016-03-03 22:00:00 | 0.42921 | 0.41862 | 0.41863 | [6 empty] | -25.17 |  |  | 23.11 | 61.97 | 8.1741 | 19.9011 |  |  |  | 0.31951 | 0
2016-03-03 23:00:00 | 0.36731 | 0.36882 | 0.36882 | [6 empty] | -25.17 |  |  | 22.15 | 54.25 | 6.0225 | 14.7066 |  |  |  | 0.2576 | 0
2016-03-04 00:00:00 | 0.33734 | 0.34503 | 0.34503 | [6 empty] | -25.17 |  |  | 20.03 | 51.4 | 4.9992 | 12.2922 |  |  |  | 0.22764 | 0
2016-03-04 01:00:00 | 0.35391 | 0.36074 | 0.36075 | [6 empty] | -25.17 |  |  | 19.75 | 50 | 5.3341 | 13.0795 |  |  |  | 0.24421 | 0
2016-03-04 02:00:00 | 0.36561 | 0.3734 | 0.37341 | [6 empty] | -25.17 |  |  | 19.19 | 49.06 | 5.4408 | 13.3443 |  |  |  | 0.2559 | 0
2016-03-04 03:00:00 | 0.39839 | 0.40619 | 0.4062 | [6 empty] | -25.17 |  |  | 18.99 | 47.44 | 5.9326 | 14.4826 |  |  |  | 0.28868 | 0
2016-03-04 04:00:00 | 0.4847 | 0.49437 | 0.49438 | [6 empty] | -25.17 |  |  | 20.18 | 49.12 | 7.2266 | 17.6658 |  |  |  | 0.37499 | 0.045379
2016-03-04 05:00:00 | 0.64724 | 0.64509 | 0.6451 | [6 empty] | -25.17 |  |  | 26.92 | 49.91 | 10.9105 | 26.4679 |  |  |  | 0.53754 | 0.1961
2016-03-04 06:00:00 | 0.67123 | 0.67271 | 0.67272 | [6 empty] | -25.17 |  |  | 31.73 | 62.94 | 11.1834 | 27.4138 |  |  |  | 0.56153 | 0.22372
2016-03-04 07:00:00 | 0.65208 | 0.65304 | 0.65305 | [6 empty] | -25.17 |  |  | 33.97 | 70.89 | 10.8389 | 26.4859 |  |  |  | 0.54238 | 0.20405
2016-03-04 08:00:00 | 0.62854 | 0.62898 | 0.62899 | [6 empty] | -25.17 |  |  | 30.04 | 71.84 | 10.576 | 25.9223 |  |  |  | 0.51884 | 0.17999
2016-03-04 09:00:00 | 0.60602 | 0.60477 | 0.60477 | [6 empty] | -25.17 |  |  | 26.69 | 69.93 | 10.3284 | 25.2798 |  |  |  | 0.49632 | 0.15577
2016-03-04 10:00:00 | 0.57975 | 0.57664 | 0.57665 | [6 empty] | -25.17 |  |  | 23.78 | 67.82 | 10.0362 | 24.5314 |  |  |  | 0.47004 | 0.12765
2016-03-04 11:00:00 | 0.55301 | 0.54977 | 0.54977 | [6 empty] | -25.17 |  |  | 22.48 | 65.65 | 9.6456 | 23.6245 |  |  |  | 0.44331 | 0.10077
2016-03-04 12:00:00 | 0.54173 | 0.53733 | 0.53734 | [6 empty] | -25.17 |  |  | 21.78 | 64.57 | 9.5521 | 23.3794 |  |  |  | 0.43202 | 0.088339
2016-03-04 13:00:00 | 0.53549 | 0.53048 | 0.53049 | [6 empty] | -25.17 |  |  | 21.86 | 62.34 | 9.5061 | 23.2668 |  |  |  | 0.42579 | 0.081489
2016-03-04 14:00:00 | 0.53761 | 0.53331 | 0.53331 | [6 empty] | -25.17 |  |  | 22.48 | 56.83 | 9.5374 | 23.4127 |  |  |  | 0.42791 | 0.084311
2016-03-04 15:00:00 | 0.54341 | 0.53866 | 0.53867 | [6 empty] | -25.17 |  |  | 24.17 | 53.05 | 9.6525 | 23.6712 |  |  |  | 0.4337 | 0.089668
2016-03-04 16:00:00 | 0.55273 | 0.54607 | 0.54607 | [6 empty] | -25.17 |  |  | 29.2 | 52.2 | 10.0556 | 24.724 |  |  |  | 0.44303 | 0.09707
2016-03-04 17:00:00 | 0.55935 | 0.55036 | 0.55036 | [6 empty] | -25.17 |  |  | 33.99 | 61.19 | 10.4072 | 25.6046 |  |  |  | 0.44964 | 0.10136
2016-03-04 18:00:00 | 0.56242 | 0.55096 | 0.55096 | [6 empty] | -25.17 |  |  | 31.06 | 70.06 | 10.6367 | 26.1008 |  |  |  | 0.45272 | 0.10196
2016-03-04 19:00:00 | 0.5563 | 0.54371 | 0.54371 | [6 empty] | -25.17 |  |  | 27.9 | 73.97 | 10.6367 | 26.0941 |  |  |  | 0.4466 | 0.094708
2016-03-04 20:00:00 | 0.53504 | 0.52105 | 0.52105 | [6 empty] | -25.17 |  |  | 23.52 | 66.01 | 10.3905 | 25.465 |  |  |  | 0.42534 | 0.072049
2016-03-04 21:00:00 | 0.48173 | 0.46709 | 0.46709 | [6 empty] | -25.17 |  |  | 23.8 | 57.92 | 9.5089 | 23.2535 |  |  |  | 0.37203 | 0.018091
2016-03-04 22:00:00 | 0.41718 | 0.40595 | 0.40596 | [6 empty] | -25.17 |  |  | 21.55 | 57.66 | 8.0296 | 19.5441 |  |  |  | 0.30748 | 0
2016-03-04 23:00:00 | 0.35451 | 0.35485 | 0.35486 | [6 empty] | -25.17 |  |  | 19.15 | 53.63 | 5.9159 | 14.4423 |  |  |  | 0.2448 | 0
2016-03-05 00:00:00 | 0.31141 | 0.31616 | 0.31617 | [6 empty] | -25.17 |  |  | 19.17 | 49.37 | 4.8372 | 11.8871 |  |  |  | 0.20171 | 0
2016-03-05 01:00:00 | 0.32909 | 0.3333 | 0.33331 | [6 empty] | -25.17 |  |  | 19.04 | 43.98 | 5.1612 | 12.6489 |  |  |  | 0.21939 | 0
2016-03-05 02:00:00 | 0.34355 | 0.34924 | 0.34925 | [6 empty] | -25.17 |  |  | 18.96 | 44.96 | 5.2645 | 12.905 |  |  |  | 0.23384 | 0
2016-03-05 03:00:00 | 0.37491 | 0.38054 | 0.38055 | [6 empty] | -25.17 |  |  | 18.88 | 45.24 | 5.7404 | 14.006 |  |  |  | 0.26521 | 0
2016-03-05 04:00:00 | 0.45735 | 0.46459 | 0.4646 | [6 empty] | -25.17 |  |  | 19.01 | 44.94 | 6.9926 | 17.0851 |  |  |  | 0.34765 | 0.015598
2016-03-05 05:00:00 | 0.61254 | 0.60793 | 0.60794 | [6 empty] | -25.17 |  |  | 19.16 | 46.32 | 10.5575 | 25.5989 |  |  |  | 0.50284 | 0.15894
2016-03-05 06:00:00 | 0.61756 | 0.61326 | 0.61326 | [6 empty] | -25.17 |  |  | 20.75 | 44.93 | 10.8202 | 26.5074 |  |  |  | 0.50786 | 0.16426
2016-03-05 07:00:00 | 0.59921 | 0.59445 | 0.59445 | [6 empty] | -25.17 |  |  | 24.55 | 46.73 | 10.4872 | 25.6113 |  |  |  | 0.48951 | 0.14545
2016-03-05 08:00:00 | 0.57334 | 0.56753 | 0.56754 | [6 empty] | -25.17 |  |  | 26.9 | 52.98 | 10.233 | 25.0673 |  |  |  | 0.46364 | 0.11854
2016-03-05 09:00:00 | 0.55493 | 0.54808 | 0.54809 | [6 empty] | -25.17 |  |  | 24.78 | 56.49 | 9.9935 | 24.4464 |  |  |  | 0.44522 | 0.099086
2016-03-05 10:00:00 | 0.53852 | 0.53146 | 0.53147 | [6 empty] | -25.17 |  |  | 24.63 | 57.62 | 9.7108 | 23.7231 |  |  |  | 0.42881 | 0.082465
2016-03-05 11:00:00 | 0.50732 | 0.4992 | 0.49921 | [6 empty] | -25.17 |  |  | 24.25 | 55.02 | 9.3329 | 22.8461 |  |  |  | 0.39762 | 0.050208
2016-03-05 12:00:00 | 0.49055 | 0.4803 | 0.4803 | [6 empty] | -25.17 |  |  | 21.14 | 45.15 | 9.2425 | 22.6093 |  |  |  | 0.38085 | 0.0313
2016-03-05 13:00:00 | 0.48545 | 0.47476 | 0.47476 | [6 empty] | -25.17 |  |  | 20.42 | 41.69 | 9.198 | 22.5004 |  |  |  | 0.37575 | 0.025764
2016-03-05 14:00:00 | 0.48794 | 0.47801 | 0.47802 | [6 empty] | -25.17 |  |  | 20.57 | 39.55 | 9.2283 | 22.6413 |  |  |  | 0.37824 | 0.029017
2016-03-05 15:00:00 | 0.49825 | 0.48872 | 0.48872 | [6 empty] | -25.17 |  |  | 21.25 | 41.63 | 9.3395 | 22.8909 |  |  |  | 0.38855 | 0.039725
2016-03-05 16:00:00 | 0.51508 | 0.50505 | 0.50506 | [6 empty] | -25.17 |  |  | 25.92 | 42.83 | 9.7295 | 23.9087 |  |  |  | 0.40538 | 0.056056
2016-03-05 17:00:00 | 0.52394 | 0.5121 | 0.5121 | [6 empty] | -25.17 |  |  | 34.02 | 47.73 | 10.0696 | 24.76 |  |  |  | 0.41424 | 0.063098
2016-03-05 18:00:00 | 0.5234 | 0.50854 | 0.50854 | [6 empty] | -25.17 |  |  | 35 | 63.85 | 10.2918 | 25.2401 |  |  |  | 0.4137 | 0.05954
2016-03-05 19:00:00 | 0.51688 | 0.50081 | 0.50081 | [6 empty] | -25.17 |  |  | 27.86 | 64.28 | 10.2918 | 25.2337 |  |  |  | 0.40718 | 0.051813
2016-03-05 20:00:00 | 0.50938 | 0.49426 | 0.49426 | [6 empty] | -25.17 |  |  | 24.44 | 53.78 | 10.0536 | 24.6256 |  |  |  | 0.39968 | 0.045258
2016-03-05 21:00:00 | 0.45941 | 0.44397 | 0.44397 | [6 empty] | -25.17 |  |  | 25.18 | 46.68 | 9.2007 | 22.4877 |  |  |  | 0.34971 | 0
2016-03-05 22:00:00 | 0.39974 | 0.38811 | 0.38811 | [6 empty] | -25.17 |  |  | 20 | 45.16 | 7.7699 | 18.9031 |  |  |  | 0.29004 | 0
2016-03-05 23:00:00 | 0.34185 | 0.34191 | 0.34192 | [6 empty] | -25.17 |  |  | 20.69 | 40.98 | 5.7244 | 13.9676 |  |  |  | 0.23215 | 0
2016-03-06 00:00:00 | 0.32896 | 0.33674 | 0.33675 | [6 empty] | -25.17 |  |  | 19.94 | 43.08 | 4.8418 | 11.8987 |  |  |  | 0.21925 | 0
2016-03-06 01:00:00 | 0.33574 | 0.34106 | 0.34107 | [6 empty] | -25.17 |  |  | 19.13 | 41.95 | 5.1662 | 12.6612 |  |  |  | 0.22604 | 0
2016-03-06 02:00:00 | 0.36408 | 0.37333 | 0.37334 | [6 empty] | -25.17 |  |  | 18.69 | 41.98 | 5.2696 | 12.9175 |  |  |  | 0.25438 | 0
2016-03-06 03:00:00 | 0.42263 | 0.43657 | 0.43659 | [6 empty] | -25.17 |  |  | 18.58 | 41.7 | 5.7459 | 14.0196 |  |  |  | 0.31293 | 0
2016-03-06 04:00:00 | 0.5073 | 0.52322 | 0.52324 | [6 empty] | -25.17 |  |  | 18.83 | 42.85 | 6.9993 | 17.1017 |  |  |  | 0.39759 | 0.074239
2016-03-06 05:00:00 | 0.57789 | 0.56709 | 0.5671 | [6 empty] | -25.17 |  |  | 18.65 | 42.9 | 10.5676 | 25.6237 |  |  |  | 0.46818 | 0.1181
2016-03-06 06:00:00 | 0.58179 | 0.57111 | 0.57111 | [6 empty] | -25.17 |  |  | 18.78 | 42.67 | 10.8306 | 26.5333 |  |  |  | 0.47209 | 0.12211
2016-03-06 07:00:00 | 0.56828 | 0.55799 | 0.55799 | [6 empty] | -25.17 |  |  | 19.28 | 42.73 | 10.4973 | 25.6363 |  |  |  | 0.45858 | 0.10899
2016-03-06 08:00:00 | 0.54824 | 0.53793 | 0.53793 | [6 empty] | -25.17 |  |  | 19.99 | 43.24 | 10.2428 | 25.0917 |  |  |  | 0.43853 | 0.088931
2016-03-06 09:00:00 | 0.52968 | 0.51831 | 0.51832 | [6 empty] | -25.17 |  |  | 20.26 | 46.28 | 10.0031 | 24.4702 |  |  |  | 0.41998 | 0.069316
2016-03-06 10:00:00 | 0.51812 | 0.50739 | 0.5074 | [6 empty] | -25.17 |  |  | 20.51 | 49.17 | 9.7201 | 23.7462 |  |  |  | 0.40842 | 0.058396
2016-03-06 11:00:00 | 0.49493 | 0.48455 | 0.48455 | [6 empty] | -25.17 |  |  | 20.02 | 48.27 | 9.3418 | 22.8684 |  |  |  | 0.38523 | 0.035554
2016-03-06 12:00:00 | 0.48625 | 0.47515 | 0.47515 | [6 empty] | -25.17 |  |  | 19.14 | 43.66 | 9.2514 | 22.6313 |  |  |  | 0.37655 | 0.026151
2016-03-06 13:00:00 | 0.49045 | 0.48055 | 0.48056 | [6 empty] | -25.17 |  |  | 18.24 | 38.04 | 9.2068 | 22.5224 |  |  |  | 0.38075 | 0.031557
2016-03-06 14:00:00 | 0.49627 | 0.48771 | 0.48772 | [6 empty] | -25.17 |  |  | 18.23 | 36.79 | 9.2371 | 22.6633 |  |  |  | 0.38656 | 0.038716
2016-03-06 15:00:00 | 0.49621 | 0.48623 | 0.48623 | [6 empty] | -25.17 |  |  | 18.73 | 39.47 | 9.3485 | 22.9132 |  |  |  | 0.38651 | 0.037234
2016-03-06 16:00:00 | 0.52247 | 0.51364 | 0.51365 | [6 empty] | -25.17 |  |  | 20.57 | 41.38 | 9.7388 | 23.932 |  |  |  | 0.41277 | 0.064647
2016-03-06 17:00:00 | 0.53518 | 0.52521 | 0.52521 | [6 empty] | -25.17 |  |  | 28.93 | 45.31 | 10.0793 | 24.7842 |  |  |  | 0.42548 | 0.076209
2016-03-06 18:00:00 | 0.53676 | 0.52414 | 0.52414 | [6 empty] | -25.17 |  |  | 31.62 | 61.85 | 10.3016 | 25.2648 |  |  |  | 0.42706 | 0.075145
2016-03-06 19:00:00 | 0.53676 | 0.52409 | 0.52409 | [6 empty] | -25.17 |  |  | 29.17 | 65.84 | 10.3016 | 25.2583 |  |  |  | 0.42706 | 0.07509
2016-03-06 20:00:00 | 0.5232 | 0.5104 | 0.51041 | [6 empty] | -25.17 |  |  | 25.44 | 62.3 | 10.0632 | 24.6496 |  |  |  | 0.4135 | 0.061406
2016-03-06 21:00:00 | 0.47016 | 0.45651 | 0.45651 | [6 empty] | -25.17 |  |  | 27.44 | 56.18 | 9.2095 | 22.5096 |  |  |  | 0.36046 | 0.0075139
2016-03-06 22:00:00 | 0.42015 | 0.41201 | 0.41202 | [6 empty] | -25.17 |  |  | 21.15 | 56.16 | 7.7773 | 18.9215 |  |  |  | 0.31044 | 0
2016-03-06 23:00:00 | 0.34902 | 0.35028 | 0.35029 | [6 empty] | -25.17 |  |  | 22.04 | 46.39 | 5.7299 | 13.9812 |  |  |  | 0.23931 | 0
2016-03-07 00:00:00 | 0.34358 | 0.35201 | 0.35202 | [6 empty] | -25.17 |  |  | 22.05 | 49.4 | 5.034 | 12.3791 |  |  |  | 0.23387 | 0
2016-03-07 01:00:00 | 0.35914 | 0.36652 | 0.36653 | [6 empty] | -25.17 |  |  | 20.34 | 47.58 | 5.3712 | 13.1719 |  |  |  | 0.24944 | 0
2016-03-07 02:00:00 | 0.3799 | 0.38982 | 0.38983 | [6 empty] | -25.17 |  |  | 20.02 | 45.95 | 5.4786 | 13.4385 |  |  |  | 0.27019 | 0
2016-03-07 03:00:00 | 0.41453 | 0.42475 | 0.42476 | [6 empty] | -25.17 |  |  | 20.09 | 43.93 | 5.9738 | 14.5849 |  |  |  | 0.30483 | 0
2016-03-07 04:00:00 | 0.50369 | 0.51618 | 0.5162 | [6 empty] | -25.17 |  |  | 21.87 | 43.93 | 7.2768 | 17.7905 |  |  |  | 0.39398 | 0.067195
2016-03-07 05:00:00 | 0.65401 | 0.65227 | 0.65228 | [6 empty] | -25.17 |  |  | 32.34 | 47.14 | 10.9862 | 26.6543 |  |  |  | 0.54431 | 0.20328
2016-03-07 06:00:00 | 0.6716 | 0.67237 | 0.67237 | [6 empty] | -25.17 |  |  | 35.97 | 63 | 11.2612 | 27.6084 |  |  |  | 0.5619 | 0.22337
2016-03-07 07:00:00 | 0.65401 | 0.65455 | 0.65456 | [6 empty] | -25.17 |  |  | 37.79 | 65.92 | 10.9143 | 26.6736 |  |  |  | 0.54431 | 0.20556
2016-03-07 08:00:00 | 0.6325 | 0.6329 | 0.6329 | [6 empty] | -25.17 |  |  | 33.07 | 67.04 | 10.6496 | 26.1058 |  |  |  | 0.5228 | 0.1839
2016-03-07 09:00:00 | 0.61077 | 0.60962 | 0.60963 | [6 empty] | -25.17 |  |  | 31.98 | 65.34 | 10.4002 | 25.4587 |  |  |  | 0.50106 | 0.16063
2016-03-07 10:00:00 | 0.58458 | 0.58161 | 0.58162 | [6 empty] | -25.17 |  |  | 29.96 | 64.28 | 10.1059 | 24.7049 |  |  |  | 0.47487 | 0.13262
2016-03-07 11:00:00 | 0.55734 | 0.55419 | 0.55419 | [6 empty] | -25.17 |  |  | 27.98 | 61.26 | 9.7126 | 23.7916 |  |  |  | 0.44764 | 0.10519
2016-03-07 12:00:00 | 0.55021 | 0.54663 | 0.54664 | [6 empty] | -25.17 |  |  | 27.44 | 55.23 | 9.6185 | 23.5446 |  |  |  | 0.4405 | 0.097637
2016-03-07 13:00:00 | 0.54446 | 0.54035 | 0.54036 | [6 empty] | -25.17 |  |  | 27.72 | 55.24 | 9.5721 | 23.4313 |  |  |  | 0.43475 | 0.091361
2016-03-07 14:00:00 | 0.54661 | 0.54323 | 0.54323 | [6 empty] | -25.17 |  |  | 27.1 | 51.55 | 9.6037 | 23.5782 |  |  |  | 0.43691 | 0.094232
2016-03-07 15:00:00 | 0.55061 | 0.54646 | 0.54647 | [6 empty] | -25.17 |  |  | 30.07 | 49.5 | 9.7196 | 23.8386 |  |  |  | 0.44091 | 0.09747
2016-03-07 16:00:00 | 0.5675 | 0.56273 | 0.56273 | [6 empty] | -25.17 |  |  | 33.97 | 50.14 | 10.1256 | 24.8989 |  |  |  | 0.45779 | 0.11373
2016-03-07 17:00:00 | 0.57534 | 0.56844 | 0.56844 | [6 empty] | -25.17 |  |  | 48.29 | 59.63 | 10.4796 | 25.7858 |  |  |  | 0.46564 | 0.11944
2016-03-07 18:00:00 | 0.57648 | 0.56674 | 0.56674 | [6 empty] | -25.17 |  |  | 46.65 | 71.09 | 10.7107 | 26.2855 |  |  |  | 0.46677 | 0.11774
2016-03-07 19:00:00 | 0.56453 | 0.55264 | 0.55264 | [6 empty] | -25.17 |  |  | 30.03 | 82.12 | 10.7107 | 26.2788 |  |  |  | 0.45483 | 0.10364
2016-03-07 20:00:00 | 0.54535 | 0.53244 | 0.53244 | [6 empty] | -25.17 |  |  | 27.95 | 66.04 | 10.4627 | 25.6451 |  |  |  | 0.43565 | 0.083443
2016-03-07 21:00:00 | 0.48985 | 0.47597 | 0.47597 | [6 empty] | -25.17 |  |  | 26.96 | 54.93 | 9.5749 | 23.4178 |  |  |  | 0.38015 | 0.026969
2016-03-07 22:00:00 | 0.42693 | 0.41684 | 0.41685 | [6 empty] | -25.17 |  |  | 24.47 | 51.77 | 8.0853 | 19.6816 |  |  |  | 0.31722 | 0
2016-03-07 23:00:00 | 0.36318 | 0.36462 | 0.36463 | [6 empty] | -25.17 |  |  | 22.39 | 45.87 | 5.957 | 14.5441 |  |  |  | 0.25347 | 0
2016-03-08 00:00:00 | 0.3533 | 0.36252 | 0.36253 | [6 empty] | -25.17 |  |  | 22.91 | 45.94 | 5.126 | 12.6094 |  |  |  | 0.24359 | 0
2016-03-08 01:00:00 | 0.36915 | 0.3773 | 0.37731 | [6 empty] | -25.17 |  |  | 22.81 | 43.96 | 5.4693 | 13.4167 |  |  |  | 0.25945 | 0
2016-03-08 02:00:00 | 0.3871 | 0.39729 | 0.3973 | [6 empty] | -25.17 |  |  | 22 | 44.94 | 5.5787 | 13.6883 |  |  |  | 0.2774 | 0
2016-03-08 03:00:00 | 0.42239 | 0.43289 | 0.4329 | [6 empty] | -25.17 |  |  | 21.67 | 43.99 | 6.083 | 14.8559 |  |  |  | 0.31269 | 0
2016-03-08 04:00:00 | 0.51196 | 0.52456 | 0.52458 | [6 empty] | -25.17 |  |  | 22.7 | 44.08 | 7.4096 | 18.1207 |  |  |  | 0.40225 | 0.075575
2016-03-08 05:00:00 | 0.66635 | 0.66471 | 0.66473 | [6 empty] | -25.17 |  |  | 27.44 | 46.37 | 11.1866 | 27.1483 |  |  |  | 0.55664 | 0.21573
2016-03-08 06:00:00 | 0.69006 | 0.69201 | 0.69201 | [6 empty] | -25.17 |  |  | 37.73 | 50.28 | 11.4675 | 28.124 |  |  |  | 0.58036 | 0.24301
2016-03-08 07:00:00 | 0.67214 | 0.67385 | 0.67386 | [6 empty] | -25.17 |  |  | 39.08 | 64.02 | 11.114 | 27.171 |  |  |  | 0.56243 | 0.22486
2016-03-08 08:00:00 | 0.64893 | 0.65026 | 0.65027 | [6 empty] | -25.17 |  |  | 34.98 | 64.14 | 10.8443 | 26.592 |  |  |  | 0.53922 | 0.20127
2016-03-08 09:00:00 | 0.62422 | 0.62353 | 0.62354 | [6 empty] | -25.17 |  |  | 28.61 | 61.45 | 10.5904 | 25.9326 |  |  |  | 0.51451 | 0.17454
2016-03-08 10:00:00 | 0.59688 | 0.59422 | 0.59423 | [6 empty] | -25.17 |  |  | 25.42 | 57.05 | 10.2907 | 25.1645 |  |  |  | 0.48718 | 0.14523
2016-03-08 11:00:00 | 0.5717 | 0.56928 | 0.56929 | [6 empty] | -25.17 |  |  | 25.1 | 55.38 | 9.8902 | 24.2342 |  |  |  | 0.46199 | 0.12029
2016-03-08 12:00:00 | 0.56122 | 0.55781 | 0.55782 | [6 empty] | -25.17 |  |  | 24.64 | 53.97 | 9.7943 | 23.9825 |  |  |  | 0.45152 | 0.10882
2016-03-08 13:00:00 | 0.55536 | 0.55142 | 0.55142 | [6 empty] | -25.17 |  |  | 24.81 | 53.56 | 9.7471 | 23.867 |  |  |  | 0.44566 | 0.10242
2016-03-08 14:00:00 | 0.5582 | 0.5551 | 0.5551 | [6 empty] | -25.17 |  |  | 25.09 | 53.08 | 9.7793 | 24.0169 |  |  |  | 0.44849 | 0.1061
2016-03-08 15:00:00 | 0.5642 | 0.56066 | 0.56066 | [6 empty] | -25.17 |  |  | 27.92 | 50 | 9.8973 | 24.2823 |  |  |  | 0.4545 | 0.11166
2016-03-08 16:00:00 | 0.57307 | 0.56744 | 0.56744 | [6 empty] | -25.17 |  |  | 33.1 | 49.8 | 10.3108 | 25.3626 |  |  |  | 0.46336 | 0.11844
2016-03-08 17:00:00 | 0.5772 | 0.56874 | 0.56874 | [6 empty] | -25.17 |  |  | 44.93 | 53.74 | 10.6713 | 26.2661 |  |  |  | 0.4675 | 0.11974
2016-03-08 18:00:00 | 0.57835 | 0.56699 | 0.567 | [6 empty] | -25.17 |  |  | 40.58 | 64.99 | 10.9065 | 26.7749 |  |  |  | 0.46865 | 0.118
2016-03-08 19:00:00 | 0.57515 | 0.56317 | 0.56317 | [6 empty] | -25.17 |  |  | 31.94 | 65.9 | 10.9065 | 26.7681 |  |  |  | 0.46545 | 0.11417
2016-03-08 20:00:00 | 0.55112 | 0.53731 | 0.53731 | [6 empty] | -25.17 |  |  | 25.07 | 59.9 | 10.654 | 26.1224 |  |  |  | 0.44142 | 0.088308
2016-03-08 21:00:00 | 0.4952 | 0.4805 | 0.4805 | [6 empty] | -25.17 |  |  | 27.2 | 51.77 | 9.7499 | 23.8533 |  |  |  | 0.3855 | 0.031504
2016-03-08 22:00:00 | 0.43238 | 0.42175 | 0.42176 | [6 empty] | -25.17 |  |  | 22.61 | 49.15 | 8.2327 | 20.046 |  |  |  | 0.32268 | 0
2016-03-08 23:00:00 | 0.37003 | 0.37159 | 0.37159 | [6 empty] | -25.17 |  |  | 23.8 | 45 | 6.0657 | 14.8139 |  |  |  | 0.26033 | 0
2016-03-09 00:00:00 | 0.34699 | 0.35572 | 0.35573 | [6 empty] | -25.17 |  |  | 22.03 | 47.44 | 5.0651 | 12.4568 |  |  |  | 0.23729 | 0
2016-03-09 01:00:00 | 0.3626 | 0.37025 | 0.37026 | [6 empty] | -25.17 |  |  | 20.94 | 44.93 | 5.4043 | 13.2545 |  |  |  | 0.2529 | 0
2016-03-09 02:00:00 | 0.38018 | 0.38982 | 0.38983 | [6 empty] | -25.17 |  |  | 20.08 | 43.87 | 5.5124 | 13.5228 |  |  |  | 0.27048 | 0
2016-03-09 03:00:00 | 0.41485 | 0.42474 | 0.42476 | [6 empty] | -25.17 |  |  | 20.01 | 43 | 6.0107 | 14.6763 |  |  |  | 0.30514 | 0
2016-03-09 04:00:00 | 0.50282 | 0.51471 | 0.51472 | [6 empty] | -25.17 |  |  | 21.14 | 42.62 | 7.3216 | 17.9019 |  |  |  | 0.39312 | 0.065724
2016-03-09 05:00:00 | 0.65494 | 0.65266 | 0.65267 | [6 empty] | -25.17 |  |  | 24.95 | 46.87 | 11.0538 | 26.8211 |  |  |  | 0.54523 | 0.20367
2016-03-09 06:00:00 | 0.67818 | 0.67941 | 0.67941 | [6 empty] | -25.17 |  |  | 31.92 | 59.51 | 11.3309 | 27.7824 |  |  |  | 0.56848 | 0.23041
2016-03-09 07:00:00 | 0.66055 | 0.66156 | 0.66157 | [6 empty] | -25.17 |  |  | 29.91 | 63.82 | 10.9817 | 26.8414 |  |  |  | 0.55085 | 0.21257
2016-03-09 08:00:00 | 0.63778 | 0.63845 | 0.63846 | [6 empty] | -25.17 |  |  | 25.03 | 63.09 | 10.7153 | 26.2699 |  |  |  | 0.52808 | 0.18946
2016-03-09 09:00:00 | 0.61354 | 0.61225 | 0.61226 | [6 empty] | -25.17 |  |  | 23.43 | 57.28 | 10.4644 | 25.6186 |  |  |  | 0.50384 | 0.16326
2016-03-09 10:00:00 | 0.58673 | 0.58352 | 0.58353 | [6 empty] | -25.17 |  |  | 23.85 | 53.84 | 10.1683 | 24.86 |  |  |  | 0.47703 | 0.13453
2016-03-09 11:00:00 | 0.56198 | 0.55904 | 0.55905 | [6 empty] | -25.17 |  |  | 22.28 | 48.43 | 9.7725 | 23.941 |  |  |  | 0.45228 | 0.11005
2016-03-09 12:00:00 | 0.55171 | 0.5478 | 0.54781 | [6 empty] | -25.17 |  |  | 21.96 | 45.6 | 9.6778 | 23.6924 |  |  |  | 0.44201 | 0.098811
2016-03-09 13:00:00 | 0.54597 | 0.54154 | 0.54154 | [6 empty] | -25.17 |  |  | 22.48 | 44.92 | 9.6312 | 23.5783 |  |  |  | 0.43626 | 0.092544
2016-03-09 14:00:00 | 0.54875 | 0.54515 | 0.54516 | [6 empty] | -25.17 |  |  | 23.05 | 46.38 | 9.663 | 23.7263 |  |  |  | 0.43905 | 0.096157
2016-03-09 15:00:00 | 0.55465 | 0.55061 | 0.55062 | [6 empty] | -25.17 |  |  | 24.83 | 48.09 | 9.7796 | 23.9884 |  |  |  | 0.44495 | 0.10162
2016-03-09 16:00:00 | 0.56345 | 0.55735 | 0.55735 | [6 empty] | -25.17 |  |  | 33 | 51.13 | 10.1881 | 25.0554 |  |  |  | 0.45375 | 0.10835
2016-03-09 17:00:00 | 0.5676 | 0.55871 | 0.55871 | [6 empty] | -25.17 |  |  | 38.77 | 56.78 | 10.5443 | 25.9479 |  |  |  | 0.4579 | 0.10971
2016-03-09 18:00:00 | 0.5688 | 0.55706 | 0.55706 | [6 empty] | -25.17 |  |  | 37.99 | 69.38 | 10.7768 | 26.4507 |  |  |  | 0.4591 | 0.10806
2016-03-09 19:00:00 | 0.56567 | 0.55331 | 0.55332 | [6 empty] | -25.17 |  |  | 29.81 | 78 | 10.7768 | 26.4439 |  |  |  | 0.45597 | 0.10432
2016-03-09 20:00:00 | 0.54209 | 0.52797 | 0.52797 | [6 empty] | -25.17 |  |  | 25.8 | 73.33 | 10.5273 | 25.8062 |  |  |  | 0.43239 | 0.078966
2016-03-09 21:00:00 | 0.48715 | 0.4722 | 0.4722 | [6 empty] | -25.17 |  |  | 27.51 | 63.05 | 9.634 | 23.5648 |  |  |  | 0.37745 | 0.023202
2016-03-09 22:00:00 | 0.42527 | 0.41439 | 0.41439 | [6 empty] | -25.17 |  |  | 23.41 | 65.07 | 8.1351 | 19.8046 |  |  |  | 0.31557 | 0
2016-03-09 23:00:00 | 0.36365 | 0.36481 | 0.36482 | [6 empty] | -25.17 |  |  | 19.72 | 56.29 | 5.9937 | 14.6352 |  |  |  | 0.25395 | 0
2016-03-10 00:00:00 | 0.33709 | 0.34573 | 0.34574 | [6 empty] | -25.17 |  |  | 20.17 | 47.59 | 4.8991 | 12.0419 |  |  |  | 0.22739 | 0
2016-03-10 01:00:00 | 0.35223 | 0.35983 | 0.35984 | [6 empty] | -25.17 |  |  | 20.04 | 44.6 | 5.2273 | 12.8134 |  |  |  | 0.24253 | 0
2016-03-10 02:00:00 | 0.36934 | 0.37889 | 0.3789 | [6 empty] | -25.17 |  |  | 20.16 | 43.81 | 5.3319 | 13.0728 |  |  |  | 0.25964 | 0
2016-03-10 03:00:00 | 0.40302 | 0.41283 | 0.41285 | [6 empty] | -25.17 |  |  | 20.94 | 43.09 | 5.8139 | 14.1881 |  |  |  | 0.29332 | 0
2016-03-10 04:00:00 | 0.48848 | 0.50027 | 0.50029 | [6 empty] | -25.17 |  |  | 21.6 | 43.03 | 7.0821 | 17.307 |  |  |  | 0.37878 | 0.051286
2016-03-10 05:00:00 | 0.63594 | 0.63405 | 0.63406 | [6 empty] | -25.17 |  |  | 28.48 | 47.58 | 10.6925 | 25.9309 |  |  |  | 0.52624 | 0.18506
2016-03-10 06:00:00 | 0.65851 | 0.66 | 0.66 | [6 empty] | -25.17 |  |  | 35.44 | 56.19 | 10.959 | 26.8537 |  |  |  | 0.5488 | 0.211
2016-03-10 07:00:00 | 0.64141 | 0.64269 | 0.6427 | [6 empty] | -25.17 |  |  | 31.99 | 64.39 | 10.6216 | 25.9455 |  |  |  | 0.53171 | 0.1937
2016-03-10 08:00:00 | 0.61928 | 0.62021 | 0.62022 | [6 empty] | -25.17 |  |  | 30.07 | 63.54 | 10.3641 | 25.394 |  |  |  | 0.50958 | 0.17122
2016-03-10 09:00:00 | 0.59571 | 0.59473 | 0.59474 | [6 empty] | -25.17 |  |  | 25.53 | 62.01 | 10.1215 | 24.7648 |  |  |  | 0.48601 | 0.14574
2016-03-10 10:00:00 | 0.56965 | 0.56679 | 0.5668 | [6 empty] | -25.17 |  |  | 24.71 | 60.17 | 9.8352 | 24.0319 |  |  |  | 0.45994 | 0.1178
2016-03-10 11:00:00 | 0.54561 | 0.54301 | 0.54301 | [6 empty] | -25.17 |  |  | 26.35 | 53.9 | 9.4524 | 23.1435 |  |  |  | 0.43591 | 0.094013
2016-03-10 12:00:00 | 0.53562 | 0.53208 | 0.53208 | [6 empty] | -25.17 |  |  | 25 | 49.38 | 9.3609 | 22.9035 |  |  |  | 0.42592 | 0.083083
2016-03-10 13:00:00 | 0.53003 | 0.52598 | 0.52598 | [6 empty] | -25.17 |  |  | 25 | 47.61 | 9.3158 | 22.7933 |  |  |  | 0.42033 | 0.076985
2016-03-10 14:00:00 | 0.53274 | 0.52949 | 0.52949 | [6 empty] | -25.17 |  |  | 24.89 | 45.96 | 9.3464 | 22.936 |  |  |  | 0.42303 | 0.080492
2016-03-10 15:00:00 | 0.53846 | 0.53479 | 0.53479 | [6 empty] | -25.17 |  |  | 25.03 | 46.5 | 9.4592 | 23.189 |  |  |  | 0.42876 | 0.085791
2016-03-10 16:00:00 | 0.54695 | 0.54127 | 0.54127 | [6 empty] | -25.17 |  |  | 29.95 | 46.46 | 9.8542 | 24.2202 |  |  |  | 0.43724 | 0.092271
2016-03-10 17:00:00 | 0.55092 | 0.54252 | 0.54252 | [6 empty] | -25.17 |  |  | 35.49 | 47.63 | 10.1987 | 25.0827 |  |  |  | 0.44122 | 0.093523
2016-03-10 18:00:00 | 0.55204 | 0.54087 | 0.54088 | [6 empty] | -25.17 |  |  | 37.79 | 57.07 | 10.4236 | 25.569 |  |  |  | 0.44233 | 0.091877
2016-03-10 19:00:00 | 0.54898 | 0.53723 | 0.53723 | [6 empty] | -25.17 |  |  | 30.02 | 56.77 | 10.4236 | 25.5625 |  |  |  | 0.43928 | 0.088232
2016-03-10 20:00:00 | 0.52606 | 0.51258 | 0.51258 | [6 empty] | -25.17 |  |  | 25.31 | 48.06 | 10.1824 | 24.9463 |  |  |  | 0.41636 | 0.063578
2016-03-10 21:00:00 | 0.47271 | 0.45841 | 0.45841 | [6 empty] | -25.17 |  |  | 22.72 | 47.04 | 9.3185 | 22.7803 |  |  |  | 0.36301 | 0.0094069
2016-03-10 22:00:00 | 0.41274 | 0.40237 | 0.40238 | [6 empty] | -25.17 |  |  | 21.32 | 45.5 | 7.8692 | 19.1481 |  |  |  | 0.30304 | 0
2016-03-10 23:00:00 | 0.35313 | 0.35443 | 0.35444 | [6 empty] | -25.17 |  |  | 22.03 | 38.97 | 5.7976 | 14.149 |  |  |  | 0.24343 | 0
2016-03-11 00:00:00 | 0.33053 | 0.33799 | 0.338 | [6 empty] | -25.17 |  |  | 20.85 | 26.72 | 4.9019 | 12.0488 |  |  |  | 0.22083 | 0
2016-03-11 01:00:00 | 0.34677 | 0.35339 | 0.3534 | [6 empty] | -25.17 |  |  | 21.03 | 27.73 | 5.2303 | 12.8208 |  |  |  | 0.23707 | 0
2016-03-11 02:00:00 | 0.35823 | 0.3658 | 0.3658 | [6 empty] | -25.17 |  |  | 21.06 | 28.57 | 5.3349 | 13.0803 |  |  |  | 0.24853 | 0
2016-03-11 03:00:00 | 0.39035 | 0.39791 | 0.39792 | [6 empty] | -25.17 |  |  | 21.75 | 41.51 | 5.8172 | 14.1963 |  |  |  | 0.28065 | 0
2016-03-11 04:00:00 | 0.47493 | 0.4843 | 0.48431 | [6 empty] | -25.17 |  |  | 22.39 | 43.46 | 7.0861 | 17.3169 |  |  |  | 0.36522 | 0.035309
2016-03-11 05:00:00 | 0.63425 | 0.63199 | 0.632 | [6 empty] | -25.17 |  |  | 28.34 | 49.38 | 10.6985 | 25.9458 |  |  |  | 0.52454 | 0.183
2016-03-11 06:00:00 | 0.65772 | 0.65902 | 0.65902 | [6 empty] | -25.17 |  |  | 34.47 | 58.12 | 10.9652 | 26.8692 |  |  |  | 0.54802 | 0.21002
2016-03-11 07:00:00 | 0.63896 | 0.63975 | 0.63976 | [6 empty] | -25.17 |  |  | 38.34 | 63.04 | 10.6276 | 25.9604 |  |  |  | 0.52926 | 0.19076
2016-03-11 08:00:00 | 0.6159 | 0.61619 | 0.6162 | [6 empty] | -25.17 |  |  | 36.69 | 64.83 | 10.37 | 25.4086 |  |  |  | 0.5062 | 0.1672
2016-03-11 09:00:00 | 0.59384 | 0.59247 | 0.59248 | [6 empty] | -25.17 |  |  | 32.91 | 63.02 | 10.1273 | 24.7791 |  |  |  | 0.48414 | 0.14348
2016-03-11 10:00:00 | 0.5681 | 0.56492 | 0.56493 | [6 empty] | -25.17 |  |  | 31.98 | 61.69 | 9.8408 | 24.0458 |  |  |  | 0.4584 | 0.11593
2016-03-11 11:00:00 | 0.54191 | 0.5386 | 0.53861 | [6 empty] | -25.17 |  |  | 29.81 | 60.99 | 9.4578 | 23.1568 |  |  |  | 0.43221 | 0.089606
2016-03-11 12:00:00 | 0.53086 | 0.52642 | 0.52643 | [6 empty] | -25.17 |  |  | 27.03 | 56.76 | 9.3662 | 22.9167 |  |  |  | 0.42115 | 0.077429
2016-03-11 13:00:00 | 0.52475 | 0.51971 | 0.51972 | [6 empty] | -25.17 |  |  | 25.01 | 56.79 | 9.321 | 22.8064 |  |  |  | 0.41505 | 0.07072
2016-03-11 14:00:00 | 0.52682 | 0.52248 | 0.52248 | [6 empty] | -25.17 |  |  | 24.92 | 54.15 | 9.3517 | 22.9492 |  |  |  | 0.41712 | 0.073484
2016-03-11 15:00:00 | 0.5325 | 0.52773 | 0.52773 | [6 empty] | -25.17 |  |  | 24.88 | 53.03 | 9.4645 | 23.2024 |  |  |  | 0.4228 | 0.07873
2016-03-11 16:00:00 | 0.54165 | 0.53498 | 0.53499 | [6 empty] | -25.17 |  |  | 27.9 | 49.05 | 9.8598 | 24.2341 |  |  |  | 0.43195 | 0.085988
2016-03-11 17:00:00 | 0.54814 | 0.53919 | 0.5392 | [6 empty] | -25.17 |  |  | 32.55 | 56.37 | 10.2044 | 25.0972 |  |  |  | 0.43843 | 0.090196
2016-03-11 18:00:00 | 0.55116 | 0.53979 | 0.53979 | [6 empty] | -25.17 |  |  | 35.69 | 67.63 | 10.4295 | 25.5837 |  |  |  | 0.44146 | 0.090787
2016-03-11 19:00:00 | 0.54517 | 0.53269 | 0.53269 | [6 empty] | -25.17 |  |  | 30.33 | 74.28 | 10.4295 | 25.5772 |  |  |  | 0.43547 | 0.083689
2016-03-11 20:00:00 | 0.52434 | 0.51049 | 0.51049 | [6 empty] | -25.17 |  |  | 26.77 | 67.5 | 10.1881 | 24.9607 |  |  |  | 0.41464 | 0.061495
2016-03-11 21:00:00 | 0.4721 | 0.45764 | 0.45764 | [6 empty] | -25.17 |  |  | 28.2 | 60.84 | 9.3237 | 22.7934 |  |  |  | 0.3624 | 0.0086377
2016-03-11 22:00:00 | 0.40885 | 0.39775 | 0.39775 | [6 empty] | -25.17 |  |  | 25.21 | 62.71 | 7.8736 | 19.1591 |  |  |  | 0.29914 | 0
2016-03-11 23:00:00 | 0.34738 | 0.34764 | 0.34765 | [6 empty] | -25.17 |  |  | 29.01 | 57.57 | 5.8009 | 14.1571 |  |  |  | 0.23768 | 0
2016-03-12 00:00:00 | 0.32278 | 0.32783 | 0.32784 | [6 empty] | -25.17 |  |  | 26.1 | 56 | 5.0077 | 12.3132 |  |  |  | 0.21308 | 0
2016-03-12 01:00:00 | 0.34111 | 0.3456 | 0.3456 | [6 empty] | -25.17 |  |  | 25.69 | 54.03 | 5.3431 | 13.1018 |  |  |  | 0.2314 | 0
2016-03-12 02:00:00 | 0.35609 | 0.36213 | 0.36214 | [6 empty] | -25.17 |  |  | 24.5 | 49.93 | 5.45 | 13.3671 |  |  |  | 0.24639 | 0
2016-03-12 03:00:00 | 0.3886 | 0.39458 | 0.39459 | [6 empty] | -25.17 |  |  | 23.26 | 46.8 | 5.9426 | 14.5074 |  |  |  | 0.2789 | 0
2016-03-12 04:00:00 | 0.47405 | 0.48173 | 0.48174 | [6 empty] | -25.17 |  |  | 24.5 | 46.95 | 7.2388 | 17.696 |  |  |  | 0.36435 | 0.03274
2016-03-12 05:00:00 | 0.63481 | 0.63029 | 0.6303 | [6 empty] | -25.17 |  |  | 25.45 | 47.67 | 10.9288 | 26.513 |  |  |  | 0.5251 | 0.1813
2016-03-12 06:00:00 | 0.64004 | 0.63586 | 0.63586 | [6 empty] | -25.17 |  |  | 25.51 | 48.65 | 11.2022 | 27.4609 |  |  |  | 0.53034 | 0.18686
2016-03-12 07:00:00 | 0.62102 | 0.61634 | 0.61635 | [6 empty] | -25.17 |  |  | 28.91 | 50.23 | 10.8572 | 26.5313 |  |  |  | 0.51131 | 0.16735
2016-03-12 08:00:00 | 0.59418 | 0.58842 | 0.58842 | [6 empty] | -25.17 |  |  | 30.09 | 54.8 | 10.5938 | 25.9667 |  |  |  | 0.48448 | 0.13942
2016-03-12 09:00:00 | 0.57509 | 0.56824 | 0.56825 | [6 empty] | -25.17 |  |  | 29.26 | 56.36 | 10.3458 | 25.3231 |  |  |  | 0.46539 | 0.11925
2016-03-12 10:00:00 | 0.55808 | 0.55101 | 0.55101 | [6 empty] | -25.17 |  |  | 28.44 | 55 | 10.0531 | 24.5734 |  |  |  | 0.44838 | 0.10201
2016-03-12 11:00:00 | 0.52574 | 0.51755 | 0.51756 | [6 empty] | -25.17 |  |  | 27.6 | 54.39 | 9.6618 | 23.6649 |  |  |  | 0.41604 | 0.068556
2016-03-12 12:00:00 | 0.50835 | 0.49794 | 0.49794 | [6 empty] | -25.17 |  |  | 25.01 | 54.41 | 9.5682 | 23.4194 |  |  |  | 0.39864 | 0.048939
2016-03-12 13:00:00 | 0.50305 | 0.49219 | 0.4922 | [6 empty] | -25.17 |  |  | 23.38 | 50.02 | 9.5221 | 23.3066 |  |  |  | 0.39335 | 0.043196
2016-03-12 14:00:00 | 0.50564 | 0.49557 | 0.49557 | [6 empty] | -25.17 |  |  | 22.96 | 48.2 | 9.5535 | 23.4528 |  |  |  | 0.39594 | 0.046572
2016-03-12 15:00:00 | 0.51633 | 0.50668 | 0.50668 | [6 empty] | -25.17 |  |  | 23.67 | 47.63 | 9.6688 | 23.7117 |  |  |  | 0.40663 | 0.057681
2016-03-12 16:00:00 | 0.53377 | 0.52361 | 0.52361 | [6 empty] | -25.17 |  |  | 27.07 | 48.5 | 10.0726 | 24.7663 |  |  |  | 0.42407 | 0.074611
2016-03-12 17:00:00 | 0.54294 | 0.5309 | 0.5309 | [6 empty] | -25.17 |  |  | 34.09 | 58.44 | 10.4247 | 25.6484 |  |  |  | 0.43324 | 0.081904
2016-03-12 18:00:00 | 0.54236 | 0.5272 | 0.5272 | [6 empty] | -25.17 |  |  | 36.97 | 63.04 | 10.6546 | 26.1455 |  |  |  | 0.43266 | 0.0782
2016-03-12 19:00:00 | 0.53559 | 0.51918 | 0.51918 | [6 empty] | -25.17 |  |  | 35 | 64.79 | 10.6546 | 26.1388 |  |  |  | 0.42589 | 0.070183
2016-03-12 20:00:00 | 0.52783 | 0.51239 | 0.51239 | [6 empty] | -25.17 |  |  | 30.17 | 59.93 | 10.408 | 25.5086 |  |  |  | 0.41812 | 0.063389
2016-03-12 21:00:00 | 0.47604 | 0.46024 | 0.46024 | [6 empty] | -25.17 |  |  | 30.91 | 54.34 | 9.5249 | 23.2933 |  |  |  | 0.36634 | 0.01124
2016-03-12 22:00:00 | 0.41421 | 0.40232 | 0.40233 | [6 empty] | -25.17 |  |  | 30 | 56.44 | 8.0431 | 19.5774 |  |  |  | 0.30451 | 0
2016-03-12 23:00:00 | 0.3543 | 0.3545 | 0.35451 | [6 empty] | -25.17 |  |  | 26.51 | 52.63 | 5.9259 | 14.4669 |  |  |  | 0.24459 | 0
2016-03-13 00:00:00 | 0.35009 | 0.3586 | 0.35861 | [6 empty] | -25.17 |  |  | 22.65 | 48.28 | 5.1415 | 12.6482 |  |  |  | 0.24039 | 0
2016-03-13 01:00:00 | 0.35728 | 0.36318 | 0.36319 | [6 empty] | -25.17 |  |  | 21.67 | 47.27 | 5.4858 | 13.4579 |  |  |  | 0.24757 | 0
2016-03-13 02:00:00 | 0.38748 | 0.39757 | 0.39758 | [6 empty] | -25.17 |  |  | 21.05 | 44.37 | 5.5956 | 13.7303 |  |  |  | 0.27778 | 0
2016-03-13 03:00:00 | 0.44983 | 0.46495 | 0.46497 | [6 empty] | -25.17 |  |  | 21.12 | 41.96 | 6.1013 | 14.9014 |  |  |  | 0.34013 | 0.015969
2016-03-13 04:00:00 | 0.53993 | 0.55722 | 0.55724 | [6 empty] | -25.17 |  |  | 21.17 | 41.46 | 7.432 | 18.1762 |  |  |  | 0.43023 | 0.10824
2016-03-13 05:00:00 | 0.61471 | 0.60368 | 0.60369 | [6 empty] | -25.17 |  |  | 21.11 | 41.92 | 11.2202 | 27.2314 |  |  |  | 0.50501 | 0.15469
2016-03-13 06:00:00 | 0.61891 | 0.60804 | 0.60804 | [6 empty] | -25.17 |  |  | 21.08 | 38.22 | 11.5022 | 28.2107 |  |  |  | 0.50921 | 0.15904
2016-03-13 07:00:00 | 0.60454 | 0.59406 | 0.59406 | [6 empty] | -25.17 |  |  | 21.31 | 40.43 | 11.1476 | 27.2546 |  |  |  | 0.49484 | 0.14506
2016-03-13 08:00:00 | 0.58319 | 0.57267 | 0.57267 | [6 empty] | -25.17 |  |  | 21.69 | 44.96 | 10.8771 | 26.6738 |  |  |  | 0.47349 | 0.12367
2016-03-13 09:00:00 | 0.56344 | 0.55177 | 0.55177 | [6 empty] | -25.17 |  |  | 21.73 | 49.94 | 10.6224 | 26.0123 |  |  |  | 0.45373 | 0.10277
2016-03-13 10:00:00 | 0.55114 | 0.54015 | 0.54015 | [6 empty] | -25.17 |  |  | 21.69 | 52.89 | 10.3217 | 25.2418 |  |  |  | 0.44144 | 0.091148
2016-03-13 11:00:00 | 0.52647 | 0.51582 | 0.51583 | [6 empty] | -25.17 |  |  | 21.07 | 54.93 | 9.92 | 24.3086 |  |  |  | 0.41677 | 0.066825
2016-03-13 12:00:00 | 0.51722 | 0.5058 | 0.5058 | [6 empty] | -25.17 |  |  | 19.4 | 55.12 | 9.8238 | 24.0562 |  |  |  | 0.40752 | 0.056803
2016-03-13 13:00:00 | 0.52171 | 0.51157 | 0.51157 | [6 empty] | -25.17 |  |  | 17.78 | 52.06 | 9.7765 | 23.9403 |  |  |  | 0.412 | 0.06257
2016-03-13 14:00:00 | 0.5279 | 0.5192 | 0.5192 | [6 empty] | -25.17 |  |  | 17.46 | 47.99 | 9.8088 | 24.0907 |  |  |  | 0.4182 | 0.070203
2016-03-13 15:00:00 | 0.52783 | 0.51762 | 0.51762 | [6 empty] | -25.17 |  |  | 18.08 | 46.3 | 9.9272 | 24.357 |  |  |  | 0.41813 | 0.06862
2016-03-13 16:00:00 | 0.55578 | 0.54681 | 0.54682 | [6 empty] | -25.17 |  |  | 20.19 | 46.15 | 10.3419 | 25.4405 |  |  |  | 0.44608 | 0.097817
2016-03-13 17:00:00 | 0.56929 | 0.55912 | 0.55912 | [6 empty] | -25.17 |  |  | 26.08 | 51.4 | 10.7035 | 26.3469 |  |  |  | 0.45959 | 0.11012
2016-03-13 18:00:00 | 0.57095 | 0.55796 | 0.55796 | [6 empty] | -25.17 |  |  | 33.55 | 61.81 | 10.9395 | 26.8572 |  |  |  | 0.46125 | 0.10896
2016-03-13 19:00:00 | 0.57095 | 0.5579 | 0.55791 | [6 empty] | -25.17 |  |  | 31.05 | 66.52 | 10.9395 | 26.8503 |  |  |  | 0.46125 | 0.10891
2016-03-13 20:00:00 | 0.55651 | 0.54333 | 0.54333 | [6 empty] | -25.17 |  |  | 27.24 | 63.97 | 10.6862 | 26.2026 |  |  |  | 0.44681 | 0.094331
2016-03-13 21:00:00 | 0.50007 | 0.48594 | 0.48594 | [6 empty] | -25.17 |  |  | 28.93 | 58.73 | 9.7794 | 23.9265 |  |  |  | 0.39037 | 0.036936
2016-03-13 22:00:00 | 0.4469 | 0.43856 | 0.43857 | [6 empty] | -25.17 |  |  | 26.63 | 60.85 | 8.2575 | 20.1072 |  |  |  | 0.3372 | 0
2016-03-13 23:00:00 | 0.37135 | 0.37295 | 0.37296 | [6 empty] | -25.17 |  |  | 22.39 | 56.19 | 6.084 | 14.8593 |  |  |  | 0.26165 | 0
2016-03-14 00:00:00 | 0.34902 | 0.35765 | 0.35766 | [6 empty] | -25.17 |  |  | 20.7 | 49.73 | 5.1109 | 12.5716 |  |  |  | 0.23932 | 0
2016-03-14 01:00:00 | 0.36483 | 0.37238 | 0.37239 | [6 empty] | -25.17 |  |  | 20.22 | 47.66 | 5.4532 | 13.3765 |  |  |  | 0.25513 | 0
2016-03-14 02:00:00 | 0.38592 | 0.39606 | 0.39608 | [6 empty] | -25.17 |  |  | 19.99 | 44.84 | 5.5623 | 13.6473 |  |  |  | 0.27621 | 0
2016-03-14 03:00:00 | 0.4211 | 0.43155 | 0.43156 | [6 empty] | -25.17 |  |  | 20.36 | 41.95 | 6.065 | 14.8114 |  |  |  | 0.3114 | 0
2016-03-14 04:00:00 | 0.51167 | 0.52444 | 0.52446 | [6 empty] | -25.17 |  |  | 21.92 | 42.07 | 7.3878 | 18.0665 |  |  |  | 0.40196 | 0.075458
2016-03-14 05:00:00 | 0.66433 | 0.66267 | 0.66268 | [6 empty] | -25.17 |  |  | 29.46 | 45.94 | 11.1537 | 27.0672 |  |  |  | 0.55462 | 0.21368
2016-03-14 06:00:00 | 0.68221 | 0.68312 | 0.68312 | [6 empty] | -25.17 |  |  | 35.43 | 63.62 | 11.4336 | 28.0393 |  |  |  | 0.57251 | 0.23412
2016-03-14 07:00:00 | 0.66434 | 0.66501 | 0.66502 | [6 empty] | -25.17 |  |  | 35.81 | 64.91 | 11.0813 | 27.0893 |  |  |  | 0.55464 | 0.21602
2016-03-14 08:00:00 | 0.64248 | 0.643 | 0.64301 | [6 empty] | -25.17 |  |  | 31.75 | 69.72 | 10.8124 | 26.5122 |  |  |  | 0.53278 | 0.19401
2016-03-14 09:00:00 | 0.6204 | 0.61936 | 0.61937 | [6 empty] | -25.17 |  |  | 28.82 | 70.33 | 10.5592 | 25.8548 |  |  |  | 0.5107 | 0.17037
2016-03-14 10:00:00 | 0.59379 | 0.59089 | 0.5909 | [6 empty] | -25.17 |  |  | 24.33 | 67.17 | 10.2604 | 25.0891 |  |  |  | 0.48409 | 0.1419
2016-03-14 11:00:00 | 0.56613 | 0.56303 | 0.56303 | [6 empty] | -25.17 |  |  | 23.31 | 66.42 | 9.861 | 24.1615 |  |  |  | 0.45642 | 0.11403
2016-03-14 12:00:00 | 0.55888 | 0.55535 | 0.55536 | [6 empty] | -25.17 |  |  | 22.84 | 65.61 | 9.7654 | 23.9107 |  |  |  | 0.44917 | 0.10636
2016-03-14 13:00:00 | 0.55303 | 0.54897 | 0.54898 | [6 empty] | -25.17 |  |  | 22.55 | 65.15 | 9.7184 | 23.7955 |  |  |  | 0.44333 | 0.099978
2016-03-14 14:00:00 | 0.55522 | 0.55189 | 0.5519 | [6 empty] | -25.17 |  |  | 23.04 | 63.67 | 9.7505 | 23.9449 |  |  |  | 0.44552 | 0.1029
2016-03-14 15:00:00 | 0.55929 | 0.55518 | 0.55519 | [6 empty] | -25.17 |  |  | 24.8 | 62.91 | 9.8682 | 24.2095 |  |  |  | 0.44959 | 0.10619
2016-03-14 16:00:00 | 0.57644 | 0.5717 | 0.57171 | [6 empty] | -25.17 |  |  | 30.71 | 61.19 | 10.2804 | 25.2865 |  |  |  | 0.46674 | 0.12271
2016-03-14 17:00:00 | 0.5844 | 0.5775 | 0.5775 | [6 empty] | -25.17 |  |  | 39.48 | 61.99 | 10.6398 | 26.1872 |  |  |  | 0.47469 | 0.1285
2016-03-14 18:00:00 | 0.58554 | 0.57576 | 0.57577 | [6 empty] | -25.17 |  |  | 47.92 | 67.66 | 10.8744 | 26.6946 |  |  |  | 0.47584 | 0.12677
2016-03-14 19:00:00 | 0.57341 | 0.56144 | 0.56144 | [6 empty] | -25.17 |  |  | 34.32 | 77.08 | 10.8744 | 26.6877 |  |  |  | 0.46371 | 0.11244
2016-03-14 20:00:00 | 0.55392 | 0.54091 | 0.54092 | [6 empty] | -25.17 |  |  | 29.48 | 63.99 | 10.6226 | 26.044 |  |  |  | 0.44422 | 0.091916
2016-03-14 21:00:00 | 0.49754 | 0.48354 | 0.48354 | [6 empty] | -25.17 |  |  | 26.37 | 55.02 | 9.7212 | 23.7818 |  |  |  | 0.38784 | 0.034537
2016-03-14 22:00:00 | 0.43363 | 0.42346 | 0.42347 | [6 empty] | -25.17 |  |  | 22.91 | 54.31 | 8.2085 | 19.9862 |  |  |  | 0.32393 | 0
2016-03-14 23:00:00 | 0.36891 | 0.37044 | 0.37045 | [6 empty] | -25.17 |  |  | 21.1 | 48.18 | 6.0479 | 14.7696 |  |  |  | 0.25921 | 0
2016-03-15 00:00:00 | 0.32909 | 0.33744 | 0.33745 | [6 empty] | -25.17 |  |  | 20.76 | 49.02 | 4.7869 | 11.7617 |  |  |  | 0.21938 | 0
2016-03-15 01:00:00 | 0.34387 | 0.35121 | 0.35122 | [6 empty] | -25.17 |  |  | 21.17 | 46.2 | 5.1076 | 12.5156 |  |  |  | 0.23417 | 0
2016-03-15 02:00:00 | 0.36057 | 0.3698 | 0.36981 | [6 empty] | -25.17 |  |  | 20.74 | 43.95 | 5.2099 | 12.7689 |  |  |  | 0.25087 | 0
2016-03-15 03:00:00 | 0.39345 | 0.40294 | 0.40295 | [6 empty] | -25.17 |  |  | 20.91 | 42.83 | 5.6808 | 13.8584 |  |  |  | 0.28375 | 0
2016-03-15 04:00:00 | 0.47689 | 0.48828 | 0.4883 | [6 empty] | -25.17 |  |  | 22.86 | 43.9 | 6.9201 | 16.9052 |  |  |  | 0.36718 | 0.039296
2016-03-15 05:00:00 | 0.62092 | 0.61891 | 0.61892 | [6 empty] | -25.17 |  |  | 27.1 | 46.06 | 10.4481 | 25.3297 |  |  |  | 0.51122 | 0.16992
2016-03-15 06:00:00 | 0.64292 | 0.6442 | 0.6442 | [6 empty] | -25.17 |  |  | 33.69 | 54.48 | 10.7076 | 26.2267 |  |  |  | 0.53322 | 0.1952
2016-03-15 07:00:00 | 0.62623 | 0.62731 | 0.62731 | [6 empty] | -25.17 |  |  | 38.47 | 64.76 | 10.3782 | 25.3405 |  |  |  | 0.51653 | 0.17831
2016-03-15 08:00:00 | 0.60463 | 0.60538 | 0.60539 | [6 empty] | -25.17 |  |  | 35.96 | 65.99 | 10.1267 | 24.8025 |  |  |  | 0.49493 | 0.15639
2016-03-15 09:00:00 | 0.58163 | 0.58051 | 0.58052 | [6 empty] | -25.17 |  |  | 36.09 | 64.56 | 9.8897 | 24.1883 |  |  |  | 0.47193 | 0.13152
2016-03-15 10:00:00 | 0.55619 | 0.55325 | 0.55326 | [6 empty] | -25.17 |  |  | 34.31 | 62.54 | 9.61 | 23.4727 |  |  |  | 0.44649 | 0.10426
2016-03-15 11:00:00 | 0.53272 | 0.53003 | 0.53004 | [6 empty] | -25.17 |  |  | 30.93 | 61.2 | 9.2359 | 22.605 |  |  |  | 0.42302 | 0.081042
2016-03-15 12:00:00 | 0.52297 | 0.51937 | 0.51938 | [6 empty] | -25.17 |  |  | 27.44 | 57.04 | 9.1465 | 22.3708 |  |  |  | 0.41327 | 0.070378
2016-03-15 13:00:00 | 0.51752 | 0.51342 | 0.51343 | [6 empty] | -25.17 |  |  | 24.78 | 53.34 | 9.1025 | 22.2631 |  |  |  | 0.40782 | 0.064427
2016-03-15 14:00:00 | 0.52016 | 0.51684 | 0.51685 | [6 empty] | -25.17 |  |  | 23.71 | 49.74 | 9.1324 | 22.4024 |  |  |  | 0.41046 | 0.067848
2016-03-15 15:00:00 | 0.52575 | 0.52201 | 0.52202 | [6 empty] | -25.17 |  |  | 23.3 | 48.28 | 9.2425 | 22.6493 |  |  |  | 0.41605 | 0.07302
2016-03-15 16:00:00 | 0.53404 | 0.52835 | 0.52835 | [6 empty] | -25.17 |  |  | 25.45 | 47.16 | 9.6284 | 23.6562 |  |  |  | 0.42434 | 0.079352
2016-03-15 17:00:00 | 0.53793 | 0.52958 | 0.52958 | [6 empty] | -25.17 |  |  | 31.91 | 51.55 | 9.965 | 24.4985 |  |  |  | 0.42823 | 0.080581
2016-03-15 18:00:00 | 0.53903 | 0.52798 | 0.52798 | [6 empty] | -25.17 |  |  | 34.13 | 64.23 | 10.1848 | 24.9736 |  |  |  | 0.42933 | 0.078983
2016-03-15 19:00:00 | 0.53606 | 0.52443 | 0.52443 | [6 empty] | -25.17 |  |  | 29.06 | 66.95 | 10.1848 | 24.9673 |  |  |  | 0.42635 | 0.075428
2016-03-15 20:00:00 | 0.51368 | 0.50037 | 0.50037 | [6 empty] | -25.17 |  |  | 24.15 | 61.53 | 9.9492 | 24.3657 |  |  |  | 0.40398 | 0.051369
2016-03-15 21:00:00 | 0.4616 | 0.4475 | 0.4475 | [6 empty] | -25.17 |  |  | 22.52 | 48.8 | 9.1051 | 22.2505 |  |  |  | 0.35189 | 0
2016-03-15 22:00:00 | 0.40303 | 0.3928 | 0.39281 | [6 empty] | -25.17 |  |  | 20.95 | 49.93 | 7.6894 | 18.7046 |  |  |  | 0.29333 | 0
2016-03-15 23:00:00 | 0.34478 | 0.34596 | 0.34597 | [6 empty] | -25.17 |  |  | 21.22 | 47.86 | 5.665 | 13.8206 |  |  |  | 0.23508 | 0
2016-03-16 00:00:00 | 0.32057 | 0.32837 | 0.32837 | [6 empty] | -25.17 |  |  | 20.92 | 43.96 | 4.6926 | 11.5263 |  |  |  | 0.21086 | 0
2016-03-16 01:00:00 | 0.33501 | 0.3418 | 0.34181 | [6 empty] | -25.17 |  |  | 20.45 | 41.08 | 5.007 | 12.2653 |  |  |  | 0.2253 | 0
2016-03-16 02:00:00 | 0.35123 | 0.35985 | 0.35986 | [6 empty] | -25.17 |  |  | 20.06 | 33.65 | 5.1072 | 12.5136 |  |  |  | 0.24153 | 0
2016-03-16 03:00:00 | 0.38325 | 0.39209 | 0.3921 | [6 empty] | -25.17 |  |  | 20.49 | 23.39 | 5.5689 | 13.5814 |  |  |  | 0.27355 | 0
2016-03-16 04:00:00 | 0.46454 | 0.47515 | 0.47516 | [6 empty] | -25.17 |  |  | 21.59 | 34.93 | 6.7839 | 16.5676 |  |  |  | 0.35484 | 0.026164
2016-03-16 05:00:00 | 0.60531 | 0.60268 | 0.60269 | [6 empty] | -25.17 |  |  | 26.24 | 45 | 10.2426 | 24.8244 |  |  |  | 0.4956 | 0.15369
2016-03-16 06:00:00 | 0.62669 | 0.62725 | 0.62725 | [6 empty] | -25.17 |  |  | 33.94 | 50.55 | 10.4962 | 25.7001 |  |  |  | 0.51699 | 0.17825
2016-03-16 07:00:00 | 0.61042 | 0.61079 | 0.6108 | [6 empty] | -25.17 |  |  | 32.99 | 62.21 | 10.1734 | 24.8323 |  |  |  | 0.50071 | 0.1618
2016-03-16 08:00:00 | 0.5894 | 0.58948 | 0.58949 | [6 empty] | -25.17 |  |  | 24.71 | 66.39 | 9.927 | 24.3056 |  |  |  | 0.4797 | 0.14049
2016-03-16 09:00:00 | 0.56702 | 0.56531 | 0.56532 | [6 empty] | -25.17 |  |  | 22.48 | 66.08 | 9.6947 | 23.7039 |  |  |  | 0.45732 | 0.11632
2016-03-16 10:00:00 | 0.54227 | 0.53881 | 0.53882 | [6 empty] | -25.17 |  |  | 22.43 | 65 | 9.4206 | 23.0029 |  |  |  | 0.43257 | 0.089817
2016-03-16 11:00:00 | 0.5194 | 0.51621 | 0.51622 | [6 empty] | -25.17 |  |  | 22.16 | 64.38 | 9.0539 | 22.1526 |  |  |  | 0.4097 | 0.067219
2016-03-16 12:00:00 | 0.50992 | 0.50585 | 0.50586 | [6 empty] | -25.17 |  |  | 21.85 | 61.94 | 8.9663 | 21.9232 |  |  |  | 0.40022 | 0.056857
2016-03-16 13:00:00 | 0.50462 | 0.50007 | 0.50008 | [6 empty] | -25.17 |  |  | 21.9 | 58.87 | 8.9231 | 21.8177 |  |  |  | 0.39492 | 0.051077
2016-03-16 14:00:00 | 0.50719 | 0.5034 | 0.50341 | [6 empty] | -25.17 |  |  | 22.28 | 54.91 | 8.9524 | 21.954 |  |  |  | 0.39749 | 0.054407
2016-03-16 15:00:00 | 0.51264 | 0.50844 | 0.50844 | [6 empty] | -25.17 |  |  | 23.67 | 51.81 | 9.0604 | 22.1958 |  |  |  | 0.40294 | 0.059444
2016-03-16 16:00:00 | 0.5208 | 0.51468 | 0.51468 | [6 empty] | -25.17 |  |  | 29.92 | 51.08 | 9.4386 | 23.1824 |  |  |  | 0.4111 | 0.065685
2016-03-16 17:00:00 | 0.52468 | 0.51596 | 0.51596 | [6 empty] | -25.17 |  |  | 35.6 | 52.57 | 9.7685 | 24.0077 |  |  |  | 0.41498 | 0.066963
2016-03-16 18:00:00 | 0.52582 | 0.51446 | 0.51446 | [6 empty] | -25.17 |  |  | 39.2 | 63.28 | 9.984 | 24.4734 |  |  |  | 0.41612 | 0.065464
2016-03-16 19:00:00 | 0.52293 | 0.51102 | 0.51102 | [6 empty] | -25.17 |  |  | 32.02 | 67.09 | 9.984 | 24.4673 |  |  |  | 0.41323 | 0.062017
2016-03-16 20:00:00 | 0.50117 | 0.48763 | 0.48763 | [6 empty] | -25.17 |  |  | 27.04 | 63.46 | 9.753 | 23.8779 |  |  |  | 0.39147 | 0.038632
2016-03-16 21:00:00 | 0.4504 | 0.43616 | 0.43616 | [6 empty] | -25.17 |  |  | 23.7 | 52.6 | 8.9257 | 21.8054 |  |  |  | 0.3407 | 0
2016-03-16 22:00:00 | 0.39319 | 0.38278 | 0.38278 | [6 empty] | -25.17 |  |  | 22.97 | 51.69 | 7.5382 | 18.3319 |  |  |  | 0.28349 | 0
2016-03-16 23:00:00 | 0.33606 | 0.33685 | 0.33686 | [6 empty] | -25.17 |  |  | 23.08 | 45.82 | 5.5535 | 13.5447 |  |  |  | 0.22636 | 0
2016-03-17 00:00:00 | 0.31343 | 0.32124 | 0.32124 | [6 empty] | -25.17 |  |  | 22.3 | 42.94 | 4.5672 | 11.2138 |  |  |  | 0.20373 | 0
2016-03-17 01:00:00 | 0.32753 | 0.33436 | 0.33437 | [6 empty] | -25.17 |  |  | 22.13 | 37.04 | 4.8733 | 11.933 |  |  |  | 0.21783 | 0
2016-03-17 02:00:00 | 0.34342 | 0.35205 | 0.35206 | [6 empty] | -25.17 |  |  | 22.27 | 33.33 | 4.9708 | 12.1746 |  |  |  | 0.23372 | 0
2016-03-17 03:00:00 | 0.37474 | 0.38359 | 0.3836 | [6 empty] | -25.17 |  |  | 22.24 | 29.41 | 5.4202 | 13.2135 |  |  |  | 0.26503 | 0
2016-03-17 04:00:00 | 0.45422 | 0.46485 | 0.46486 | [6 empty] | -25.17 |  |  | 23.55 | 33.41 | 6.6029 | 16.1193 |  |  |  | 0.34451 | 0.015862
2016-03-17 05:00:00 | 0.59154 | 0.58931 | 0.58933 | [6 empty] | -25.17 |  |  | 33.9 | 43.04 | 9.9694 | 24.1535 |  |  |  | 0.48183 | 0.14033
2016-03-17 06:00:00 | 0.61244 | 0.61332 | 0.61333 | [6 empty] | -25.17 |  |  | 38.16 | 49.93 | 10.2153 | 25.001 |  |  |  | 0.50274 | 0.16433
2016-03-17 07:00:00 | 0.59655 | 0.59725 | 0.59726 | [6 empty] | -25.17 |  |  | 34.97 | 57.81 | 9.9014 | 24.1577 |  |  |  | 0.48684 | 0.14826
2016-03-17 08:00:00 | 0.57599 | 0.57639 | 0.5764 | [6 empty] | -25.17 |  |  | 25.98 | 63.62 | 9.6617 | 23.646 |  |  |  | 0.46628 | 0.1274
2016-03-17 09:00:00 | 0.55409 | 0.55273 | 0.55274 | [6 empty] | -25.17 |  |  | 23.11 | 64.01 | 9.4357 | 23.0609 |  |  |  | 0.44439 | 0.10374
2016-03-17 10:00:00 | 0.52987 | 0.52679 | 0.52679 | [6 empty] | -25.17 |  |  | 22.96 | 65.99 | 9.1689 | 22.3792 |  |  |  | 0.42017 | 0.077793
2016-03-17 11:00:00 | 0.50752 | 0.50468 | 0.50469 | [6 empty] | -25.17 |  |  | 22.38 | 68.12 | 8.812 | 21.552 |  |  |  | 0.39782 | 0.05569
2016-03-17 12:00:00 | 0.49824 | 0.49454 | 0.49454 | [6 empty] | -25.17 |  |  | 22.2 | 67.5 | 8.7268 | 21.3289 |  |  |  | 0.38854 | 0.045544
2016-03-17 13:00:00 | 0.49305 | 0.48888 | 0.48888 | [6 empty] | -25.17 |  |  | 22.15 | 68.02 | 8.6848 | 21.2263 |  |  |  | 0.38335 | 0.039882
2016-03-17 14:00:00 | 0.49556 | 0.49213 | 0.49214 | [6 empty] | -25.17 |  |  | 22.43 | 65.39 | 8.7133 | 21.3587 |  |  |  | 0.38586 | 0.043136
2016-03-17 15:00:00 | 0.50088 | 0.49705 | 0.49706 | [6 empty] | -25.17 |  |  | 25.85 | 60.58 | 8.8183 | 21.5937 |  |  |  | 0.39118 | 0.048057
2016-03-17 16:00:00 | 0.5088 | 0.5031 | 0.5031 | [6 empty] | -25.17 |  |  | 31.92 | 58.14 | 9.1863 | 22.5533 |  |  |  | 0.3991 | 0.0541
2016-03-17 17:00:00 | 0.51253 | 0.50428 | 0.50429 | [6 empty] | -25.17 |  |  | 38.81 | 61.91 | 9.5074 | 23.3561 |  |  |  | 0.40283 | 0.055287
2016-03-17 18:00:00 | 0.5136 | 0.50278 | 0.50278 | [6 empty] | -25.17 |  |  | 46.69 | 69.6 | 9.7172 | 23.8094 |  |  |  | 0.4039 | 0.053781
2016-03-17 19:00:00 | 0.51077 | 0.4994 | 0.4994 | [6 empty] | -25.17 |  |  | 37.76 | 74.28 | 9.7172 | 23.8034 |  |  |  | 0.40106 | 0.050399
2016-03-17 20:00:00 | 0.48947 | 0.4765 | 0.47651 | [6 empty] | -25.17 |  |  | 30.98 | 68.58 | 9.4924 | 23.2303 |  |  |  | 0.37977 | 0.027505
2016-03-17 21:00:00 | 0.43985 | 0.42617 | 0.42617 | [6 empty] | -25.17 |  |  | 25.48 | 57.55 | 8.6873 | 21.2144 |  |  |  | 0.33015 | 0
2016-03-17 22:00:00 | 0.38405 | 0.37409 | 0.3741 | [6 empty] | -25.17 |  |  | 21.84 | 54.81 | 7.3372 | 17.8369 |  |  |  | 0.27434 | 0
2016-03-17 23:00:00 | 0.32845 | 0.3294 | 0.32941 | [6 empty] | -25.17 |  |  | 20.34 | 49.93 | 5.4053 | 13.1783 |  |  |  | 0.21874 | 0
2016-03-18 00:00:00 | 0.30535 | 0.31199 | 0.312 | [6 empty] | -25.17 |  |  | 19.47 | 51.86 | 4.541 | 11.1486 |  |  |  | 0.19564 | 0
2016-03-18 01:00:00 | 0.32037 | 0.32622 | 0.32623 | [6 empty] | -25.17 |  |  | 19.49 | 50.5 | 4.8454 | 11.8638 |  |  |  | 0.21066 | 0
2016-03-18 02:00:00 | 0.33094 | 0.33767 | 0.33767 | [6 empty] | -25.17 |  |  | 19.67 | 47.53 | 4.9424 | 12.1039 |  |  |  | 0.22124 | 0
2016-03-18 03:00:00 | 0.36062 | 0.36731 | 0.36732 | [6 empty] | -25.17 |  |  | 20.14 | 44.48 | 5.3892 | 13.1369 |  |  |  | 0.25091 | 0
2016-03-18 04:00:00 | 0.43876 | 0.44707 | 0.44708 | [6 empty] | -25.17 |  |  | 21.58 | 45.12 | 6.5651 | 16.0259 |  |  |  | 0.32906 | 0
2016-03-18 05:00:00 | 0.58614 | 0.58356 | 0.58357 | [6 empty] | -25.17 |  |  | 24.86 | 49.9 | 9.9125 | 24.0137 |  |  |  | 0.47643 | 0.13457
2016-03-18 06:00:00 | 0.60774 | 0.60839 | 0.60839 | [6 empty] | -25.17 |  |  | 32.69 | 65.99 | 10.1568 | 24.8554 |  |  |  | 0.49804 | 0.15939
2016-03-18 07:00:00 | 0.59042 | 0.59062 | 0.59063 | [6 empty] | -25.17 |  |  | 29.94 | 72.08 | 9.8447 | 24.0172 |  |  |  | 0.48071 | 0.14163
2016-03-18 08:00:00 | 0.56914 | 0.5689 | 0.56891 | [6 empty] | -25.17 |  |  | 23.88 | 72.35 | 9.6064 | 23.5086 |  |  |  | 0.45944 | 0.11991
2016-03-18 09:00:00 | 0.54877 | 0.54703 | 0.54703 | [6 empty] | -25.17 |  |  | 22.43 | 72.1 | 9.3817 | 22.9269 |  |  |  | 0.43907 | 0.098033
2016-03-18 10:00:00 | 0.52501 | 0.52161 | 0.52162 | [6 empty] | -25.17 |  |  | 22.92 | 71.93 | 9.1164 | 22.2493 |  |  |  | 0.41531 | 0.072619
2016-03-18 11:00:00 | 0.50082 | 0.49732 | 0.49732 | [6 empty] | -25.17 |  |  | 22.59 | 71.73 | 8.7616 | 21.4268 |  |  |  | 0.39111 | 0.048322
2016-03-18 12:00:00 | 0.49062 | 0.48609 | 0.48609 | [6 empty] | -25.17 |  |  | 22.53 | 70.17 | 8.6769 | 21.2051 |  |  |  | 0.38092 | 0.037093
2016-03-18 13:00:00 | 0.48498 | 0.4799 | 0.47991 | [6 empty] | -25.17 |  |  | 22.56 | 68 | 8.6351 | 21.1031 |  |  |  | 0.37528 | 0.030906
2016-03-18 14:00:00 | 0.48689 | 0.48245 | 0.48245 | [6 empty] | -25.17 |  |  | 23.46 | 60.98 | 8.6634 | 21.2347 |  |  |  | 0.37719 | 0.033453
2016-03-18 15:00:00 | 0.49214 | 0.48729 | 0.48729 | [6 empty] | -25.17 |  |  | 24.42 | 57.54 | 8.7678 | 21.4683 |  |  |  | 0.38244 | 0.038293
2016-03-18 16:00:00 | 0.50062 | 0.49401 | 0.49402 | [6 empty] | -25.17 |  |  | 27.82 | 53.86 | 9.1337 | 22.4223 |  |  |  | 0.39092 | 0.045015
2016-03-18 17:00:00 | 0.50665 | 0.49792 | 0.49792 | [6 empty] | -25.17 |  |  | 33.99 | 57.6 | 9.4529 | 23.2204 |  |  |  | 0.39695 | 0.048922
2016-03-18 18:00:00 | 0.50947 | 0.49849 | 0.49849 | [6 empty] | -25.17 |  |  | 39.3 | 68.02 | 9.6616 | 23.6711 |  |  |  | 0.39977 | 0.049489
2016-03-18 19:00:00 | 0.50395 | 0.49195 | 0.49195 | [6 empty] | -25.17 |  |  | 33.91 | 70.35 | 9.6616 | 23.6651 |  |  |  | 0.39425 | 0.042948
2016-03-18 20:00:00 | 0.48472 | 0.47147 | 0.47147 | [6 empty] | -25.17 |  |  | 27.09 | 64.1 | 9.4381 | 23.0954 |  |  |  | 0.37502 | 0.022473
2016-03-18 21:00:00 | 0.43646 | 0.42268 | 0.42268 | [6 empty] | -25.17 |  |  | 26.92 | 54.09 | 8.6376 | 21.0913 |  |  |  | 0.32675 | 0
2016-03-18 22:00:00 | 0.37798 | 0.36739 | 0.3674 | [6 empty] | -25.17 |  |  | 23.78 | 55.12 | 7.2953 | 17.7338 |  |  |  | 0.26828 | 0
2016-03-18 23:00:00 | 0.32102 | 0.32099 | 0.32099 | [6 empty] | -25.17 |  |  | 23.37 | 51.37 | 5.3744 | 13.102 |  |  |  | 0.21131 | 0
2016-03-19 00:00:00 | 0.27401 | 0.27784 | 0.27785 | [6 empty] | -25.17 |  |  | 21.68 | 48.04 | 4.2746 | 10.4856 |  |  |  | 0.16431 | 0
2016-03-19 01:00:00 | 0.28959 | 0.29292 | 0.29293 | [6 empty] | -25.17 |  |  | 21.66 | 45.99 | 4.5612 | 11.1588 |  |  |  | 0.17989 | 0
2016-03-19 02:00:00 | 0.30228 | 0.30691 | 0.30691 | [6 empty] | -25.17 |  |  | 22.6 | 44.02 | 4.6525 | 11.3847 |  |  |  | 0.19258 | 0
2016-03-19 03:00:00 | 0.32988 | 0.33441 | 0.33442 | [6 empty] | -25.17 |  |  | 22.71 | 43 | 5.0732 | 12.3565 |  |  |  | 0.22018 | 0
2016-03-19 04:00:00 | 0.40244 | 0.40829 | 0.4083 | [6 empty] | -25.17 |  |  | 22.2 | 39.95 | 6.1803 | 15.0746 |  |  |  | 0.29273 | 0
2016-03-19 05:00:00 | 0.53927 | 0.53448 | 0.53449 | [6 empty] | -25.17 |  |  | 22.4 | 39.93 | 9.3319 | 22.5899 |  |  |  | 0.42956 | 0.085494
2016-03-19 06:00:00 | 0.54361 | 0.53904 | 0.53904 | [6 empty] | -25.17 |  |  | 28.93 | 38.22 | 9.56 | 23.3729 |  |  |  | 0.43391 | 0.090042
2016-03-19 07:00:00 | 0.52748 | 0.52253 | 0.52254 | [6 empty] | -25.17 |  |  | 29.38 | 42.05 | 9.2667 | 22.5863 |  |  |  | 0.41778 | 0.073537
2016-03-19 08:00:00 | 0.50476 | 0.49893 | 0.49894 | [6 empty] | -25.17 |  |  | 28.58 | 47.89 | 9.0426 | 22.1093 |  |  |  | 0.39506 | 0.049938
2016-03-19 09:00:00 | 0.48858 | 0.48186 | 0.48186 | [6 empty] | -25.17 |  |  | 26.96 | 52.73 | 8.8311 | 21.5628 |  |  |  | 0.37887 | 0.032861
2016-03-19 10:00:00 | 0.47414 | 0.46726 | 0.46726 | [6 empty] | -25.17 |  |  | 24.79 | 52.79 | 8.5816 | 20.926 |  |  |  | 0.36443 | 0.01826
2016-03-19 11:00:00 | 0.44671 | 0.43893 | 0.43893 | [6 empty] | -25.17 |  |  | 23.04 | 53.03 | 8.2476 | 20.1526 |  |  |  | 0.33701 | 0
2016-03-19 12:00:00 | 0.43199 | 0.42235 | 0.42235 | [6 empty] | -25.17 |  |  | 22.04 | 52.54 | 8.1679 | 19.9444 |  |  |  | 0.32229 | 0
2016-03-19 13:00:00 | 0.42751 | 0.41749 | 0.41749 | [6 empty] | -25.17 |  |  | 21.12 | 49.84 | 8.1286 | 19.8485 |  |  |  | 0.31781 | 0
2016-03-19 14:00:00 | 0.4297 | 0.42034 | 0.42035 | [6 empty] | -25.17 |  |  | 20.93 | 46.95 | 8.1551 | 19.9719 |  |  |  | 0.32 | 0
2016-03-19 15:00:00 | 0.43876 | 0.42973 | 0.42974 | [6 empty] | -25.17 |  |  | 21.3 | 44.76 | 8.2533 | 20.1911 |  |  |  | 0.32906 | 0
2016-03-19 16:00:00 | 0.45358 | 0.4441 | 0.4441 | [6 empty] | -25.17 |  |  | 24 | 45.31 | 8.5977 | 21.088 |  |  |  | 0.34388 | 0
2016-03-19 17:00:00 | 0.46142 | 0.45032 | 0.45032 | [6 empty] | -25.17 |  |  | 31.21 | 49.81 | 8.8981 | 21.8383 |  |  |  | 0.35172 | 0.0013195
2016-03-19 18:00:00 | 0.461 | 0.44723 | 0.44723 | [6 empty] | -25.17 |  |  | 35.42 | 66.03 | 9.0946 | 22.2624 |  |  |  | 0.3513 | 0
2016-03-19 19:00:00 | 0.45528 | 0.44046 | 0.44046 | [6 empty] | -25.17 |  |  | 26.18 | 71.99 | 9.0946 | 22.2569 |  |  |  | 0.34558 | 0
2016-03-19 20:00:00 | 0.44866 | 0.43469 | 0.43469 | [6 empty] | -25.17 |  |  | 22.78 | 60.89 | 8.8843 | 21.7215 |  |  |  | 0.33896 | 0
2016-03-19 21:00:00 | 0.40469 | 0.3905 | 0.3905 | [6 empty] | -25.17 |  |  | 24.69 | 52.06 | 8.1309 | 19.8375 |  |  |  | 0.29499 | 0
2016-03-19 22:00:00 | 0.35212 | 0.34139 | 0.3414 | [6 empty] | -25.17 |  |  | 21.21 | 52.79 | 6.8681 | 16.6833 |  |  |  | 0.24242 | 0
2016-03-19 23:00:00 | 0.30091 | 0.30057 | 0.30057 | [6 empty] | -25.17 |  |  | 17.73 | 50.46 | 5.0594 | 12.3245 |  |  |  | 0.19121 | 0
2016-03-20 00:00:00 | 0.2901 | 0.2966 | 0.29661 | [6 empty] | -25.17 |  |  | 17.04 | 53.2 | 4.2887 | 10.5207 |  |  |  | 0.18039 | 0
2016-03-20 01:00:00 | 0.29613 | 0.30045 | 0.30046 | [6 empty] | -25.17 |  |  | 18.63 | 50.15 | 4.5763 | 11.1961 |  |  |  | 0.18643 | 0
2016-03-20 02:00:00 | 0.32107 | 0.32883 | 0.32884 | [6 empty] | -25.17 |  |  | 18.59 | 44.37 | 4.6679 | 11.4228 |  |  |  | 0.21136 | 0
2016-03-20 03:00:00 | 0.37262 | 0.38447 | 0.38448 | [6 empty] | -25.17 |  |  | 18.71 | 42.85 | 5.0899 | 12.3978 |  |  |  | 0.26291 | 0
2016-03-20 04:00:00 | 0.4473 | 0.46081 | 0.46083 | [6 empty] | -25.17 |  |  | 18.73 | 39.93 | 6.2007 | 15.1249 |  |  |  | 0.3376 | 0.011829
2016-03-20 05:00:00 | 0.51011 | 0.4999 | 0.49991 | [6 empty] | -25.17 |  |  | 18.51 | 41.65 | 9.3627 | 22.6653 |  |  |  | 0.40041 | 0.050908
2016-03-20 06:00:00 | 0.51349 | 0.50331 | 0.50331 | [6 empty] | -25.17 |  |  | 17.05 | 35.09 | 9.5917 | 23.4514 |  |  |  | 0.40379 | 0.054312
2016-03-20 07:00:00 | 0.50157 | 0.49177 | 0.49177 | [6 empty] | -25.17 |  |  | 16.04 | 33.55 | 9.2973 | 22.6621 |  |  |  | 0.39187 | 0.042769
2016-03-20 08:00:00 | 0.48392 | 0.47413 | 0.47414 | [6 empty] | -25.17 |  |  | 16.09 | 43.18 | 9.0724 | 22.1834 |  |  |  | 0.37422 | 0.025135
2016-03-20 09:00:00 | 0.46757 | 0.45687 | 0.45687 | [6 empty] | -25.17 |  |  | 14.33 | 48.5 | 8.8603 | 21.6351 |  |  |  | 0.35787 | 0.0078725
2016-03-20 10:00:00 | 0.45736 | 0.44724 | 0.44725 | [6 empty] | -25.17 |  |  | 16.07 | 51.1 | 8.6099 | 20.9961 |  |  |  | 0.34765 | 0
2016-03-20 11:00:00 | 0.4369 | 0.42712 | 0.42712 | [6 empty] | -25.17 |  |  | 13.19 | 52.1 | 8.2748 | 20.2201 |  |  |  | 0.3272 | 0
2016-03-20 12:00:00 | 0.42925 | 0.41885 | 0.41885 | [6 empty] | -25.17 |  |  | 12.44 | 51.12 | 8.1948 | 20.0111 |  |  |  | 0.31955 | 0
2016-03-20 13:00:00 | 0.43294 | 0.4236 | 0.4236 | [6 empty] | -25.17 |  |  | 12 | 43.02 | 8.1554 | 19.9149 |  |  |  | 0.32324 | 0
2016-03-20 14:00:00 | 0.43805 | 0.42989 | 0.42989 | [6 empty] | -25.17 |  |  | 12.69 | 37.23 | 8.1821 | 20.0388 |  |  |  | 0.32835 | 0
2016-03-20 15:00:00 | 0.43802 | 0.42859 | 0.42859 | [6 empty] | -25.17 |  |  | 13.59 | 33.71 | 8.2806 | 20.2588 |  |  |  | 0.32832 | 0
2016-03-20 16:00:00 | 0.46117 | 0.45273 | 0.45273 | [6 empty] | -25.17 |  |  | 19.02 | 42.59 | 8.6261 | 21.1586 |  |  |  | 0.35147 | 0.0037339
2016-03-20 17:00:00 | 0.47241 | 0.46293 | 0.46294 | [6 empty] | -25.17 |  |  | 23.54 | 44.87 | 8.9275 | 21.9114 |  |  |  | 0.36271 | 0.013937
2016-03-20 18:00:00 | 0.47385 | 0.46203 | 0.46204 | [6 empty] | -25.17 |  |  | 25.86 | 59.39 | 9.1246 | 22.337 |  |  |  | 0.36415 | 0.013035
2016-03-20 19:00:00 | 0.47385 | 0.46199 | 0.46199 | [6 empty] | -25.17 |  |  | 22.66 | 69 | 9.1246 | 22.3315 |  |  |  | 0.36415 | 0.012988
2016-03-20 20:00:00 | 0.46188 | 0.44993 | 0.44994 | [6 empty] | -25.17 |  |  | 22.32 | 62.98 | 8.9136 | 21.7942 |  |  |  | 0.35218 | 0.00093629
2016-03-20 21:00:00 | 0.41511 | 0.40247 | 0.40247 | [6 empty] | -25.17 |  |  | 24.03 | 54.1 | 8.1577 | 19.9039 |  |  |  | 0.30541 | 0
2016-03-20 22:00:00 | 0.3709 | 0.36323 | 0.36324 | [6 empty] | -25.17 |  |  | 20.33 | 55.9 | 6.8907 | 16.7389 |  |  |  | 0.26119 | 0
2016-03-20 23:00:00 | 0.30793 | 0.30865 | 0.30866 | [6 empty] | -25.17 |  |  | 20.82 | 49.96 | 5.0761 | 12.3657 |  |  |  | 0.19823 | 0
2016-03-21 00:00:00 | 0.28892 | 0.29551 | 0.29552 | [6 empty] | -25.17 |  |  | 19.9 | 49.17 | 4.259 | 10.4469 |  |  |  | 0.17921 | 0
2016-03-21 01:00:00 | 0.30205 | 0.30773 | 0.30773 | [6 empty] | -25.17 |  |  | 19.79 | 45.54 | 4.5446 | 11.1177 |  |  |  | 0.19234 | 0
2016-03-21 02:00:00 | 0.31944 | 0.32725 | 0.32726 | [6 empty] | -25.17 |  |  | 19.9 | 41.98 | 4.6356 | 11.3427 |  |  |  | 0.20974 | 0
2016-03-21 03:00:00 | 0.34857 | 0.35657 | 0.35658 | [6 empty] | -25.17 |  |  | 20.4 | 36.68 | 5.0547 | 12.3109 |  |  |  | 0.23887 | 0
2016-03-21 04:00:00 | 0.42357 | 0.43335 | 0.43336 | [6 empty] | -25.17 |  |  | 23.18 | 39.18 | 6.1579 | 15.0191 |  |  |  | 0.31386 | 0
2016-03-21 05:00:00 | 0.55044 | 0.54796 | 0.54798 | [6 empty] | -25.17 |  |  | 32.01 | 42.97 | 9.298 | 22.5068 |  |  |  | 0.44073 | 0.098978
2016-03-21 06:00:00 | 0.56508 | 0.56462 | 0.56463 | [6 empty] | -25.17 |  |  | 31.72 | 53.83 | 9.5252 | 23.2865 |  |  |  | 0.45538 | 0.11563
2016-03-21 07:00:00 | 0.5503 | 0.54969 | 0.5497 | [6 empty] | -25.17 |  |  | 30.94 | 67.38 | 9.2329 | 22.5029 |  |  |  | 0.44059 | 0.1007
2016-03-21 08:00:00 | 0.53224 | 0.53156 | 0.53157 | [6 empty] | -25.17 |  |  | 30.04 | 68.47 | 9.0097 | 22.0277 |  |  |  | 0.42254 | 0.082572
2016-03-21 09:00:00 | 0.51399 | 0.51206 | 0.51206 | [6 empty] | -25.17 |  |  | 24.9 | 68.3 | 8.799 | 21.4833 |  |  |  | 0.40429 | 0.063064
2016-03-21 10:00:00 | 0.492 | 0.48857 | 0.48858 | [6 empty] | -25.17 |  |  | 24.73 | 65.42 | 8.5503 | 20.8489 |  |  |  | 0.3823 | 0.03958
2016-03-21 11:00:00 | 0.4691 | 0.46555 | 0.46556 | [6 empty] | -25.17 |  |  | 26.03 | 64.93 | 8.2176 | 20.0783 |  |  |  | 0.3594 | 0.01656
2016-03-21 12:00:00 | 0.46311 | 0.45922 | 0.45923 | [6 empty] | -25.17 |  |  | 24.53 | 59.07 | 8.1382 | 19.8708 |  |  |  | 0.35341 | 0.010228
2016-03-21 13:00:00 | 0.45829 | 0.45396 | 0.45397 | [6 empty] | -25.17 |  |  | 23.75 | 56.82 | 8.099 | 19.7753 |  |  |  | 0.34858 | 0.0049681
2016-03-21 14:00:00 | 0.46009 | 0.45637 | 0.45637 | [6 empty] | -25.17 |  |  | 24.28 | 54.09 | 8.1255 | 19.8983 |  |  |  | 0.35039 | 0.0073718
2016-03-21 15:00:00 | 0.46347 | 0.45908 | 0.45909 | [6 empty] | -25.17 |  |  | 23.91 | 53.03 | 8.2233 | 20.1167 |  |  |  | 0.35377 | 0.010088
2016-03-21 16:00:00 | 0.4777 | 0.47276 | 0.47276 | [6 empty] | -25.17 |  |  | 26.87 | 52.22 | 8.5664 | 21.0101 |  |  |  | 0.368 | 0.023765
2016-03-21 17:00:00 | 0.48435 | 0.4776 | 0.4776 | [6 empty] | -25.17 |  |  | 30.1 | 56.76 | 8.8657 | 21.7577 |  |  |  | 0.37465 | 0.0286
2016-03-21 18:00:00 | 0.48538 | 0.47622 | 0.47622 | [6 empty] | -25.17 |  |  | 33.49 | 67.42 | 9.0615 | 22.1803 |  |  |  | 0.37567 | 0.027221
2016-03-21 19:00:00 | 0.47538 | 0.46442 | 0.46443 | [6 empty] | -25.17 |  |  | 29.9 | 77.1 | 9.0615 | 22.1748 |  |  |  | 0.36568 | 0.015426
2016-03-21 20:00:00 | 0.45927 | 0.44748 | 0.44749 | [6 empty] | -25.17 |  |  | 23.02 | 65.41 | 8.852 | 21.6414 |  |  |  | 0.34957 | 0
2016-03-21 21:00:00 | 0.41259 | 0.40008 | 0.40008 | [6 empty] | -25.17 |  |  | 22.11 | 56.2 | 8.1013 | 19.7644 |  |  |  | 0.30288 | 0
2016-03-21 22:00:00 | 0.35958 | 0.35042 | 0.35042 | [6 empty] | -25.17 |  |  | 20.9 | 53.02 | 6.8431 | 16.622 |  |  |  | 0.24988 | 0
2016-03-21 23:00:00 | 0.3056 | 0.30627 | 0.30628 | [6 empty] | -25.17 |  |  | 20.28 | 50.07 | 5.041 | 12.2792 |  |  |  | 0.1959 | 0
2016-03-22 00:00:00 | 0.26708 | 0.27409 | 0.2741 | [6 empty] | -25.17 |  |  | 20.08 | 47.45 | 3.8714 | 9.5114 |  |  |  | 0.15738 | 0
2016-03-22 01:00:00 | 0.28394 | 0.28984 | 0.28985 | [6 empty] | -25.17 |  |  | 20.05 | 47.16 | 4.2384 | 10.3815 |  |  |  | 0.17423 | 0
2016-03-22 02:00:00 | 0.29593 | 0.30464 | 0.30465 | [6 empty] | -25.17 |  |  | 20.47 | 44.76 | 4.1303 | 10.08 |  |  |  | 0.18622 | 0
2016-03-22 03:00:00 | 0.33647 | 0.3466 | 0.34661 | [6 empty] | -25.17 |  |  | 21 | 42.96 | 4.615 | 11.2027 |  |  |  | 0.22677 | 0
2016-03-22 04:00:00 | 0.41423 | 0.42236 | 0.42237 | [6 empty] | -25.17 |  |  | 22.01 | 44.92 | 6.125 | 14.9028 |  |  |  | 0.30452 | 0
2016-03-22 05:00:00 | 0.53853 | 0.53925 | 0.53926 | [6 empty] | -25.17 |  |  | 24.07 | 49.94 | 8.9823 | 21.9461 |  |  |  | 0.42882 | 0.090263
2016-03-22 06:00:00 | 0.56623 | 0.5699 | 0.56991 | [6 empty] | -25.17 |  |  | 29.99 | 57.06 | 9.3876 | 23.2062 |  |  |  | 0.45653 | 0.12091
2016-03-22 07:00:00 | 0.56235 | 0.56646 | 0.56647 | [6 empty] | -25.17 |  |  | 31.46 | 67.49 | 9.1489 | 22.4772 |  |  |  | 0.45265 | 0.11747
2016-03-22 08:00:00 | 0.52959 | 0.52979 | 0.5298 | [6 empty] | -25.17 |  |  | 31.41 | 68.53 | 8.8914 | 21.7509 |  |  |  | 0.41989 | 0.080797
2016-03-22 09:00:00 | 0.49683 | 0.495 | 0.49501 | [6 empty] | -25.17 |  |  | 28.9 | 66.89 | 8.4292 | 20.5045 |  |  |  | 0.38713 | 0.046006
2016-03-22 10:00:00 | 0.47029 | 0.46732 | 0.46733 | [6 empty] | -25.17 |  |  | 30 | 62.16 | 8.0925 | 19.6767 |  |  |  | 0.36059 | 0.018325
2016-03-22 11:00:00 | 0.44952 | 0.44664 | 0.44665 | [6 empty] | -25.17 |  |  | 28.94 | 59.96 | 7.7635 | 18.9014 |  |  |  | 0.33982 | 0
2016-03-22 12:00:00 | 0.43687 | 0.43345 | 0.43346 | [6 empty] | -25.17 |  |  | 28.99 | 56.81 | 7.6089 | 18.5316 |  |  |  | 0.32716 | 0
2016-03-22 13:00:00 | 0.43021 | 0.42741 | 0.42741 | [6 empty] | -25.17 |  |  | 29 | 53.21 | 7.4855 | 18.2814 |  |  |  | 0.3205 | 0
2016-03-22 14:00:00 | 0.42791 | 0.42407 | 0.42408 | [6 empty] | -25.17 |  |  | 29.29 | 50.92 | 7.5288 | 18.3722 |  |  |  | 0.3182 | 0
2016-03-22 15:00:00 | 0.43282 | 0.42844 | 0.42845 | [6 empty] | -25.17 |  |  | 30.08 | 50.25 | 7.7143 | 18.8816 |  |  |  | 0.32311 | 0
2016-03-22 16:00:00 | 0.44806 | 0.44232 | 0.44232 | [6 empty] | -25.17 |  |  | 34.01 | 49.85 | 8.1145 | 19.874 |  |  |  | 0.33836 | 0
2016-03-22 17:00:00 | 0.45529 | 0.44718 | 0.44718 | [6 empty] | -25.17 |  |  | 36.73 | 54.07 | 8.5179 | 20.9203 |  |  |  | 0.34559 | 0
2016-03-22 18:00:00 | 0.46701 | 0.45637 | 0.45638 | [6 empty] | -25.17 |  |  | 40.64 | 64 | 8.8993 | 21.7904 |  |  |  | 0.3573 | 0.0073763
2016-03-22 19:00:00 | 0.47258 | 0.4602 | 0.4602 | [6 empty] | -25.17 |  |  | 38.1 | 72.18 | 9.1407 | 22.3565 |  |  |  | 0.36288 | 0.011201
2016-03-22 20:00:00 | 0.45791 | 0.44326 | 0.44326 | [6 empty] | -25.17 |  |  | 33.05 | 67.03 | 9.0708 | 22.1368 |  |  |  | 0.34821 | 0
2016-03-22 21:00:00 | 0.4061 | 0.38955 | 0.38955 | [6 empty] | -25.17 |  |  | 29.86 | 55.04 | 8.3039 | 20.1744 |  |  |  | 0.2964 | 0
2016-03-22 22:00:00 | 0.34555 | 0.3335 | 0.33351 | [6 empty] | -25.17 |  |  | 23.73 | 53.41 | 6.8371 | 16.5525 |  |  |  | 0.23584 | 0
2016-03-22 23:00:00 | 0.28916 | 0.28746 | 0.28747 | [6 empty] | -25.17 |  |  | 21.3 | 50.4 | 4.9492 | 11.9994 |  |  |  | 0.17946 | 0
2016-03-23 00:00:00 | 0.28439 | 0.29098 | 0.29099 | [6 empty] | -25.17 |  |  | 20.51 | 48.73 | 4.1804 | 10.2515 |  |  |  | 0.17469 | 0
2016-03-23 01:00:00 | 0.29723 | 0.30291 | 0.30292 | [6 empty] | -25.17 |  |  | 20.26 | 47.08 | 4.4607 | 10.9099 |  |  |  | 0.18752 | 0
2016-03-23 02:00:00 | 0.31159 | 0.31889 | 0.31889 | [6 empty] | -25.17 |  |  | 21.06 | 45.05 | 4.55 | 11.1307 |  |  |  | 0.20189 | 0
2016-03-23 03:00:00 | 0.34 | 0.34745 | 0.34746 | [6 empty] | -25.17 |  |  | 21.38 | 44.8 | 4.9614 | 12.0809 |  |  |  | 0.2303 | 0
2016-03-23 04:00:00 | 0.41214 | 0.42108 | 0.42109 | [6 empty] | -25.17 |  |  | 21.38 | 47.18 | 6.0443 | 14.7386 |  |  |  | 0.30243 | 0
2016-03-23 05:00:00 | 0.53733 | 0.53434 | 0.53435 | [6 empty] | -25.17 |  |  | 25.88 | 48.51 | 9.1266 | 22.087 |  |  |  | 0.42762 | 0.085348
2016-03-23 06:00:00 | 0.55619 | 0.55596 | 0.55597 | [6 empty] | -25.17 |  |  | 32.9 | 53.28 | 9.3491 | 22.8496 |  |  |  | 0.44649 | 0.10697
2016-03-23 07:00:00 | 0.54175 | 0.54139 | 0.5414 | [6 empty] | -25.17 |  |  | 32.46 | 66.12 | 9.0623 | 22.0812 |  |  |  | 0.43205 | 0.0924
2016-03-23 08:00:00 | 0.52313 | 0.52255 | 0.52255 | [6 empty] | -25.17 |  |  | 30.03 | 66.88 | 8.8433 | 21.6153 |  |  |  | 0.41343 | 0.073554
2016-03-23 09:00:00 | 0.50331 | 0.50115 | 0.50116 | [6 empty] | -25.17 |  |  | 26.53 | 66.12 | 8.6365 | 21.0812 |  |  |  | 0.3936 | 0.052159
2016-03-23 10:00:00 | 0.48137 | 0.47769 | 0.4777 | [6 empty] | -25.17 |  |  | 26.73 | 63.31 | 8.3925 | 20.4588 |  |  |  | 0.37167 | 0.028695
2016-03-23 11:00:00 | 0.46108 | 0.45766 | 0.45767 | [6 empty] | -25.17 |  |  | 25.23 | 62.06 | 8.0659 | 19.7027 |  |  |  | 0.35137 | 0.0086677
2016-03-23 12:00:00 | 0.45268 | 0.44849 | 0.4485 | [6 empty] | -25.17 |  |  | 25 | 60.59 | 7.9879 | 19.4992 |  |  |  | 0.34298 | 0
2016-03-23 13:00:00 | 0.44799 | 0.44338 | 0.44338 | [6 empty] | -25.17 |  |  | 24.03 | 54.27 | 7.9495 | 19.4055 |  |  |  | 0.33828 | 0
2016-03-23 14:00:00 | 0.45026 | 0.44632 | 0.44633 | [6 empty] | -25.17 |  |  | 24.13 | 52.18 | 7.9754 | 19.526 |  |  |  | 0.34055 | 0
2016-03-23 15:00:00 | 0.4551 | 0.45078 | 0.45079 | [6 empty] | -25.17 |  |  | 24.18 | 52.18 | 8.0715 | 19.7402 |  |  |  | 0.3454 | 0.001787
2016-03-23 16:00:00 | 0.46238 | 0.45635 | 0.45635 | [6 empty] | -25.17 |  |  | 28 | 52.61 | 8.4082 | 20.6169 |  |  |  | 0.35268 | 0.0073513
2016-03-23 17:00:00 | 0.46587 | 0.45752 | 0.45752 | [6 empty] | -25.17 |  |  | 32.44 | 61.91 | 8.702 | 21.3503 |  |  |  | 0.35617 | 0.0085204
2016-03-23 18:00:00 | 0.46693 | 0.45622 | 0.45623 | [6 empty] | -25.17 |  |  | 37.16 | 66.2 | 8.8941 | 21.7651 |  |  |  | 0.35722 | 0.0072257
2016-03-23 19:00:00 | 0.46437 | 0.45318 | 0.45318 | [6 empty] | -25.17 |  |  | 34.98 | 69.83 | 8.8941 | 21.7598 |  |  |  | 0.35467 | 0.0041781
2016-03-23 20:00:00 | 0.44509 | 0.43247 | 0.43248 | [6 empty] | -25.17 |  |  | 31.43 | 63.92 | 8.6885 | 21.2364 |  |  |  | 0.33539 | 0
2016-03-23 21:00:00 | 0.40004 | 0.38686 | 0.38686 | [6 empty] | -25.17 |  |  | 25.02 | 52.34 | 7.9518 | 19.3948 |  |  |  | 0.29034 | 0
2016-03-23 22:00:00 | 0.34921 | 0.33953 | 0.33954 | [6 empty] | -25.17 |  |  | 22.59 | 51.3 | 6.717 | 16.3122 |  |  |  | 0.23951 | 0
2016-03-23 23:00:00 | 0.29828 | 0.29862 | 0.29863 | [6 empty] | -25.17 |  |  | 22.08 | 48.03 | 4.948 | 12.05 |  |  |  | 0.18858 | 0
2016-03-24 00:00:00 | 0.30487 | 0.31238 | 0.31239 | [6 empty] | -25.17 |  |  | 21.5 | 46.91 | 4.4468 | 10.9139 |  |  |  | 0.19517 | 0
2016-03-24 01:00:00 | 0.31859 | 0.32515 | 0.32515 | [6 empty] | -25.17 |  |  | 21.11 | 44.98 | 4.7449 | 11.6142 |  |  |  | 0.20889 | 0
2016-03-24 02:00:00 | 0.33404 | 0.34234 | 0.34235 | [6 empty] | -25.17 |  |  | 21.38 | 43 | 4.8398 | 11.8493 |  |  |  | 0.22434 | 0
2016-03-24 03:00:00 | 0.3645 | 0.37302 | 0.37303 | [6 empty] | -25.17 |  |  | 21.75 | 41.98 | 5.2774 | 12.8606 |  |  |  | 0.2548 | 0
2016-03-24 04:00:00 | 0.44181 | 0.45204 | 0.45205 | [6 empty] | -25.17 |  |  | 22.97 | 43.37 | 6.429 | 15.6891 |  |  |  | 0.33211 | 0.0030511
2016-03-24 05:00:00 | 0.57546 | 0.57313 | 0.57315 | [6 empty] | -25.17 |  |  | 31.49 | 47.01 | 9.7071 | 23.5097 |  |  |  | 0.46576 | 0.12415
2016-03-24 06:00:00 | 0.59576 | 0.59644 | 0.59645 | [6 empty] | -25.17 |  |  | 35 | 53.52 | 9.9456 | 24.3304 |  |  |  | 0.48606 | 0.14745
2016-03-24 07:00:00 | 0.58031 | 0.58081 | 0.58082 | [6 empty] | -25.17 |  |  | 34.94 | 63.93 | 9.6402 | 23.5105 |  |  |  | 0.4706 | 0.13182
2016-03-24 08:00:00 | 0.56031 | 0.56054 | 0.56055 | [6 empty] | -25.17 |  |  | 32.4 | 65.6 | 9.4069 | 23.0131 |  |  |  | 0.45061 | 0.11155
2016-03-24 09:00:00 | 0.53902 | 0.53754 | 0.53755 | [6 empty] | -25.17 |  |  | 31.69 | 63.62 | 9.1869 | 22.4439 |  |  |  | 0.42932 | 0.088545
2016-03-24 10:00:00 | 0.51547 | 0.51232 | 0.51232 | [6 empty] | -25.17 |  |  | 31 | 60.01 | 8.9272 | 21.7807 |  |  |  | 0.40577 | 0.063323
2016-03-24 11:00:00 | 0.49373 | 0.49082 | 0.49083 | [6 empty] | -25.17 |  |  | 28.62 | 59.19 | 8.5797 | 20.9757 |  |  |  | 0.38402 | 0.041829
2016-03-24 12:00:00 | 0.4847 | 0.48096 | 0.48097 | [6 empty] | -25.17 |  |  | 27.27 | 54.09 | 8.4968 | 20.7587 |  |  |  | 0.375 | 0.031965
2016-03-24 13:00:00 | 0.47966 | 0.47545 | 0.47546 | [6 empty] | -25.17 |  |  | 26.5 | 51.85 | 8.4559 | 20.6589 |  |  |  | 0.36995 | 0.026461
2016-03-24 14:00:00 | 0.4821 | 0.47862 | 0.47862 | [6 empty] | -25.17 |  |  | 25.35 | 50.09 | 8.4836 | 20.7876 |  |  |  | 0.37239 | 0.029624
2016-03-24 15:00:00 | 0.48728 | 0.4834 | 0.48341 | [6 empty] | -25.17 |  |  | 26.6 | 50.01 | 8.5858 | 21.0161 |  |  |  | 0.37757 | 0.034408
2016-03-24 16:00:00 | 0.49499 | 0.48929 | 0.48929 | [6 empty] | -25.17 |  |  | 30 | 49.47 | 8.944 | 21.9498 |  |  |  | 0.38529 | 0.040293
2016-03-24 17:00:00 | 0.49863 | 0.49045 | 0.49046 | [6 empty] | -25.17 |  |  | 32.47 | 55.44 | 9.2566 | 22.731 |  |  |  | 0.38893 | 0.041457
2016-03-24 18:00:00 | 0.49968 | 0.489 | 0.489 | [6 empty] | -25.17 |  |  | 35.18 | 65.61 | 9.461 | 23.1723 |  |  |  | 0.38998 | 0.04
2016-03-24 19:00:00 | 0.49693 | 0.48571 | 0.48571 | [6 empty] | -25.17 |  |  | 33.97 | 71.97 | 9.461 | 23.1665 |  |  |  | 0.38722 | 0.036714
2016-03-24 20:00:00 | 0.47622 | 0.46345 | 0.46346 | [6 empty] | -25.17 |  |  | 25.96 | 65.34 | 9.2421 | 22.6089 |  |  |  | 0.36651 | 0.014456
2016-03-24 21:00:00 | 0.42795 | 0.41451 | 0.41451 | [6 empty] | -25.17 |  |  | 25.06 | 60.73 | 8.4583 | 20.6474 |  |  |  | 0.31825 | 0
2016-03-24 22:00:00 | 0.37365 | 0.36386 | 0.36387 | [6 empty] | -25.17 |  |  | 22.52 | 59.92 | 7.1441 | 17.3619 |  |  |  | 0.26395 | 0
2016-03-24 23:00:00 | 0.31951 | 0.32035 | 0.32036 | [6 empty] | -25.17 |  |  | 23.92 | 53.12 | 5.2629 | 12.8268 |  |  |  | 0.20981 | 0
2016-03-25 00:00:00 | 0.28288 | 0.28915 | 0.28916 | [6 empty] | -25.17 |  |  | 21.07 | 49.18 | 4.1855 | 10.2642 |  |  |  | 0.17317 | 0
2016-03-25 01:00:00 | 0.28877 | 0.29292 | 0.29292 | [6 empty] | -25.17 |  |  | 21 | 49.05 | 4.4662 | 10.9234 |  |  |  | 0.17907 | 0
2016-03-25 02:00:00 | 0.31307 | 0.32057 | 0.32058 | [6 empty] | -25.17 |  |  | 20 | 45 | 4.5556 | 11.1445 |  |  |  | 0.20337 | 0
2016-03-25 03:00:00 | 0.36333 | 0.3748 | 0.37482 | [6 empty] | -25.17 |  |  | 20.01 | 44.28 | 4.9675 | 12.0959 |  |  |  | 0.25362 | 0
2016-03-25 04:00:00 | 0.43615 | 0.44923 | 0.44925 | [6 empty] | -25.17 |  |  | 20.3 | 45 | 6.0517 | 14.7569 |  |  |  | 0.32645 | 0.00024643
2016-03-25 05:00:00 | 0.49751 | 0.48742 | 0.48743 | [6 empty] | -25.17 |  |  | 20.26 | 49.5 | 9.1378 | 22.1144 |  |  |  | 0.3878 | 0.038427
2016-03-25 06:00:00 | 0.50078 | 0.49073 | 0.49073 | [6 empty] | -25.17 |  |  | 20.39 | 57.7 | 9.3606 | 22.8781 |  |  |  | 0.39108 | 0.041725
2016-03-25 07:00:00 | 0.48917 | 0.47947 | 0.47947 | [6 empty] | -25.17 |  |  | 21.85 | 65.99 | 9.0734 | 22.1087 |  |  |  | 0.37946 | 0.030474
2016-03-25 08:00:00 | 0.47196 | 0.46229 | 0.46229 | [6 empty] | -25.17 |  |  | 23.85 | 66.71 | 8.8541 | 21.6422 |  |  |  | 0.36225 | 0.013289
2016-03-25 09:00:00 | 0.45602 | 0.44546 | 0.44546 | [6 empty] | -25.17 |  |  | 27.26 | 65.09 | 8.6471 | 21.1074 |  |  |  | 0.34631 | 0
2016-03-25 10:00:00 | 0.44605 | 0.43607 | 0.43608 | [6 empty] | -25.17 |  |  | 28.91 | 63.08 | 8.4028 | 20.4843 |  |  |  | 0.33635 | 0
2016-03-25 11:00:00 | 0.42611 | 0.41646 | 0.41646 | [6 empty] | -25.17 |  |  | 27.87 | 59.35 | 8.0757 | 19.7272 |  |  |  | 0.3164 | 0
2016-03-25 12:00:00 | 0.41865 | 0.40839 | 0.4084 | [6 empty] | -25.17 |  |  | 27.06 | 56.19 | 7.9977 | 19.5234 |  |  |  | 0.30895 | 0
2016-03-25 13:00:00 | 0.42224 | 0.41302 | 0.41302 | [6 empty] | -25.17 |  |  | 26.01 | 52.6 | 7.9593 | 19.4296 |  |  |  | 0.31254 | 0
2016-03-25 14:00:00 | 0.42722 | 0.41915 | 0.41915 | [6 empty] | -25.17 |  |  | 24.44 | 50.05 | 7.9852 | 19.5503 |  |  |  | 0.31752 | 0
2016-03-25 15:00:00 | 0.4272 | 0.41789 | 0.41789 | [6 empty] | -25.17 |  |  | 23.5 | 48.9 | 8.0814 | 19.7647 |  |  |  | 0.31749 | 0
2016-03-25 16:00:00 | 0.44977 | 0.44142 | 0.44142 | [6 empty] | -25.17 |  |  | 26.1 | 48.85 | 8.4185 | 20.6425 |  |  |  | 0.34007 | 0
2016-03-25 17:00:00 | 0.46073 | 0.45137 | 0.45137 | [6 empty] | -25.17 |  |  | 29.44 | 52.03 | 8.7126 | 21.3769 |  |  |  | 0.35103 | 0.0023734
2016-03-25 18:00:00 | 0.46215 | 0.4505 | 0.4505 | [6 empty] | -25.17 |  |  | 33.08 | 64.38 | 8.905 | 21.7922 |  |  |  | 0.35245 | 0.0015009
2016-03-25 19:00:00 | 0.46215 | 0.45045 | 0.45045 | [6 empty] | -25.17 |  |  | 32.95 | 65.83 | 8.905 | 21.7868 |  |  |  | 0.35245 | 0.0014547
2016-03-25 20:00:00 | 0.45048 | 0.4387 | 0.43871 | [6 empty] | -25.17 |  |  | 31.48 | 59.77 | 8.6992 | 21.2628 |  |  |  | 0.34078 | 0
2016-03-25 21:00:00 | 0.40487 | 0.39243 | 0.39243 | [6 empty] | -25.17 |  |  | 30.12 | 52.18 | 7.9615 | 19.4189 |  |  |  | 0.29516 | 0
2016-03-25 22:00:00 | 0.36174 | 0.35417 | 0.35417 | [6 empty] | -25.17 |  |  | 30 | 54.85 | 6.7252 | 16.3324 |  |  |  | 0.25203 | 0
2016-03-25 23:00:00 | 0.30029 | 0.30092 | 0.30093 | [6 empty] | -25.17 |  |  | 28.07 | 53.29 | 4.9541 | 12.0649 |  |  |  | 0.19059 | 0
2016-03-26 00:00:00 | 0.22751 | 0.23146 | 0.23147 | [6 empty] | -25.17 |  |  | 24.08 | 54.47 | 3.4857 | 8.5539 |  |  |  | 0.11781 | 0
2016-03-26 01:00:00 | 0.23722 | 0.2392 | 0.23921 | [6 empty] | -25.17 |  |  | 21.11 | 50.34 | 3.8162 | 9.3368 |  |  |  | 0.12751 | 0
2016-03-26 02:00:00 | 0.2507 | 0.25568 | 0.25569 | [6 empty] | -25.17 |  |  | 20 | 47.07 | 3.7186 | 9.0643 |  |  |  | 0.14099 | 0
2016-03-26 03:00:00 | 0.2864 | 0.2925 | 0.29251 | [6 empty] | -25.17 |  |  | 20 | 46.39 | 4.1549 | 10.0732 |  |  |  | 0.1767 | 0
2016-03-26 04:00:00 | 0.35619 | 0.36042 | 0.36043 | [6 empty] | -25.17 |  |  | 20.01 | 46.75 | 5.5146 | 13.4012 |  |  |  | 0.24649 | 0
2016-03-26 05:00:00 | 0.47009 | 0.46794 | 0.46795 | [6 empty] | -25.17 |  |  | 20.01 | 47.68 | 8.0871 | 19.7345 |  |  |  | 0.36039 | 0.01895
2016-03-26 06:00:00 | 0.48775 | 0.48694 | 0.48694 | [6 empty] | -25.17 |  |  | 21.69 | 48.73 | 8.4498 | 20.8574 |  |  |  | 0.37805 | 0.03794
2016-03-26 07:00:00 | 0.47538 | 0.47343 | 0.47343 | [6 empty] | -25.17 |  |  | 22.49 | 50.89 | 8.2352 | 20.2038 |  |  |  | 0.36568 | 0.024429
2016-03-26 08:00:00 | 0.4507 | 0.44608 | 0.44609 | [6 empty] | -25.17 |  |  | 24 | 53.34 | 8.0042 | 19.5539 |  |  |  | 0.341 | 0
2016-03-26 09:00:00 | 0.42259 | 0.41639 | 0.4164 | [6 empty] | -25.17 |  |  | 21.6 | 56.01 | 7.5883 | 18.4344 |  |  |  | 0.31289 | 0
2016-03-26 10:00:00 | 0.40516 | 0.39908 | 0.39909 | [6 empty] | -25.17 |  |  | 19.97 | 59.04 | 7.2854 | 17.6915 |  |  |  | 0.29545 | 0
2016-03-26 11:00:00 | 0.38545 | 0.37928 | 0.37929 | [6 empty] | -25.17 |  |  | 19.06 | 60.08 | 6.9894 | 16.9951 |  |  |  | 0.27574 | 0
2016-03-26 12:00:00 | 0.35678 | 0.34712 | 0.34712 | [6 empty] | -25.17 |  |  | 18.07 | 61.27 | 6.8501 | 16.6622 |  |  |  | 0.24708 | 0
2016-03-26 13:00:00 | 0.35025 | 0.34104 | 0.34105 | [6 empty] | -25.17 |  |  | 16.28 | 57.61 | 6.739 | 16.4371 |  |  |  | 0.24055 | 0
2016-03-26 14:00:00 | 0.35423 | 0.34516 | 0.34516 | [6 empty] | -25.17 |  |  | 15.75 | 51.98 | 6.7778 | 16.518 |  |  |  | 0.24453 | 0
2016-03-26 15:00:00 | 0.3632 | 0.35443 | 0.35443 | [6 empty] | -25.17 |  |  | 15.85 | 51.05 | 6.9448 | 16.9755 |  |  |  | 0.2535 | 0
2016-03-26 16:00:00 | 0.37865 | 0.36893 | 0.36893 | [6 empty] | -25.17 |  |  | 19.39 | 50.96 | 7.3049 | 17.8672 |  |  |  | 0.26895 | 0
2016-03-26 17:00:00 | 0.3954 | 0.38533 | 0.38534 | [6 empty] | -25.17 |  |  | 21.32 | 57.75 | 7.6679 | 18.8072 |  |  |  | 0.2857 | 0
2016-03-26 18:00:00 | 0.39894 | 0.38537 | 0.38538 | [6 empty] | -25.17 |  |  | 22.12 | 64.65 | 8.0114 | 19.5902 |  |  |  | 0.28924 | 0
2016-03-26 19:00:00 | 0.4082 | 0.3938 | 0.3938 | [6 empty] | -25.17 |  |  | 20.75 | 65.19 | 8.2288 | 20.0998 |  |  |  | 0.2985 | 0
2016-03-26 20:00:00 | 0.39985 | 0.38427 | 0.38427 | [6 empty] | -25.17 |  |  | 17.99 | 63.13 | 8.1662 | 19.9037 |  |  |  | 0.29015 | 0
2016-03-26 21:00:00 | 0.36657 | 0.35164 | 0.35164 | [6 empty] | -25.17 |  |  | 17.91 | 57.43 | 7.4761 | 18.1407 |  |  |  | 0.25687 | 0
2016-03-26 22:00:00 | 0.30553 | 0.29356 | 0.29357 | [6 empty] | -25.17 |  |  | 14.66 | 61.19 | 6.1566 | 14.8892 |  |  |  | 0.19583 | 0
2016-03-26 23:00:00 | 0.25403 | 0.25129 | 0.2513 | [6 empty] | -25.17 |  |  | 7.33 | 55 | 4.4567 | 10.794 |  |  |  | 0.14433 | 0
2016-03-27 00:00:00 | 0.22602 | 0.23403 | 0.23404 | [6 empty] | -25.17 |  |  | 3.04 | 48.08 | 3.0577 | 7.4936 |  |  |  | 0.11632 | 0
2016-03-27 01:00:00 | 0.22263 | 0.22683 | 0.22683 | [6 empty] | -25.17 |  |  | 6.1 | 42.5 | 3.3477 | 8.18 |  |  |  | 0.11293 | 0
2016-03-27 02:00:00 | 0.23956 | 0.24728 | 0.24729 | [6 empty] | -25.17 |  |  | 4.02 | 41.295 | 3.2619 | 7.94 |  |  |  | 0.12985 | 0
2016-03-27 03:00:00 | 0.28106 | 0.29153 | 0.29154 | [6 empty] | -25.17 |  |  | 4.02 | 40.09 | 3.6445 | 8.8231 |  |  |  | 0.17136 | 0
2016-03-27 04:00:00 | 0.35502 | 0.36605 | 0.36607 | [6 empty] | -25.17 |  |  | 0.91 | 43.1 | 4.8375 | 11.739 |  |  |  | 0.24532 | 0
2016-03-27 05:00:00 | 0.38908 | 0.38289 | 0.3829 | [6 empty] | -25.17 |  |  | 4.63 | 43.61 | 7.0939 | 17.2864 |  |  |  | 0.27938 | 0
2016-03-27 06:00:00 | 0.39625 | 0.38975 | 0.38975 | [6 empty] | -25.17 |  |  | 7.5 | 37.94 | 7.41 | 18.2604 |  |  |  | 0.28654 | 0
2016-03-27 07:00:00 | 0.37925 | 0.37068 | 0.37068 | [6 empty] | -25.17 |  |  | 8.91 | 42.44 | 7.2222 | 17.6897 |  |  |  | 0.26955 | 0
2016-03-27 08:00:00 | 0.36802 | 0.35895 | 0.35895 | [6 empty] | -25.17 |  |  | 10.99 | 48.05 | 7.0202 | 17.1235 |  |  |  | 0.25831 | 0
2016-03-27 09:00:00 | 0.34655 | 0.33667 | 0.33667 | [6 empty] | -25.17 |  |  | 11.16 | 49.75 | 6.6556 | 16.1441 |  |  |  | 0.23685 | 0
2016-03-27 10:00:00 | 0.3352 | 0.32613 | 0.32613 | [6 empty] | -25.17 |  |  | 11.49 | 50 | 6.3903 | 15.4947 |  |  |  | 0.2255 | 0
2016-03-27 11:00:00 | 0.31967 | 0.31085 | 0.31085 | [6 empty] | -25.17 |  |  | 9.19 | 57.94 | 6.1307 | 14.8853 |  |  |  | 0.20997 | 0
2016-03-27 12:00:00 | 0.30923 | 0.2999 | 0.2999 | [6 empty] | -25.17 |  |  | 6.49 | 55.65 | 6.0085 | 14.5934 |  |  |  | 0.19952 | 0
2016-03-27 13:00:00 | 0.31106 | 0.30346 | 0.30347 | [6 empty] | -25.17 |  |  | 6.92 | 49.3 | 5.911 | 14.3962 |  |  |  | 0.20135 | 0
2016-03-27 14:00:00 | 0.30662 | 0.29775 | 0.29775 | [6 empty] | -25.17 |  |  | 7.47 | 47.03 | 5.945 | 14.4663 |  |  |  | 0.19692 | 0
2016-03-27 15:00:00 | 0.32063 | 0.3131 | 0.3131 | [6 empty] | -25.17 |  |  | 13.06 | 46.28 | 6.0913 | 14.8665 |  |  |  | 0.21093 | 0
2016-03-27 16:00:00 | 0.33744 | 0.32964 | 0.32965 | [6 empty] | -25.17 |  |  | 14.94 | 45.81 | 6.407 | 15.647 |  |  |  | 0.22774 | 0
2016-03-27 17:00:00 | 0.34783 | 0.33896 | 0.33896 | [6 empty] | -25.17 |  |  | 19.6 | 44.8 | 6.7252 | 16.4696 |  |  |  | 0.23813 | 0
2016-03-27 18:00:00 | 0.35705 | 0.34617 | 0.34617 | [6 empty] | -25.17 |  |  | 22.86 | 51.16 | 7.0267 | 17.156 |  |  |  | 0.24735 | 0
2016-03-27 19:00:00 | 0.36951 | 0.35865 | 0.35866 | [6 empty] | -25.17 |  |  | 20.36 | 61.36 | 7.2175 | 17.6029 |  |  |  | 0.25981 | 0
2016-03-27 20:00:00 | 0.36109 | 0.34901 | 0.34901 | [6 empty] | -25.17 |  |  | 19.98 | 63.91 | 7.1628 | 17.4324 |  |  |  | 0.25139 | 0
2016-03-27 21:00:00 | 0.33438 | 0.32333 | 0.32333 | [6 empty] | -25.17 |  |  | 18.5 | 58.02 | 6.5578 | 15.8897 |  |  |  | 0.22468 | 0
2016-03-27 22:00:00 | 0.27969 | 0.27109 | 0.2711 | [6 empty] | -25.17 |  |  | 12.88 | 58.98 | 5.4013 | 13.0466 |  |  |  | 0.16999 | 0
2016-03-27 23:00:00 | 0.23054 | 0.22937 | 0.22938 | [6 empty] | -25.17 |  |  | 8.28 | 48.94 | 3.91 | 9.4586 |  |  |  | 0.12083 | 0
2016-03-28 00:00:00 | 0.19995 | 0.20689 | 0.2069 | [6 empty] | -25.17 |  |  | 7.43 | 43.98 | 2.7122 | 6.6388 |  |  |  | 0.090245 | 0
2016-03-28 01:00:00 | 0.19699 | 0.20055 | 0.20056 | [6 empty] | -25.17 |  |  | 6.5 | 40.22 | 2.9695 | 7.2472 |  |  |  | 0.087289 | 0
2016-03-28 02:00:00 | 0.21192 | 0.21859 | 0.2186 | [6 empty] | -25.17 |  |  | 5.27 | 38.96 | 2.8932 | 7.0337 |  |  |  | 0.10222 | 0
2016-03-28 03:00:00 | 0.24862 | 0.2577 | 0.25771 | [6 empty] | -25.17 |  |  | 6.28 | 42.45 | 3.2325 | 7.8155 |  |  |  | 0.13891 | 0
2016-03-28 04:00:00 | 0.31407 | 0.32359 | 0.32361 | [6 empty] | -25.17 |  |  | 5.86 | 44.74 | 4.2907 | 10.3991 |  |  |  | 0.20437 | 0
2016-03-28 05:00:00 | 0.34441 | 0.33863 | 0.33863 | [6 empty] | -25.17 |  |  | 5.96 | 48.74 | 6.2921 | 15.3131 |  |  |  | 0.23471 | 0
2016-03-28 06:00:00 | 0.35074 | 0.34465 | 0.34465 | [6 empty] | -25.17 |  |  | 3.99 | 62.95 | 6.571 | 16.1693 |  |  |  | 0.24104 | 0
2016-03-28 07:00:00 | 0.33572 | 0.32781 | 0.32781 | [6 empty] | -25.17 |  |  | 3.41 | 69.05 | 6.4047 | 15.665 |  |  |  | 0.22602 | 0
2016-03-28 08:00:00 | 0.32578 | 0.31745 | 0.31745 | [6 empty] | -25.17 |  |  | 2.68 | 69.81 | 6.226 | 15.1656 |  |  |  | 0.21608 | 0
2016-03-28 09:00:00 | 0.30679 | 0.29775 | 0.29775 | [6 empty] | -25.17 |  |  | 0.07 | 66.03 | 5.9029 | 14.2988 |  |  |  | 0.19709 | 0
2016-03-28 10:00:00 | 0.29674 | 0.28843 | 0.28844 | [6 empty] | -25.17 |  |  | -4.01 | 65.9 | 5.6676 | 13.7245 |  |  |  | 0.18704 | 0
2016-03-28 11:00:00 | 0.283 | 0.27492 | 0.27493 | [6 empty] | -25.17 |  |  | -28.68 | 65.74 | 5.4376 | 13.1851 |  |  |  | 0.1733 | 0
2016-03-28 12:00:00 | 0.27376 | 0.26525 | 0.26525 | [6 empty] | -25.17 |  |  | -38.45 | 60.91 | 5.3291 | 12.9263 |  |  |  | 0.16406 | 0
2016-03-28 13:00:00 | 0.27536 | 0.26839 | 0.26839 | [6 empty] | -25.17 |  |  | -19.92 | 56.67 | 5.2426 | 12.7515 |  |  |  | 0.16566 | 0
2016-03-28 14:00:00 | 0.27145 | 0.26334 | 0.26334 | [6 empty] | -25.17 |  |  | -13.82 | 53.23 | 5.2726 | 12.8132 |  |  |  | 0.16175 | 0
2016-03-28 15:00:00 | 0.28384 | 0.27691 | 0.27691 | [6 empty] | -25.17 |  |  | -4.2 | 50.23 | 5.4023 | 13.1673 |  |  |  | 0.17414 | 0
2016-03-28 16:00:00 | 0.29872 | 0.29153 | 0.29153 | [6 empty] | -25.17 |  |  | 7.45 | 50.57 | 5.6823 | 13.8583 |  |  |  | 0.18902 | 0
2016-03-28 17:00:00 | 0.30792 | 0.29978 | 0.29978 | [6 empty] | -25.17 |  |  | 11.79 | 56.76 | 5.9644 | 14.5865 |  |  |  | 0.19822 | 0
2016-03-28 18:00:00 | 0.3161 | 0.30617 | 0.30617 | [6 empty] | -25.17 |  |  | 17.02 | 64.36 | 6.2319 | 15.1948 |  |  |  | 0.2064 | 0
2016-03-28 19:00:00 | 0.32713 | 0.31721 | 0.31721 | [6 empty] | -25.17 |  |  | 11.47 | 71.98 | 6.4012 | 15.5911 |  |  |  | 0.21743 | 0
2016-03-28 20:00:00 | 0.31969 | 0.30869 | 0.3087 | [6 empty] | -25.17 |  |  | 16.29 | 73.85 | 6.3528 | 15.441 |  |  |  | 0.20999 | 0
2016-03-28 21:00:00 | 0.29604 | 0.28599 | 0.28599 | [6 empty] | -25.17 |  |  | 12.98 | 69.65 | 5.8164 | 14.0755 |  |  |  | 0.18634 | 0
2016-03-28 22:00:00 | 0.24763 | 0.2398 | 0.23981 | [6 empty] | -25.17 |  |  | 11.51 | 64.1 | 4.7913 | 11.5604 |  |  |  | 0.13793 | 0
2016-03-28 23:00:00 | 0.20405 | 0.20285 | 0.20286 | [6 empty] | -25.17 |  |  | 9.14 | 49.66 | 3.4686 | 8.3813 |  |  |  | 0.094345 | 0
2016-03-29 00:00:00 | 0.21528 | 0.22056 | 0.22057 | [6 empty] | -25.17 |  |  | 11.95 | 47.8 | 3.141 | 7.6996 |  |  |  | 0.10557 | 0
2016-03-29 01:00:00 | 0.2289 | 0.23327 | 0.23327 | [6 empty] | -25.17 |  |  | 9.23 | 48.42 | 3.4388 | 8.4047 |  |  |  | 0.1192 | 0
2016-03-29 02:00:00 | 0.23848 | 0.24509 | 0.2451 | [6 empty] | -25.17 |  |  | 8.3 | 45.54 | 3.3507 | 8.1584 |  |  |  | 0.12877 | 0
2016-03-29 03:00:00 | 0.27112 | 0.27882 | 0.27883 | [6 empty] | -25.17 |  |  | 13.49 | 43.44 | 3.7438 | 9.0659 |  |  |  | 0.16142 | 0
2016-03-29 04:00:00 | 0.33391 | 0.33987 | 0.33989 | [6 empty] | -25.17 |  |  | 25.35 | 46 | 4.9691 | 12.0619 |  |  |  | 0.22421 | 0
2016-03-29 05:00:00 | 0.43438 | 0.43416 | 0.43417 | [6 empty] | -25.17 |  |  | 31.52 | 48.07 | 7.287 | 17.762 |  |  |  | 0.32468 | 0
2016-03-29 06:00:00 | 0.45661 | 0.45868 | 0.45869 | [6 empty] | -25.17 |  |  | 31.43 | 57.64 | 7.6121 | 18.7647 |  |  |  | 0.34691 | 0.0096859
2016-03-29 07:00:00 | 0.45345 | 0.45589 | 0.4559 | [6 empty] | -25.17 |  |  | 26.37 | 65.9 | 7.4191 | 18.1779 |  |  |  | 0.34375 | 0.0069014
2016-03-29 08:00:00 | 0.42714 | 0.42648 | 0.42649 | [6 empty] | -25.17 |  |  | 21.76 | 67.92 | 7.2115 | 17.5956 |  |  |  | 0.31744 | 0
2016-03-29 09:00:00 | 0.40075 | 0.3985 | 0.39851 | [6 empty] | -25.17 |  |  | 21.06 | 66.75 | 6.8369 | 16.5889 |  |  |  | 0.29105 | 0
2016-03-29 10:00:00 | 0.37939 | 0.37626 | 0.37627 | [6 empty] | -25.17 |  |  | 20.43 | 64.96 | 6.5643 | 15.9214 |  |  |  | 0.26968 | 0
2016-03-29 11:00:00 | 0.36265 | 0.35963 | 0.35964 | [6 empty] | -25.17 |  |  | 19.99 | 64.55 | 6.2977 | 15.2951 |  |  |  | 0.25295 | 0
2016-03-29 12:00:00 | 0.35245 | 0.34902 | 0.34902 | [6 empty] | -25.17 |  |  | 19.08 | 60.12 | 6.1721 | 14.9953 |  |  |  | 0.24275 | 0
2016-03-29 13:00:00 | 0.34708 | 0.34415 | 0.34415 | [6 empty] | -25.17 |  |  | 19.05 | 56.19 | 6.072 | 14.7926 |  |  |  | 0.23737 | 0
2016-03-29 14:00:00 | 0.34524 | 0.34147 | 0.34147 | [6 empty] | -25.17 |  |  | 19.14 | 53.7 | 6.1069 | 14.8648 |  |  |  | 0.23553 | 0
2016-03-29 15:00:00 | 0.34922 | 0.34501 | 0.34501 | [6 empty] | -25.17 |  |  | 21.48 | 52.49 | 6.2572 | 15.2762 |  |  |  | 0.23952 | 0
2016-03-29 16:00:00 | 0.36155 | 0.3562 | 0.3562 | [6 empty] | -25.17 |  |  | 30.07 | 51.73 | 6.5815 | 16.0782 |  |  |  | 0.25185 | 0
2016-03-29 17:00:00 | 0.36745 | 0.36016 | 0.36017 | [6 empty] | -25.17 |  |  | 35.79 | 55.25 | 6.9085 | 16.9237 |  |  |  | 0.25775 | 0
2016-03-29 18:00:00 | 0.37696 | 0.36761 | 0.36762 | [6 empty] | -25.17 |  |  | 39.54 | 63.55 | 7.2181 | 17.6288 |  |  |  | 0.26725 | 0
2016-03-29 19:00:00 | 0.3815 | 0.37073 | 0.37074 | [6 empty] | -25.17 |  |  | 32.64 | 64.67 | 7.4141 | 18.0879 |  |  |  | 0.2718 | 0
2016-03-29 20:00:00 | 0.36973 | 0.35715 | 0.35715 | [6 empty] | -25.17 |  |  | 28.56 | 64.93 | 7.3579 | 17.9124 |  |  |  | 0.26002 | 0
2016-03-29 21:00:00 | 0.32798 | 0.31395 | 0.31395 | [6 empty] | -25.17 |  |  | 22.72 | 61.95 | 6.7363 | 16.327 |  |  |  | 0.21827 | 0
2016-03-29 22:00:00 | 0.27906 | 0.26881 | 0.26881 | [6 empty] | -25.17 |  |  | 24.9 | 56.19 | 5.5482 | 13.4046 |  |  |  | 0.16936 | 0
2016-03-29 23:00:00 | 0.23331 | 0.23152 | 0.23153 | [6 empty] | -25.17 |  |  | 22 | 52.07 | 4.0163 | 9.7181 |  |  |  | 0.12361 | 0
2016-03-30 00:00:00 | 0.23484 | 0.24057 | 0.24058 | [6 empty] | -25.17 |  |  | 20.87 | 49.72 | 3.4367 | 8.4325 |  |  |  | 0.12514 | 0
2016-03-30 01:00:00 | 0.24972 | 0.25444 | 0.25445 | [6 empty] | -25.17 |  |  | 19.92 | 46.17 | 3.7626 | 9.2044 |  |  |  | 0.14001 | 0
2016-03-30 02:00:00 | 0.26013 | 0.2673 | 0.26731 | [6 empty] | -25.17 |  |  | 20.18 | 44.89 | 3.6664 | 8.9356 |  |  |  | 0.15043 | 0
2016-03-30 03:00:00 | 0.29573 | 0.30408 | 0.30409 | [6 empty] | -25.17 |  |  | 21.65 | 45.01 | 4.0965 | 9.93 |  |  |  | 0.18603 | 0
2016-03-30 04:00:00 | 0.36427 | 0.37072 | 0.37074 | [6 empty] | -25.17 |  |  | 29.6 | 46.41 | 5.4372 | 13.2109 |  |  |  | 0.25457 | 0
2016-03-30 05:00:00 | 0.47402 | 0.47372 | 0.47373 | [6 empty] | -25.17 |  |  | 29.89 | 49.66 | 7.9734 | 19.4542 |  |  |  | 0.36432 | 0.024732
2016-03-30 06:00:00 | 0.49831 | 0.50054 | 0.50054 | [6 empty] | -25.17 |  |  | 27.95 | 60 | 8.3308 | 20.5599 |  |  |  | 0.38861 | 0.051543
2016-03-30 07:00:00 | 0.49483 | 0.49746 | 0.49746 | [6 empty] | -25.17 |  |  | 31.93 | 66.88 | 8.1193 | 19.9158 |  |  |  | 0.38513 | 0.048463
2016-03-30 08:00:00 | 0.46614 | 0.46538 | 0.46539 | [6 empty] | -25.17 |  |  | 29.65 | 69.14 | 7.8916 | 19.2756 |  |  |  | 0.35644 | 0.016388
2016-03-30 09:00:00 | 0.43736 | 0.43485 | 0.43486 | [6 empty] | -25.17 |  |  | 27.16 | 66.92 | 7.4816 | 18.1721 |  |  |  | 0.32766 | 0
2016-03-30 10:00:00 | 0.41405 | 0.41059 | 0.4106 | [6 empty] | -25.17 |  |  | 26.89 | 66.07 | 7.183 | 17.4399 |  |  |  | 0.30435 | 0
2016-03-30 11:00:00 | 0.39578 | 0.39245 | 0.39245 | [6 empty] | -25.17 |  |  | 22.25 | 65.86 | 6.8912 | 16.7535 |  |  |  | 0.28608 | 0
2016-03-30 12:00:00 | 0.38467 | 0.38088 | 0.38088 | [6 empty] | -25.17 |  |  | 22.3 | 64.98 | 6.7538 | 16.4253 |  |  |  | 0.27496 | 0
2016-03-30 13:00:00 | 0.3788 | 0.37557 | 0.37557 | [6 empty] | -25.17 |  |  | 22.23 | 64.44 | 6.6443 | 16.2034 |  |  |  | 0.26909 | 0
2016-03-30 14:00:00 | 0.3768 | 0.37266 | 0.37266 | [6 empty] | -25.17 |  |  | 25.64 | 62.71 | 6.6826 | 16.283 |  |  |  | 0.2671 | 0
2016-03-30 15:00:00 | 0.38117 | 0.37654 | 0.37654 | [6 empty] | -25.17 |  |  | 29.04 | 58.97 | 6.8471 | 16.7339 |  |  |  | 0.27146 | 0
2016-03-30 16:00:00 | 0.39465 | 0.38878 | 0.38878 | [6 empty] | -25.17 |  |  | 31.9 | 53.43 | 7.2021 | 17.6129 |  |  |  | 0.28494 | 0
2016-03-30 17:00:00 | 0.40112 | 0.39315 | 0.39316 | [6 empty] | -25.17 |  |  | 37.42 | 63.99 | 7.56 | 18.5395 |  |  |  | 0.29142 | 0
2016-03-30 18:00:00 | 0.41152 | 0.4013 | 0.40131 | [6 empty] | -25.17 |  |  | 37 | 64.51 | 7.8988 | 19.3114 |  |  |  | 0.30182 | 0
2016-03-30 19:00:00 | 0.41649 | 0.40473 | 0.40473 | [6 empty] | -25.17 |  |  | 34.65 | 65.06 | 8.1131 | 19.8138 |  |  |  | 0.30679 | 0
2016-03-30 20:00:00 | 0.40367 | 0.38992 | 0.38992 | [6 empty] | -25.17 |  |  | 30.38 | 64.98 | 8.0514 | 19.6206 |  |  |  | 0.29396 | 0
2016-03-30 21:00:00 | 0.35811 | 0.34279 | 0.34279 | [6 empty] | -25.17 |  |  | 27.25 | 56.08 | 7.3711 | 17.8829 |  |  |  | 0.24841 | 0
2016-03-30 22:00:00 | 0.30465 | 0.29343 | 0.29343 | [6 empty] | -25.17 |  |  | 23.34 | 52.53 | 6.0702 | 14.6782 |  |  |  | 0.19495 | 0
2016-03-30 23:00:00 | 0.2546 | 0.25261 | 0.25262 | [6 empty] | -25.17 |  |  | 22.27 | 50.15 | 4.3942 | 10.6411 |  |  |  | 0.1449 | 0
2016-03-31 00:00:00 | 0.24503 | 0.25128 | 0.25129 | [6 empty] | -25.17 |  |  | 21.5 | 45.91 | 3.5618 | 8.7427 |  |  |  | 0.13533 | 0
2016-03-31 01:00:00 | 0.26051 | 0.26574 | 0.26574 | [6 empty] | -25.17 |  |  | 21.11 | 44.41 | 3.8995 | 9.5429 |  |  |  | 0.15081 | 0
2016-03-31 02:00:00 | 0.27147 | 0.27926 | 0.27927 | [6 empty] | -25.17 |  |  | 21.29 | 41 | 3.7999 | 9.2646 |  |  |  | 0.16176 | 0
2016-03-31 03:00:00 | 0.30865 | 0.31771 | 0.31772 | [6 empty] | -25.17 |  |  | 22.86 | 36.44 | 4.2457 | 10.296 |  |  |  | 0.19894 | 0
2016-03-31 04:00:00 | 0.38004 | 0.38721 | 0.38722 | [6 empty] | -25.17 |  |  | 29.08 | 39.9 | 5.6351 | 13.6974 |  |  |  | 0.27034 | 0
2016-03-31 05:00:00 | 0.49422 | 0.49449 | 0.4945 | [6 empty] | -25.17 |  |  | 36.09 | 45.82 | 8.2638 | 20.1707 |  |  |  | 0.38451 | 0.0455
2016-03-31 06:00:00 | 0.51958 | 0.52252 | 0.52252 | [6 empty] | -25.17 |  |  | 40.96 | 55.45 | 8.6348 | 21.3204 |  |  |  | 0.40988 | 0.073524
2016-03-31 07:00:00 | 0.516 | 0.51935 | 0.51936 | [6 empty] | -25.17 |  |  | 36.46 | 64.59 | 8.4156 | 20.652 |  |  |  | 0.4063 | 0.070362
2016-03-31 08:00:00 | 0.486 | 0.48578 | 0.48579 | [6 empty] | -25.17 |  |  | 34.64 | 65.5 | 8.1793 | 19.9871 |  |  |  | 0.37629 | 0.03679
2016-03-31 09:00:00 | 0.45595 | 0.4539 | 0.4539 | [6 empty] | -25.17 |  |  | 33.95 | 65 | 7.7543 | 18.8426 |  |  |  | 0.34625 | 0.0049028
2016-03-31 10:00:00 | 0.43161 | 0.42853 | 0.42854 | [6 empty] | -25.17 |  |  | 30.03 | 64.1 | 7.4447 | 18.083 |  |  |  | 0.32191 | 0
2016-03-31 11:00:00 | 0.41256 | 0.40958 | 0.40959 | [6 empty] | -25.17 |  |  | 30.03 | 63.68 | 7.1422 | 17.371 |  |  |  | 0.30286 | 0
2016-03-31 12:00:00 | 0.40095 | 0.39749 | 0.3975 | [6 empty] | -25.17 |  |  | 27.92 | 63.18 | 6.9999 | 17.0308 |  |  |  | 0.29125 | 0
2016-03-31 13:00:00 | 0.39484 | 0.39195 | 0.39195 | [6 empty] | -25.17 |  |  | 25.12 | 59.92 | 6.8864 | 16.8009 |  |  |  | 0.28514 | 0
2016-03-31 14:00:00 | 0.39274 | 0.38889 | 0.3889 | [6 empty] | -25.17 |  |  | 24.73 | 56.87 | 6.9261 | 16.8837 |  |  |  | 0.28303 | 0
2016-03-31 15:00:00 | 0.39725 | 0.39291 | 0.39291 | [6 empty] | -25.17 |  |  | 24.93 | 53.56 | 7.0967 | 17.3513 |  |  |  | 0.28755 | 0
2016-03-31 16:00:00 | 0.41126 | 0.40564 | 0.40565 | [6 empty] | -25.17 |  |  | 27.44 | 49.8 | 7.4647 | 18.2629 |  |  |  | 0.30156 | 0
2016-03-31 17:00:00 | 0.41793 | 0.41013 | 0.41013 | [6 empty] | -25.17 |  |  | 31.07 | 47.4 | 7.8357 | 19.2239 |  |  |  | 0.30823 | 0
2016-03-31 18:00:00 | 0.42871 | 0.41858 | 0.41858 | [6 empty] | -25.17 |  |  | 31.99 | 50 | 8.1867 | 20.0241 |  |  |  | 0.31901 | 0
2016-03-31 19:00:00 | 0.43385 | 0.42211 | 0.42211 | [6 empty] | -25.17 |  |  | 25.35 | 57.36 | 8.4088 | 20.5448 |  |  |  | 0.32415 | 0
2016-03-31 20:00:00 | 0.42041 | 0.4066 | 0.4066 | [6 empty] | -25.17 |  |  | 25.23 | 63.09 | 8.3448 | 20.3441 |  |  |  | 0.31071 | 0
2016-03-31 21:00:00 | 0.37289 | 0.35737 | 0.35737 | [6 empty] | -25.17 |  |  | 23.22 | 53.98 | 7.6395 | 18.5418 |  |  |  | 0.26318 | 0
2016-03-31 22:00:00 | 0.31728 | 0.30597 | 0.30597 | [6 empty] | -25.17 |  |  | 21.35 | 52.46 | 6.2909 | 15.2173 |  |  |  | 0.20758 | 0
2016-03-31 23:00:00 | 0.2654 | 0.26364 | 0.26365 | [6 empty] | -25.17 |  |  | 20.98 | 46.67 | 4.5539 | 11.0318 |  |  |  | 0.1557 | 0
2016-04-01 00:00:00 | 0.24192 | 0.24729 | 0.24729 | [6 empty] | -24.79 |  |  | 21.19 | 41.86 | 3.5957 | 8.8267 |  |  |  | 0.13222 | 0
2016-04-01 01:00:00 | 0.25652 | 0.26067 | 0.26068 | [6 empty] | -24.79 |  |  | 20.64 | 34.95 | 3.9366 | 9.6345 |  |  |  | 0.14682 | 0
2016-04-01 02:00:00 | 0.2641 | 0.27024 | 0.27024 | [6 empty] | -24.79 |  |  | 21.13 | 34.02 | 3.836 | 9.3537 |  |  |  | 0.1544 | 0
2016-04-01 03:00:00 | 0.29842 | 0.30527 | 0.30528 | [6 empty] | -24.79 |  |  | 21.78 | 32.68 | 4.2861 | 10.395 |  |  |  | 0.18872 | 0
2016-04-01 04:00:00 | 0.36807 | 0.37259 | 0.3726 | [6 empty] | -24.79 |  |  | 29.73 | 37.01 | 5.6887 | 13.8291 |  |  |  | 0.25836 | 0
2016-04-01 05:00:00 | 0.49457 | 0.4941 | 0.49411 | [6 empty] | -24.79 |  |  | 36.5 | 44.85 | 8.3423 | 20.3646 |  |  |  | 0.38486 | 0.045112
2016-04-01 06:00:00 | 0.52265 | 0.52531 | 0.52532 | [6 empty] | -24.79 |  |  | 40.44 | 59.55 | 8.7171 | 21.5264 |  |  |  | 0.41295 | 0.076319
2016-04-01 07:00:00 | 0.51945 | 0.5226 | 0.5226 | [6 empty] | -24.79 |  |  | 38.39 | 63.05 | 8.4957 | 20.8513 |  |  |  | 0.40974 | 0.073602
2016-04-01 08:00:00 | 0.49005 | 0.48976 | 0.48977 | [6 empty] | -24.79 |  |  | 34.57 | 65.91 | 8.2572 | 20.1798 |  |  |  | 0.38035 | 0.040768
2016-04-01 09:00:00 | 0.46006 | 0.45796 | 0.45797 | [6 empty] | -24.79 |  |  | 30.55 | 66.07 | 7.828 | 19.0241 |  |  |  | 0.35036 | 0.008971
2016-04-01 10:00:00 | 0.43532 | 0.43216 | 0.43217 | [6 empty] | -24.79 |  |  | 25.79 | 65.28 | 7.5156 | 18.2571 |  |  |  | 0.32562 | 0
2016-04-01 11:00:00 | 0.41491 | 0.41164 | 0.41164 | [6 empty] | -24.79 |  |  | 23.09 | 64.36 | 7.2101 | 17.5382 |  |  |  | 0.3052 | 0
2016-04-01 12:00:00 | 0.40241 | 0.39852 | 0.39852 | [6 empty] | -24.79 |  |  | 23.13 | 63.35 | 7.0665 | 17.1947 |  |  |  | 0.29271 | 0
2016-04-01 13:00:00 | 0.39629 | 0.39298 | 0.39299 | [6 empty] | -24.79 |  |  | 23 | 62.38 | 6.9519 | 16.9626 |  |  |  | 0.28659 | 0
2016-04-01 14:00:00 | 0.39377 | 0.38943 | 0.38944 | [6 empty] | -24.79 |  |  | 22.45 | 58 | 6.992 | 17.0462 |  |  |  | 0.28407 | 0
2016-04-01 15:00:00 | 0.3965 | 0.39134 | 0.39134 | [6 empty] | -24.79 |  |  | 24.28 | 53.28 | 7.1642 | 17.5185 |  |  |  | 0.2868 | 0
2016-04-01 16:00:00 | 0.40966 | 0.40304 | 0.40305 | [6 empty] | -24.79 |  |  | 31.91 | 50.47 | 7.5357 | 18.4389 |  |  |  | 0.29996 | 0
2016-04-01 17:00:00 | 0.42153 | 0.4136 | 0.41361 | [6 empty] | -24.79 |  |  | 33.9 | 54.81 | 7.9102 | 19.4092 |  |  |  | 0.31183 | 0
2016-04-01 18:00:00 | 0.43148 | 0.42105 | 0.42105 | [6 empty] | -24.79 |  |  | 35.85 | 61.61 | 8.2646 | 20.217 |  |  |  | 0.32178 | 0
2016-04-01 19:00:00 | 0.43532 | 0.42302 | 0.42302 | [6 empty] | -24.79 |  |  | 31.3 | 62.65 | 8.4888 | 20.7427 |  |  |  | 0.32561 | 0
2016-04-01 20:00:00 | 0.42335 | 0.40925 | 0.40925 | [6 empty] | -24.79 |  |  | 24.33 | 62.9 | 8.4242 | 20.5399 |  |  |  | 0.31365 | 0
2016-04-01 21:00:00 | 0.37635 | 0.36069 | 0.36069 | [6 empty] | -24.79 |  |  | 26.03 | 60.69 | 7.7122 | 18.7201 |  |  |  | 0.26664 | 0
2016-04-01 22:00:00 | 0.32006 | 0.30861 | 0.30862 | [6 empty] | -24.79 |  |  | 21.82 | 57.34 | 6.3507 | 15.3632 |  |  |  | 0.21036 | 0
2016-04-01 23:00:00 | 0.26357 | 0.26104 | 0.26105 | [6 empty] | -24.79 |  |  | 21.31 | 55.37 | 4.5971 | 11.1376 |  |  |  | 0.15387 | 0
2016-04-02 00:00:00 | 0.20767 | 0.21113 | 0.21113 | [6 empty] | -24.79 |  |  | 21.1 | 53.87 | 3.1896 | 7.82 |  |  |  | 0.097966 | 0
2016-04-02 01:00:00 | 0.21655 | 0.21821 | 0.21821 | [6 empty] | -24.79 |  |  | 19.84 | 52.29 | 3.492 | 8.5361 |  |  |  | 0.10685 | 0
2016-04-02 02:00:00 | 0.22881 | 0.2332 | 0.2332 | [6 empty] | -24.79 |  |  | 19.91 | 48 | 3.4026 | 8.2861 |  |  |  | 0.11911 | 0
2016-04-02 03:00:00 | 0.26138 | 0.26677 | 0.26678 | [6 empty] | -24.79 |  |  | 20.09 | 45.24 | 3.8017 | 9.2079 |  |  |  | 0.15168 | 0
2016-04-02 04:00:00 | 0.32513 | 0.32875 | 0.32876 | [6 empty] | -24.79 |  |  | 20.19 | 45.74 | 5.0461 | 12.2507 |  |  |  | 0.21542 | 0
2016-04-02 05:00:00 | 0.42919 | 0.4269 | 0.42691 | [6 empty] | -24.79 |  |  | 22.29 | 45.06 | 7.3998 | 18.04 |  |  |  | 0.31949 | 0
2016-04-02 06:00:00 | 0.44527 | 0.44418 | 0.44418 | [6 empty] | -24.79 |  |  | 22.51 | 48.04 | 7.7302 | 19.0596 |  |  |  | 0.33557 | 0
2016-04-02 07:00:00 | 0.43399 | 0.43186 | 0.43186 | [6 empty] | -24.79 |  |  | 22.04 | 52.26 | 7.5342 | 18.4634 |  |  |  | 0.32429 | 0
2016-04-02 08:00:00 | 0.4115 | 0.40695 | 0.40696 | [6 empty] | -24.79 |  |  | 20.81 | 59.62 | 7.3233 | 17.8715 |  |  |  | 0.3018 | 0
2016-04-02 09:00:00 | 0.38585 | 0.37988 | 0.37988 | [6 empty] | -24.79 |  |  | 19.55 | 62.72 | 6.9429 | 16.849 |  |  |  | 0.27614 | 0
2016-04-02 10:00:00 | 0.36993 | 0.3641 | 0.3641 | [6 empty] | -24.79 |  |  | 18.12 | 60.59 | 6.666 | 16.1709 |  |  |  | 0.26023 | 0
2016-04-02 11:00:00 | 0.35195 | 0.34604 | 0.34605 | [6 empty] | -24.79 |  |  | 17.06 | 56.28 | 6.3952 | 15.5347 |  |  |  | 0.24224 | 0
2016-04-02 12:00:00 | 0.32582 | 0.31673 | 0.31673 | [6 empty] | -24.79 |  |  | 14.06 | 52.43 | 6.2677 | 15.2302 |  |  |  | 0.21612 | 0
2016-04-02 13:00:00 | 0.31985 | 0.31119 | 0.31119 | [6 empty] | -24.79 |  |  | 16.05 | 46.35 | 6.1661 | 15.0244 |  |  |  | 0.21015 | 0
2016-04-02 14:00:00 | 0.32349 | 0.31493 | 0.31494 | [6 empty] | -24.79 |  |  | 18.73 | 44.99 | 6.2015 | 15.0978 |  |  |  | 0.21379 | 0
2016-04-02 15:00:00 | 0.33167 | 0.32339 | 0.3234 | [6 empty] | -24.79 |  |  | 20.12 | 42.44 | 6.3542 | 15.5156 |  |  |  | 0.22197 | 0
2016-04-02 16:00:00 | 0.34578 | 0.33663 | 0.33663 | [6 empty] | -24.79 |  |  | 23.41 | 43.16 | 6.6836 | 16.3303 |  |  |  | 0.23608 | 0
2016-04-02 17:00:00 | 0.36108 | 0.3516 | 0.3516 | [6 empty] | -24.79 |  |  | 28.2 | 47.1 | 7.0156 | 17.1891 |  |  |  | 0.25138 | 0
2016-04-02 18:00:00 | 0.36436 | 0.35166 | 0.35166 | [6 empty] | -24.79 |  |  | 30.43 | 53.37 | 7.33 | 17.9052 |  |  |  | 0.25465 | 0
2016-04-02 19:00:00 | 0.37282 | 0.35935 | 0.35936 | [6 empty] | -24.79 |  |  | 30.1 | 59.86 | 7.529 | 18.3714 |  |  |  | 0.26312 | 0
2016-04-02 20:00:00 | 0.36521 | 0.35067 | 0.35068 | [6 empty] | -24.79 |  |  | 26.79 | 61.26 | 7.4719 | 18.1931 |  |  |  | 0.25551 | 0
2016-04-02 21:00:00 | 0.33482 | 0.32091 | 0.32091 | [6 empty] | -24.79 |  |  | 21.43 | 56.4 | 6.8407 | 16.5826 |  |  |  | 0.22512 | 0
2016-04-02 22:00:00 | 0.27908 | 0.26793 | 0.26794 | [6 empty] | -24.79 |  |  | 19.59 | 56.35 | 5.634 | 13.6139 |  |  |  | 0.16937 | 0
2016-04-02 23:00:00 | 0.23196 | 0.22928 | 0.22929 | [6 empty] | -24.79 |  |  | 18.07 | 54.93 | 4.0785 | 9.8698 |  |  |  | 0.12225 | 0
2016-04-03 00:00:00 | 0.17812 | 0.18419 | 0.1842 | [6 empty] | -24.79 |  |  | 17.5 | 43.92 | 2.4198 | 5.9161 |  |  |  | 0.068413 | 0
2016-04-03 01:00:00 | 0.1755 | 0.17857 | 0.17857 | [6 empty] | -24.79 |  |  | 15.29 | 40.63 | 2.6494 | 6.4584 |  |  |  | 0.065802 | 0
2016-04-03 02:00:00 | 0.18878 | 0.19461 | 0.19462 | [6 empty] | -24.79 |  |  | 15.68 | 30.88 | 2.5812 | 6.2676 |  |  |  | 0.07908 | 0
2016-04-03 03:00:00 | 0.22146 | 0.22942 | 0.22943 | [6 empty] | -24.79 |  |  | 15.59 | 22.71 | 2.8839 | 6.9639 |  |  |  | 0.11175 | 0
2016-04-03 04:00:00 | 0.27978 | 0.28809 | 0.28811 | [6 empty] | -24.79 |  |  | 13.32 | 25 | 3.8281 | 9.2664 |  |  |  | 0.17008 | 0
2016-04-03 05:00:00 | 0.30692 | 0.30154 | 0.30154 | [6 empty] | -24.79 |  |  | 14.6 | 39.32 | 5.6136 | 13.645 |  |  |  | 0.19721 | 0
2016-04-03 06:00:00 | 0.31253 | 0.30686 | 0.30686 | [6 empty] | -24.79 |  |  | 17.48 | 38.06 | 5.8614 | 14.403 |  |  |  | 0.20283 | 0
2016-04-03 07:00:00 | 0.29916 | 0.29188 | 0.29188 | [6 empty] | -24.79 |  |  | 18.55 | 39.5 | 5.7133 | 13.9546 |  |  |  | 0.18946 | 0
2016-04-03 08:00:00 | 0.29032 | 0.28267 | 0.28267 | [6 empty] | -24.79 |  |  | 17.36 | 43.92 | 5.5541 | 13.5111 |  |  |  | 0.18062 | 0
2016-04-03 09:00:00 | 0.2734 | 0.26513 | 0.26514 | [6 empty] | -24.79 |  |  | 17.67 | 47.95 | 5.266 | 12.7394 |  |  |  | 0.1637 | 0
2016-04-03 10:00:00 | 0.26444 | 0.25684 | 0.25684 | [6 empty] | -24.79 |  |  | 15.48 | 52.5 | 5.0563 | 12.2284 |  |  |  | 0.15474 | 0
2016-04-03 11:00:00 | 0.25221 | 0.24482 | 0.24482 | [6 empty] | -24.79 |  |  | 14.8 | 57.66 | 4.8511 | 11.748 |  |  |  | 0.1425 | 0
2016-04-03 12:00:00 | 0.24397 | 0.2362 | 0.2362 | [6 empty] | -24.79 |  |  | 12.75 | 57.33 | 4.7543 | 11.5173 |  |  |  | 0.13427 | 0
2016-04-03 13:00:00 | 0.24539 | 0.23899 | 0.239 | [6 empty] | -24.79 |  |  | 12.18 | 46.13 | 4.6771 | 11.3615 |  |  |  | 0.13569 | 0
2016-04-03 14:00:00 | 0.24191 | 0.2345 | 0.2345 | [6 empty] | -24.79 |  |  | 13.02 | 42.68 | 4.7039 | 11.4161 |  |  |  | 0.13221 | 0
2016-04-03 15:00:00 | 0.25294 | 0.24657 | 0.24657 | [6 empty] | -24.79 |  |  | 15.77 | 37.02 | 4.8195 | 11.7314 |  |  |  | 0.14324 | 0
2016-04-03 16:00:00 | 0.2662 | 0.25959 | 0.25959 | [6 empty] | -24.79 |  |  | 21.19 | 41.1 | 5.0692 | 12.3467 |  |  |  | 0.1565 | 0
2016-04-03 17:00:00 | 0.27441 | 0.26694 | 0.26694 | [6 empty] | -24.79 |  |  | 23.15 | 49.23 | 5.3207 | 12.9952 |  |  |  | 0.16471 | 0
2016-04-03 18:00:00 | 0.28171 | 0.27263 | 0.27263 | [6 empty] | -24.79 |  |  | 25.28 | 52.44 | 5.5595 | 13.5375 |  |  |  | 0.172 | 0
2016-04-03 19:00:00 | 0.29153 | 0.28247 | 0.28247 | [6 empty] | -24.79 |  |  | 25.01 | 61.04 | 5.7106 | 13.8909 |  |  |  | 0.18183 | 0
2016-04-03 20:00:00 | 0.28492 | 0.27489 | 0.2749 | [6 empty] | -24.79 |  |  | 24.32 | 63.94 | 5.6676 | 13.7578 |  |  |  | 0.17521 | 0
2016-04-03 21:00:00 | 0.26384 | 0.25467 | 0.25468 | [6 empty] | -24.79 |  |  | 20.9 | 63.42 | 5.1892 | 12.5419 |  |  |  | 0.15414 | 0
2016-04-03 22:00:00 | 0.2207 | 0.21357 | 0.21357 | [6 empty] | -24.79 |  |  | 21 | 61.64 | 4.2751 | 10.3034 |  |  |  | 0.111 | 0
2016-04-03 23:00:00 | 0.18183 | 0.18064 | 0.18064 | [6 empty] | -24.79 |  |  | 19.59 | 55 | 3.0949 | 7.4702 |  |  |  | 0.072122 | 0
2016-04-04 00:00:00 | 0.11562 | 0.11842 | 0.11843 | [6 empty] | -24.79 |  |  | 19.15 | 49.94 | 1.6436 | 3.9723 |  |  |  | 0.0059203 | 0
2016-04-04 01:00:00 | 0.12032 | 0.12372 | 0.12373 | [6 empty] | -24.79 |  |  | 18.75 | 46.73 | 1.6445 | 3.9548 |  |  |  | 0.010621 | 0
2016-04-04 02:00:00 | 0.12722 | 0.13206 | 0.13207 | [6 empty] | -24.79 |  |  | 18.72 | 40.97 | 1.6211 | 3.8987 |  |  |  | 0.017517 | 0
2016-04-04 03:00:00 | 0.14769 | 0.15332 | 0.15333 | [6 empty] | -24.79 |  |  | 20.39 | 39.71 | 1.8539 | 4.4303 |  |  |  | 0.037984 | 0
2016-04-04 04:00:00 | 0.19352 | 0.19876 | 0.19876 | [6 empty] | -24.79 |  |  | 29.1 | 37.54 | 2.6837 | 6.4783 |  |  |  | 0.083816 | 0
2016-04-04 05:00:00 | 0.26119 | 0.26432 | 0.26432 | [6 empty] | -24.79 |  |  | 34.19 | 42.98 | 4.1018 | 10.0319 |  |  |  | 0.15149 | 0
2016-04-04 06:00:00 | 0.28622 | 0.28615 | 0.28616 | [6 empty] | -24.79 |  |  | 35.42 | 57.08 | 4.8127 | 11.7588 |  |  |  | 0.17652 | 0
2016-04-04 07:00:00 | 0.26235 | 0.26002 | 0.26003 | [6 empty] | -24.79 |  |  | 33.5 | 67.13 | 4.5504 | 11.0416 |  |  |  | 0.15265 | 0
2016-04-04 08:00:00 | 0.24477 | 0.24234 | 0.24234 | [6 empty] | -24.79 |  |  | 29.62 | 74.93 | 4.2451 | 10.2669 |  |  |  | 0.13507 | 0
2016-04-04 09:00:00 | 0.22589 | 0.2226 | 0.2226 | [6 empty] | -24.79 |  |  | 25.1 | 72.65 | 3.9821 | 9.5919 |  |  |  | 0.11619 | 0
2016-04-04 10:00:00 | 0.21062 | 0.20693 | 0.20693 | [6 empty] | -24.79 |  |  | 23.37 | 71.14 | 3.7657 | 9.0628 |  |  |  | 0.10092 | 0
2016-04-04 11:00:00 | 0.19623 | 0.19271 | 0.19271 | [6 empty] | -24.79 |  |  | 23.83 | 70.18 | 3.5333 | 8.5207 |  |  |  | 0.086528 | 0
2016-04-04 12:00:00 | 0.18833 | 0.18407 | 0.18407 | [6 empty] | -24.79 |  |  | 23.93 | 67.59 | 3.4464 | 8.2808 |  |  |  | 0.078629 | 0
2016-04-04 13:00:00 | 0.18088 | 0.17666 | 0.17666 | [6 empty] | -24.79 |  |  | 23.04 | 65.97 | 3.3373 | 8.0363 |  |  |  | 0.071174 | 0
2016-04-04 14:00:00 | 0.17816 | 0.17478 | 0.17479 | [6 empty] | -24.79 |  |  | 27.42 | 63.11 | 3.2221 | 7.7681 |  |  |  | 0.068454 | 0
2016-04-04 15:00:00 | 0.17426 | 0.17037 | 0.17037 | [6 empty] | -24.79 |  |  | 29.25 | 61.76 | 3.2346 | 7.8301 |  |  |  | 0.064556 | 0
2016-04-04 16:00:00 | 0.17904 | 0.1753 | 0.1753 | [6 empty] | -24.79 |  |  | 32.96 | 54.6 | 3.3144 | 8.042 |  |  |  | 0.069337 | 0
2016-04-04 17:00:00 | 0.18609 | 0.18214 | 0.18214 | [6 empty] | -24.79 |  |  | 35.05 | 54.4 | 3.479 | 8.4727 |  |  |  | 0.076384 | 0
2016-04-04 18:00:00 | 0.20056 | 0.19663 | 0.19663 | [6 empty] | -24.79 |  |  | 36.1 | 61.21 | 3.7361 | 9.118 |  |  |  | 0.090854 | 0
2016-04-04 19:00:00 | 0.21015 | 0.20421 | 0.20422 | [6 empty] | -24.79 |  |  | 35.6 | 62.53 | 4.0482 | 9.8362 |  |  |  | 0.10045 | 0
2016-04-04 20:00:00 | 0.21086 | 0.2038 | 0.20381 | [6 empty] | -24.79 |  |  | 30.3 | 64.73 | 4.1399 | 10.0276 |  |  |  | 0.10116 | 0
2016-04-04 21:00:00 | 0.19459 | 0.18627 | 0.18628 | [6 empty] | -24.79 |  |  | 25.96 | 62.5 | 3.9575 | 9.5459 |  |  |  | 0.084893 | 0
2016-04-04 22:00:00 | 0.15786 | 0.14992 | 0.14992 | [6 empty] | -24.79 |  |  | 21.39 | 59.51 | 3.244 | 7.7312 |  |  |  | 0.048162 | 0
2016-04-04 23:00:00 | 0.12422 | 0.12266 | 0.12267 | [6 empty] | -24.79 |  |  | 20.8 | 54.94 | 2.1794 | 5.2488 |  |  |  | 0.014517 | 0
2016-04-05 00:00:00 | 0.092452 | 0.094546 | 0.09455 | [6 empty] | -24.79 |  |  | 20.76 | 48.03 | 1.3174 | 3.1724 |  |  |  | 0 | 0
2016-04-05 01:00:00 | 0.096264 | 0.098845 | 0.09885 | [6 empty] | -24.79 |  |  | 20.31 | 46.37 | 1.318 | 3.1578 |  |  |  | 0 | 0
2016-04-05 02:00:00 | 0.10059 | 0.10412 | 0.10413 | [6 empty] | -24.79 |  |  | 20.34 | 45.27 | 1.2991 | 3.1124 |  |  |  | 0 | 0
2016-04-05 03:00:00 | 0.11841 | 0.1228 | 0.1228 | [6 empty] | -24.79 |  |  | 21.79 | 43.04 | 1.4856 | 3.5365 |  |  |  | 0.0087036 | 0
2016-04-05 04:00:00 | 0.1559 | 0.16005 | 0.16006 | [6 empty] | -24.79 |  |  | 27.84 | 45.16 | 2.1506 | 5.1714 |  |  |  | 0.0462 | 0
2016-04-05 05:00:00 | 0.2122 | 0.21491 | 0.21492 | [6 empty] | -24.79 |  |  | 32.76 | 48.41 | 3.2863 | 8.0053 |  |  |  | 0.1025 | 0
2016-04-05 06:00:00 | 0.23211 | 0.23218 | 0.23219 | [6 empty] | -24.79 |  |  | 35.18 | 56.78 | 3.8555 | 9.3817 |  |  |  | 0.12241 | 0
2016-04-05 07:00:00 | 0.21644 | 0.21533 | 0.21533 | [6 empty] | -24.79 |  |  | 34.92 | 63.97 | 3.6451 | 8.8077 |  |  |  | 0.10674 | 0
2016-04-05 08:00:00 | 0.20082 | 0.19939 | 0.19939 | [6 empty] | -24.79 |  |  | 34.1 | 67.73 | 3.4009 | 8.1918 |  |  |  | 0.091121 | 0
2016-04-05 09:00:00 | 0.18486 | 0.1826 | 0.1826 | [6 empty] | -24.79 |  |  | 32.93 | 65.38 | 3.1904 | 7.6536 |  |  |  | 0.075157 | 0
2016-04-05 10:00:00 | 0.17235 | 0.16975 | 0.16975 | [6 empty] | -24.79 |  |  | 29.52 | 63.1 | 3.0171 | 7.232 |  |  |  | 0.062651 | 0
2016-04-05 11:00:00 | 0.1602 | 0.15764 | 0.15764 | [6 empty] | -24.79 |  |  | 26.58 | 62.09 | 2.831 | 6.8 |  |  |  | 0.050496 | 0
2016-04-05 12:00:00 | 0.154 | 0.15088 | 0.15088 | [6 empty] | -24.79 |  |  | 24.74 | 60.4 | 2.7615 | 6.609 |  |  |  | 0.044296 | 0
2016-04-05 13:00:00 | 0.14671 | 0.1434 | 0.1434 | [6 empty] | -24.79 |  |  | 24.19 | 56.18 | 2.6741 | 6.4138 |  |  |  | 0.037006 | 0
2016-04-05 14:00:00 | 0.14254 | 0.13956 | 0.13956 | [6 empty] | -24.79 |  |  | 23.96 | 53.18 | 2.5817 | 6.1994 |  |  |  | 0.032834 | 0
2016-04-05 15:00:00 | 0.14118 | 0.1381 | 0.1381 | [6 empty] | -24.79 |  |  | 27.05 | 50.42 | 2.5916 | 6.2485 |  |  |  | 0.031481 | 0
2016-04-05 16:00:00 | 0.14304 | 0.13972 | 0.13973 | [6 empty] | -24.79 |  |  | 29.79 | 49.01 | 2.6555 | 6.4171 |  |  |  | 0.033336 | 0
2016-04-05 17:00:00 | 0.14834 | 0.14479 | 0.14479 | [6 empty] | -24.79 |  |  | 30.66 | 50 | 2.7872 | 6.7604 |  |  |  | 0.038641 | 0
2016-04-05 18:00:00 | 0.15946 | 0.15582 | 0.15582 | [6 empty] | -24.79 |  |  | 30.04 | 56.04 | 2.9932 | 7.2753 |  |  |  | 0.049763 | 0
2016-04-05 19:00:00 | 0.16589 | 0.16039 | 0.16039 | [6 empty] | -24.79 |  |  | 28 | 61.18 | 3.2433 | 7.8484 |  |  |  | 0.056187 | 0
2016-04-05 20:00:00 | 0.16717 | 0.16089 | 0.16089 | [6 empty] | -24.79 |  |  | 25.32 | 63.38 | 3.3169 | 8.002 |  |  |  | 0.057465 | 0
2016-04-05 21:00:00 | 0.15421 | 0.14695 | 0.14695 | [6 empty] | -24.79 |  |  | 21.97 | 59.69 | 3.171 | 7.6187 |  |  |  | 0.044504 | 0
2016-04-05 22:00:00 | 0.1248 | 0.11791 | 0.11791 | [6 empty] | -24.79 |  |  | 20 | 58.57 | 2.5997 | 6.1724 |  |  |  | 0.0151 | 0
2016-04-05 23:00:00 | 0.10018 | 0.098892 | 0.098896 | [6 empty] | -24.79 |  |  | 19.2 | 51.72 | 1.7469 | 4.1921 |  |  |  | 0 | 0
2016-04-06 00:00:00 | 0.11519 | 0.11771 | 0.11772 | [6 empty] | -24.79 |  |  | 19.06 | 48.35 | 1.6632 | 4.0204 |  |  |  | 0.0054885 | 0
2016-04-06 01:00:00 | 0.1199 | 0.12302 | 0.12303 | [6 empty] | -24.79 |  |  | 18.95 | 45.39 | 1.6641 | 4.0026 |  |  |  | 0.010198 | 0
2016-04-06 02:00:00 | 0.12523 | 0.12952 | 0.12953 | [6 empty] | -24.79 |  |  | 19.02 | 44.39 | 1.6405 | 3.9459 |  |  |  | 0.015529 | 0
2016-04-06 03:00:00 | 0.14737 | 0.15271 | 0.15272 | [6 empty] | -24.79 |  |  | 20 | 39.19 | 1.876 | 4.484 |  |  |  | 0.037669 | 0
2016-04-06 04:00:00 | 0.1942 | 0.19923 | 0.19924 | [6 empty] | -24.79 |  |  | 24.33 | 42.99 | 2.7157 | 6.5567 |  |  |  | 0.0845 | 0
2016-04-06 05:00:00 | 0.26466 | 0.2679 | 0.2679 | [6 empty] | -24.79 |  |  | 32.97 | 49.33 | 4.1507 | 10.1535 |  |  |  | 0.15495 | 0
2016-04-06 06:00:00 | 0.28971 | 0.28968 | 0.28969 | [6 empty] | -24.79 |  |  | 34.24 | 59.37 | 4.8702 | 11.9015 |  |  |  | 0.18001 | 0
2016-04-06 07:00:00 | 0.27021 | 0.2687 | 0.26871 | [6 empty] | -24.79 |  |  | 25.98 | 62.42 | 4.6048 | 11.1758 |  |  |  | 0.16051 | 0
2016-04-06 08:00:00 | 0.25071 | 0.2488 | 0.24881 | [6 empty] | -24.79 |  |  | 23.24 | 66.07 | 4.2958 | 10.3915 |  |  |  | 0.14101 | 0
2016-04-06 09:00:00 | 0.23083 | 0.22791 | 0.22791 | [6 empty] | -24.79 |  |  | 21.97 | 63.5 | 4.0297 | 9.7083 |  |  |  | 0.12113 | 0
2016-04-06 10:00:00 | 0.21525 | 0.2119 | 0.2119 | [6 empty] | -24.79 |  |  | 21.25 | 62.36 | 3.8107 | 9.1727 |  |  |  | 0.10555 | 0
2016-04-06 11:00:00 | 0.20009 | 0.1968 | 0.19681 | [6 empty] | -24.79 |  |  | 20.02 | 61.39 | 3.5755 | 8.624 |  |  |  | 0.090385 | 0
2016-04-06 12:00:00 | 0.19237 | 0.18839 | 0.18839 | [6 empty] | -24.79 |  |  | 19.75 | 60.17 | 3.4875 | 8.3812 |  |  |  | 0.082671 | 0
2016-04-06 13:00:00 | 0.1833 | 0.1791 | 0.1791 | [6 empty] | -24.79 |  |  | 19.85 | 58.97 | 3.3772 | 8.1337 |  |  |  | 0.073602 | 0
2016-04-06 14:00:00 | 0.17808 | 0.1743 | 0.1743 | [6 empty] | -24.79 |  |  | 20.09 | 55.43 | 3.2606 | 7.8623 |  |  |  | 0.068378 | 0
2016-04-06 15:00:00 | 0.17642 | 0.17251 | 0.17252 | [6 empty] | -24.79 |  |  | 21.59 | 53.56 | 3.2732 | 7.925 |  |  |  | 0.066718 | 0
2016-04-06 16:00:00 | 0.17877 | 0.17458 | 0.17458 | [6 empty] | -24.79 |  |  | 23.1 | 52.75 | 3.354 | 8.1395 |  |  |  | 0.069066 | 0
2016-04-06 17:00:00 | 0.18543 | 0.18094 | 0.18094 | [6 empty] | -24.79 |  |  | 26.71 | 53.08 | 3.5205 | 8.5755 |  |  |  | 0.075726 | 0
2016-04-06 18:00:00 | 0.19933 | 0.19473 | 0.19473 | [6 empty] | -24.79 |  |  | 28.26 | 57.71 | 3.7807 | 9.2286 |  |  |  | 0.089626 | 0
2016-04-06 19:00:00 | 0.20747 | 0.20056 | 0.20056 | [6 empty] | -24.79 |  |  | 23.23 | 59.63 | 4.0966 | 9.9556 |  |  |  | 0.097765 | 0
2016-04-06 20:00:00 | 0.2091 | 0.20123 | 0.20123 | [6 empty] | -24.79 |  |  | 21.06 | 61.68 | 4.1893 | 10.1492 |  |  |  | 0.099398 | 0
2016-04-06 21:00:00 | 0.19297 | 0.18388 | 0.18388 | [6 empty] | -24.79 |  |  | 19.01 | 61.83 | 4.0048 | 9.6616 |  |  |  | 0.083273 | 0
2016-04-06 22:00:00 | 0.15619 | 0.14754 | 0.14754 | [6 empty] | -24.79 |  |  | 16.42 | 58.11 | 3.2826 | 7.8247 |  |  |  | 0.04649 | 0
2016-04-06 23:00:00 | 0.12508 | 0.12341 | 0.12341 | [6 empty] | -24.79 |  |  | 16 | 50.18 | 2.2054 | 5.3122 |  |  |  | 0.015381 | 0
2016-04-07 00:00:00 | 0.14793 | 0.1514 | 0.15141 | [6 empty] | -24.79 |  |  | 13.46 | 49.69 | 2.1278 | 5.1585 |  |  |  | 0.038229 | 0
2016-04-07 01:00:00 | 0.154 | 0.15825 | 0.15825 | [6 empty] | -24.79 |  |  | 12.57 | 44.93 | 2.1293 | 5.137 |  |  |  | 0.044301 | 0
2016-04-07 02:00:00 | 0.16088 | 0.16663 | 0.16664 | [6 empty] | -24.79 |  |  | 13.49 | 43.15 | 2.0993 | 5.0653 |  |  |  | 0.05118 | 0
2016-04-07 03:00:00 | 0.18934 | 0.19648 | 0.19649 | [6 empty] | -24.79 |  |  | 17.37 | 42.92 | 2.4008 | 5.7566 |  |  |  | 0.07964 | 0
2016-04-07 04:00:00 | 0.24945 | 0.2563 | 0.25631 | [6 empty] | -24.79 |  |  | 22.62 | 43.99 | 3.4754 | 8.4175 |  |  |  | 0.13975 | 0
2016-04-07 05:00:00 | 0.33987 | 0.34463 | 0.34463 | [6 empty] | -24.79 |  |  | 28.4 | 49.2 | 5.313 | 13.0409 |  |  |  | 0.23017 | 0
2016-04-07 06:00:00 | 0.37199 | 0.37265 | 0.37265 | [6 empty] | -24.79 |  |  | 31.31 | 55.69 | 6.2346 | 15.2895 |  |  |  | 0.26229 | 0
2016-04-07 07:00:00 | 0.34696 | 0.34569 | 0.34569 | [6 empty] | -24.79 |  |  | 26.33 | 61.19 | 5.8958 | 14.3608 |  |  |  | 0.23726 | 0
2016-04-07 08:00:00 | 0.32189 | 0.32005 | 0.32005 | [6 empty] | -24.79 |  |  | 21.55 | 66.97 | 5.4992 | 13.349 |  |  |  | 0.21219 | 0
2016-04-07 09:00:00 | 0.29634 | 0.29315 | 0.29316 | [6 empty] | -24.79 |  |  | 21.56 | 62.58 | 5.1584 | 12.4704 |  |  |  | 0.18664 | 0
2016-04-07 10:00:00 | 0.27632 | 0.27254 | 0.27255 | [6 empty] | -24.79 |  |  | 22.32 | 60.01 | 4.8777 | 11.7811 |  |  |  | 0.16662 | 0
2016-04-07 11:00:00 | 0.25684 | 0.25311 | 0.25312 | [6 empty] | -24.79 |  |  | 21.6 | 59.53 | 4.5765 | 11.0752 |  |  |  | 0.14714 | 0
2016-04-07 12:00:00 | 0.24692 | 0.24228 | 0.24229 | [6 empty] | -24.79 |  |  | 22.57 | 56.99 | 4.4636 | 10.7626 |  |  |  | 0.13722 | 0
2016-04-07 13:00:00 | 0.23527 | 0.23033 | 0.23033 | [6 empty] | -24.79 |  |  | 21.86 | 55.53 | 4.3225 | 10.445 |  |  |  | 0.12557 | 0
2016-04-07 14:00:00 | 0.22857 | 0.22416 | 0.22416 | [6 empty] | -24.79 |  |  | 21.94 | 51.77 | 4.1734 | 10.097 |  |  |  | 0.11887 | 0
2016-04-07 15:00:00 | 0.22643 | 0.22187 | 0.22187 | [6 empty] | -24.79 |  |  | 22.73 | 50.24 | 4.1896 | 10.1783 |  |  |  | 0.11673 | 0
2016-04-07 16:00:00 | 0.22945 | 0.22452 | 0.22453 | [6 empty] | -24.79 |  |  | 28.59 | 52.97 | 4.2933 | 10.4549 |  |  |  | 0.11974 | 0
2016-04-07 17:00:00 | 0.23799 | 0.23271 | 0.23271 | [6 empty] | -24.79 |  |  | 31.11 | 56.88 | 4.5066 | 11.0156 |  |  |  | 0.12829 | 0
2016-04-07 18:00:00 | 0.25583 | 0.25045 | 0.25045 | [6 empty] | -24.79 |  |  | 32.68 | 61.36 | 4.8397 | 11.8546 |  |  |  | 0.14613 | 0
2016-04-07 19:00:00 | 0.26624 | 0.25793 | 0.25793 | [6 empty] | -24.79 |  |  | 29.41 | 68.07 | 5.244 | 12.7883 |  |  |  | 0.15654 | 0
2016-04-07 20:00:00 | 0.26831 | 0.25876 | 0.25876 | [6 empty] | -24.79 |  |  | 28.27 | 68.97 | 5.3623 | 13.0352 |  |  |  | 0.15861 | 0
2016-04-07 21:00:00 | 0.24757 | 0.23642 | 0.23642 | [6 empty] | -24.79 |  |  | 23.54 | 60 | 5.1257 | 12.4067 |  |  |  | 0.13787 | 0
2016-04-07 22:00:00 | 0.20035 | 0.18965 | 0.18966 | [6 empty] | -24.79 |  |  | 23.39 | 53.09 | 4.2006 | 10.0436 |  |  |  | 0.090647 | 0
2016-04-07 23:00:00 | 0.16053 | 0.15866 | 0.15867 | [6 empty] | -24.79 |  |  | 21.69 | 49.63 | 2.8214 | 6.8153 |  |  |  | 0.050828 | 0
2016-04-08 00:00:00 | 0.18613 | 0.18991 | 0.18992 | [6 empty] | -24.79 |  |  | 21.18 | 45.63 | 2.7848 | 6.8184 |  |  |  | 0.07643 | 0
2016-04-08 01:00:00 | 0.1974 | 0.20022 | 0.20023 | [6 empty] | -24.79 |  |  | 20.52 | 43.24 | 3.049 | 7.4431 |  |  |  | 0.087702 | 0
2016-04-08 02:00:00 | 0.20317 | 0.2075 | 0.20751 | [6 empty] | -24.79 |  |  | 21.04 | 34.18 | 2.9707 | 7.2241 |  |  |  | 0.093464 | 0
2016-04-08 03:00:00 | 0.22955 | 0.23438 | 0.23439 | [6 empty] | -24.79 |  |  | 21.72 | 29.91 | 3.3191 | 8.0272 |  |  |  | 0.11985 | 0
2016-04-08 04:00:00 | 0.28324 | 0.28616 | 0.28617 | [6 empty] | -24.79 |  |  | 29.12 | 39.86 | 4.4056 | 10.6806 |  |  |  | 0.17354 | 0
2016-04-08 05:00:00 | 0.38077 | 0.37963 | 0.37964 | [6 empty] | -24.79 |  |  | 35 | 47.52 | 6.4606 | 15.7276 |  |  |  | 0.27107 | 0
2016-04-08 06:00:00 | 0.40227 | 0.40346 | 0.40346 | [6 empty] | -24.79 |  |  | 38.2 | 56.51 | 6.7473 | 16.6084 |  |  |  | 0.29257 | 0
2016-04-08 07:00:00 | 0.39978 | 0.40136 | 0.40136 | [6 empty] | -24.79 |  |  | 37.55 | 65.96 | 6.5765 | 16.0902 |  |  |  | 0.29008 | 0
2016-04-08 08:00:00 | 0.37725 | 0.37623 | 0.37623 | [6 empty] | -24.79 |  |  | 34.22 | 68.03 | 6.3929 | 15.5768 |  |  |  | 0.26755 | 0
2016-04-08 09:00:00 | 0.35419 | 0.35182 | 0.35183 | [6 empty] | -24.79 |  |  | 32.96 | 65.97 | 6.061 | 14.6864 |  |  |  | 0.24449 | 0
2016-04-08 10:00:00 | 0.33519 | 0.33204 | 0.33205 | [6 empty] | -24.79 |  |  | 29.74 | 60.37 | 5.8195 | 14.0963 |  |  |  | 0.22548 | 0
2016-04-08 11:00:00 | 0.31948 | 0.31629 | 0.3163 | [6 empty] | -24.79 |  |  | 27.9 | 60.16 | 5.5832 | 13.5422 |  |  |  | 0.20978 | 0
2016-04-08 12:00:00 | 0.30988 | 0.30622 | 0.30623 | [6 empty] | -24.79 |  |  | 26.36 | 57.02 | 5.4719 | 13.2765 |  |  |  | 0.20018 | 0
2016-04-08 13:00:00 | 0.30516 | 0.30197 | 0.30197 | [6 empty] | -24.79 |  |  | 24.66 | 53.02 | 5.3831 | 13.097 |  |  |  | 0.19546 | 0
2016-04-08 14:00:00 | 0.30324 | 0.29925 | 0.29925 | [6 empty] | -24.79 |  |  | 23.95 | 52.82 | 5.4139 | 13.1604 |  |  |  | 0.19354 | 0
2016-04-08 15:00:00 | 0.30537 | 0.30073 | 0.30073 | [6 empty] | -24.79 |  |  | 27.03 | 49 | 5.5471 | 13.5242 |  |  |  | 0.19567 | 0
2016-04-08 16:00:00 | 0.31554 | 0.30975 | 0.30975 | [6 empty] | -24.79 |  |  | 29.58 | 47.29 | 5.8346 | 14.234 |  |  |  | 0.20584 | 0
2016-04-08 17:00:00 | 0.32471 | 0.31789 | 0.31789 | [6 empty] | -24.79 |  |  | 32.22 | 48.7 | 6.1243 | 14.982 |  |  |  | 0.21501 | 0
2016-04-08 18:00:00 | 0.33243 | 0.32365 | 0.32365 | [6 empty] | -24.79 |  |  | 31.96 | 51.39 | 6.3989 | 15.6067 |  |  |  | 0.22273 | 0
2016-04-08 19:00:00 | 0.33543 | 0.32521 | 0.32521 | [6 empty] | -24.79 |  |  | 30.66 | 54.6 | 6.5727 | 16.0136 |  |  |  | 0.22573 | 0
2016-04-08 20:00:00 | 0.32627 | 0.31467 | 0.31467 | [6 empty] | -24.79 |  |  | 30.68 | 55.31 | 6.5231 | 15.8593 |  |  |  | 0.21657 | 0
2016-04-08 21:00:00 | 0.29012 | 0.2774 | 0.2774 | [6 empty] | -24.79 |  |  | 29 | 54.02 | 5.9722 | 14.4566 |  |  |  | 0.18041 | 0
2016-04-08 22:00:00 | 0.24671 | 0.23738 | 0.23738 | [6 empty] | -24.79 |  |  | 28.45 | 55 | 4.9195 | 11.8726 |  |  |  | 0.13701 | 0
2016-04-08 23:00:00 | 0.203 | 0.20065 | 0.20066 | [6 empty] | -24.79 |  |  | 24.18 | 48.21 | 3.5614 | 8.6077 |  |  |  | 0.093298 | 0
2016-04-09 00:00:00 | 0.19853 | 0.20177 | 0.20178 | [6 empty] | -24.79 |  |  | 23.28 | 39.33 | 3.0525 | 7.4807 |  |  |  | 0.088826 | 0
2016-04-09 01:00:00 | 0.20703 | 0.20855 | 0.20855 | [6 empty] | -24.79 |  |  | 21.84 | 22.67 | 3.342 | 8.1658 |  |  |  | 0.097325 | 0
2016-04-09 02:00:00 | 0.21873 | 0.22285 | 0.22286 | [6 empty] | -24.79 |  |  | 21.46 | 19.99 | 3.2563 | 7.9263 |  |  |  | 0.10903 | 0
2016-04-09 03:00:00 | 0.24986 | 0.25493 | 0.25494 | [6 empty] | -24.79 |  |  | 21.72 | 18.04 | 3.6383 | 8.8078 |  |  |  | 0.14016 | 0
2016-04-09 04:00:00 | 0.31082 | 0.31418 | 0.31419 | [6 empty] | -24.79 |  |  | 22.42 | 18.35 | 4.8292 | 11.7187 |  |  |  | 0.20111 | 0
2016-04-09 05:00:00 | 0.41034 | 0.40801 | 0.40802 | [6 empty] | -24.79 |  |  | 23.42 | 25.1 | 7.0818 | 17.2565 |  |  |  | 0.30064 | 0
2016-04-09 06:00:00 | 0.42571 | 0.4245 | 0.4245 | [6 empty] | -24.79 |  |  | 27.21 | 39.26 | 7.3973 | 18.2287 |  |  |  | 0.31601 | 0
2016-04-09 07:00:00 | 0.41492 | 0.41273 | 0.41274 | [6 empty] | -24.79 |  |  | 25.12 | 44.98 | 7.2098 | 17.659 |  |  |  | 0.30522 | 0
2016-04-09 08:00:00 | 0.39343 | 0.38894 | 0.38895 | [6 empty] | -24.79 |  |  | 22.76 | 47.9 | 7.0082 | 17.0938 |  |  |  | 0.28373 | 0
2016-04-09 09:00:00 | 0.36891 | 0.36307 | 0.36308 | [6 empty] | -24.79 |  |  | 22.58 | 53.48 | 6.6442 | 16.1161 |  |  |  | 0.25921 | 0
2016-04-09 10:00:00 | 0.3537 | 0.34799 | 0.348 | [6 empty] | -24.79 |  |  | 21.83 | 54.2 | 6.3793 | 15.4679 |  |  |  | 0.244 | 0
2016-04-09 11:00:00 | 0.33651 | 0.33074 | 0.33075 | [6 empty] | -24.79 |  |  | 20.81 | 55.46 | 6.1202 | 14.8595 |  |  |  | 0.22681 | 0
2016-04-09 12:00:00 | 0.31155 | 0.30274 | 0.30274 | [6 empty] | -24.79 |  |  | 19.94 | 54.06 | 5.9982 | 14.5682 |  |  |  | 0.20185 | 0
2016-04-09 13:00:00 | 0.30584 | 0.29744 | 0.29745 | [6 empty] | -24.79 |  |  | 20.35 | 48.07 | 5.9009 | 14.3713 |  |  |  | 0.19614 | 0
2016-04-09 14:00:00 | 0.30931 | 0.30102 | 0.30102 | [6 empty] | -24.79 |  |  | 20.3 | 44.98 | 5.9348 | 14.4413 |  |  |  | 0.19961 | 0
2016-04-09 15:00:00 | 0.31714 | 0.3091 | 0.30911 | [6 empty] | -24.79 |  |  | 22.27 | 41.95 | 6.0808 | 14.8408 |  |  |  | 0.20744 | 0
2016-04-09 16:00:00 | 0.33064 | 0.32175 | 0.32175 | [6 empty] | -24.79 |  |  | 26.91 | 39.71 | 6.396 | 15.6199 |  |  |  | 0.22093 | 0
2016-04-09 17:00:00 | 0.34526 | 0.33606 | 0.33606 | [6 empty] | -24.79 |  |  | 29.62 | 46.88 | 6.7137 | 16.4411 |  |  |  | 0.23556 | 0
2016-04-09 18:00:00 | 0.34841 | 0.33614 | 0.33614 | [6 empty] | -24.79 |  |  | 31.81 | 54.39 | 7.0147 | 17.1263 |  |  |  | 0.23871 | 0
2016-04-09 19:00:00 | 0.3565 | 0.34349 | 0.34349 | [6 empty] | -24.79 |  |  | 29.56 | 57.08 | 7.2051 | 17.5724 |  |  |  | 0.2468 | 0
2016-04-09 20:00:00 | 0.34924 | 0.3352 | 0.3352 | [6 empty] | -24.79 |  |  | 27.44 | 58.06 | 7.1505 | 17.4022 |  |  |  | 0.23954 | 0
2016-04-09 21:00:00 | 0.32018 | 0.30675 | 0.30676 | [6 empty] | -24.79 |  |  | 24 | 58.55 | 6.5466 | 15.8622 |  |  |  | 0.21048 | 0
2016-04-09 22:00:00 | 0.26688 | 0.25612 | 0.25613 | [6 empty] | -24.79 |  |  | 21.13 | 56.85 | 5.3921 | 13.0241 |  |  |  | 0.15717 | 0
2016-04-09 23:00:00 | 0.22178 | 0.21915 | 0.21916 | [6 empty] | -24.79 |  |  | 20.03 | 52.93 | 3.9034 | 9.4422 |  |  |  | 0.11208 | 0
2016-04-10 00:00:00 | 0.24848 | 0.25744 | 0.25745 | [6 empty] | -24.79 |  |  | 19.25 | 47.04 | 3.3527 | 8.2241 |  |  |  | 0.13877 | 0
2016-04-10 01:00:00 | 0.2447 | 0.24948 | 0.24949 | [6 empty] | -24.79 |  |  | 18.96 | 37.92 | 3.6706 | 8.977 |  |  |  | 0.135 | 0
2016-04-10 02:00:00 | 0.26336 | 0.27202 | 0.27203 | [6 empty] | -24.79 |  |  | 19.02 | 25.09 | 3.5767 | 8.7146 |  |  |  | 0.15366 | 0
2016-04-10 03:00:00 | 0.30901 | 0.32073 | 0.32074 | [6 empty] | -24.79 |  |  | 18.88 | 22.51 | 3.9963 | 9.6843 |  |  |  | 0.19931 | 0
2016-04-10 04:00:00 | 0.3903 | 0.40268 | 0.4027 | [6 empty] | -24.79 |  |  | 19.15 | 25.02 | 5.3041 | 12.8842 |  |  |  | 0.28059 | 0
2016-04-10 05:00:00 | 0.42748 | 0.42101 | 0.42102 | [6 empty] | -24.79 |  |  | 19.19 | 29.93 | 7.7784 | 18.973 |  |  |  | 0.31778 | 0
2016-04-10 06:00:00 | 0.43537 | 0.42859 | 0.42859 | [6 empty] | -24.79 |  |  | 20.22 | 18.05 | 8.1265 | 20.0493 |  |  |  | 0.32567 | 0
2016-04-10 07:00:00 | 0.41667 | 0.4076 | 0.4076 | [6 empty] | -24.79 |  |  | 20.97 | 10.43 | 7.9203 | 19.4215 |  |  |  | 0.30697 | 0
2016-04-10 08:00:00 | 0.40431 | 0.39468 | 0.39468 | [6 empty] | -24.79 |  |  | 21 | 33.7 | 7.6983 | 18.7978 |  |  |  | 0.29461 | 0
2016-04-10 09:00:00 | 0.38072 | 0.37017 | 0.37017 | [6 empty] | -24.79 |  |  | 20.59 | 33.3 | 7.2984 | 17.7219 |  |  |  | 0.27101 | 0
2016-04-10 10:00:00 | 0.36825 | 0.35858 | 0.35858 | [6 empty] | -24.79 |  |  | 19.29 | 33.92 | 7.0072 | 17.0081 |  |  |  | 0.25855 | 0
2016-04-10 11:00:00 | 0.35119 | 0.34177 | 0.34177 | [6 empty] | -24.79 |  |  | 16.89 | 35.03 | 6.7225 | 16.3388 |  |  |  | 0.24148 | 0
2016-04-10 12:00:00 | 0.3397 | 0.32973 | 0.32973 | [6 empty] | -24.79 |  |  | 14.25 | 33.99 | 6.5885 | 16.0186 |  |  |  | 0.23 | 0
2016-04-10 13:00:00 | 0.34173 | 0.33366 | 0.33366 | [6 empty] | -24.79 |  |  | 13.61 | 19 | 6.4816 | 15.8022 |  |  |  | 0.23202 | 0
2016-04-10 14:00:00 | 0.33684 | 0.32737 | 0.32737 | [6 empty] | -24.79 |  |  | 12.06 | 13.61 | 6.5189 | 15.8797 |  |  |  | 0.22714 | 0
2016-04-10 15:00:00 | 0.35226 | 0.34427 | 0.34427 | [6 empty] | -24.79 |  |  | 16.67 | 10.75 | 6.6795 | 16.3194 |  |  |  | 0.24255 | 0
2016-04-10 16:00:00 | 0.37073 | 0.36246 | 0.36246 | [6 empty] | -24.79 |  |  | 20.78 | 10.32 | 7.0258 | 17.1765 |  |  |  | 0.26102 | 0
2016-04-10 17:00:00 | 0.38212 | 0.37269 | 0.37269 | [6 empty] | -24.79 |  |  | 22.47 | 27.85 | 7.3748 | 18.08 |  |  |  | 0.27242 | 0
2016-04-10 18:00:00 | 0.39223 | 0.3806 | 0.3806 | [6 empty] | -24.79 |  |  | 24.55 | 50.82 | 7.7053 | 18.8329 |  |  |  | 0.28253 | 0
2016-04-10 19:00:00 | 0.40592 | 0.39433 | 0.39433 | [6 empty] | -24.79 |  |  | 23 | 56.7 | 7.9144 | 19.323 |  |  |  | 0.29622 | 0
2016-04-10 20:00:00 | 0.39665 | 0.3837 | 0.3837 | [6 empty] | -24.79 |  |  | 21.84 | 58.65 | 7.8543 | 19.1349 |  |  |  | 0.28695 | 0
2016-04-10 21:00:00 | 0.36732 | 0.35547 | 0.35548 | [6 empty] | -24.79 |  |  | 19.57 | 57.76 | 7.1907 | 17.4405 |  |  |  | 0.25762 | 0
2016-04-10 22:00:00 | 0.30724 | 0.29802 | 0.29802 | [6 empty] | -24.79 |  |  | 16.35 | 57.76 | 5.9218 | 14.3162 |  |  |  | 0.19753 | 0
2016-04-10 23:00:00 | 0.25332 | 0.25222 | 0.25223 | [6 empty] | -24.79 |  |  | 13.7 | 54.1 | 4.2868 | 10.3787 |  |  |  | 0.14361 | 0
2016-04-11 00:00:00 | 0.21084 | 0.21633 | 0.21634 | [6 empty] | -24.79 |  |  | 12.81 | 48.13 | 3.0442 | 7.4601 |  |  |  | 0.10114 | 0
2016-04-11 01:00:00 | 0.22365 | 0.22817 | 0.22818 | [6 empty] | -24.79 |  |  | 10.66 | 45.43 | 3.3329 | 8.1434 |  |  |  | 0.11394 | 0
2016-04-11 02:00:00 | 0.2333 | 0.24007 | 0.24008 | [6 empty] | -24.79 |  |  | 13.09 | 44.95 | 3.2475 | 7.9045 |  |  |  | 0.1236 | 0
2016-04-11 03:00:00 | 0.26491 | 0.27272 | 0.27273 | [6 empty] | -24.79 |  |  | 18.55 | 45.1 | 3.6284 | 8.7836 |  |  |  | 0.15521 | 0
2016-04-11 04:00:00 | 0.32416 | 0.33 | 0.33001 | [6 empty] | -24.79 |  |  | 25.49 | 44.97 | 4.816 | 11.6865 |  |  |  | 0.21446 | 0
2016-04-11 05:00:00 | 0.41835 | 0.41762 | 0.41762 | [6 empty] | -24.79 |  |  | 32 | 50.01 | 7.0625 | 17.2091 |  |  |  | 0.30865 | 0
2016-04-11 06:00:00 | 0.43986 | 0.44134 | 0.44134 | [6 empty] | -24.79 |  |  | 34.61 | 58.79 | 7.3771 | 18.1785 |  |  |  | 0.33016 | 0
2016-04-11 07:00:00 | 0.42893 | 0.42939 | 0.4294 | [6 empty] | -24.79 |  |  | 28.98 | 64.03 | 7.1902 | 17.6104 |  |  |  | 0.31923 | 0
2016-04-11 08:00:00 | 0.40897 | 0.4074 | 0.4074 | [6 empty] | -24.79 |  |  | 25.63 | 66.96 | 6.9891 | 17.0468 |  |  |  | 0.29926 | 0
2016-04-11 09:00:00 | 0.38578 | 0.38308 | 0.38309 | [6 empty] | -24.79 |  |  | 23.1 | 66.01 | 6.6262 | 16.0718 |  |  |  | 0.27608 | 0
2016-04-11 10:00:00 | 0.36233 | 0.35832 | 0.35832 | [6 empty] | -24.79 |  |  | 22.59 | 63.19 | 6.362 | 15.4254 |  |  |  | 0.25263 | 0
2016-04-11 11:00:00 | 0.34927 | 0.34591 | 0.34592 | [6 empty] | -24.79 |  |  | 22.51 | 62.95 | 6.1036 | 14.8187 |  |  |  | 0.23957 | 0
2016-04-11 12:00:00 | 0.33665 | 0.3324 | 0.33241 | [6 empty] | -24.79 |  |  | 22.12 | 59.84 | 5.9819 | 14.5281 |  |  |  | 0.22694 | 0
2016-04-11 13:00:00 | 0.33104 | 0.32723 | 0.32723 | [6 empty] | -24.79 |  |  | 21.83 | 59.26 | 5.8848 | 14.3317 |  |  |  | 0.22134 | 0
2016-04-11 14:00:00 | 0.33044 | 0.32602 | 0.32603 | [6 empty] | -24.79 |  |  | 22.11 | 58.87 | 5.9186 | 14.4015 |  |  |  | 0.22074 | 0
2016-04-11 15:00:00 | 0.33942 | 0.33546 | 0.33546 | [6 empty] | -24.79 |  |  | 23.68 | 58.15 | 6.0643 | 14.7999 |  |  |  | 0.22972 | 0
2016-04-11 16:00:00 | 0.3494 | 0.34399 | 0.34399 | [6 empty] | -24.79 |  |  | 28.47 | 57.07 | 6.3786 | 15.5769 |  |  |  | 0.2397 | 0
2016-04-11 17:00:00 | 0.36259 | 0.35662 | 0.35662 | [6 empty] | -24.79 |  |  | 31.27 | 57.1 | 6.6954 | 16.3958 |  |  |  | 0.25289 | 0
2016-04-11 18:00:00 | 0.37063 | 0.36245 | 0.36245 | [6 empty] | -24.79 |  |  | 32.56 | 58.56 | 6.9956 | 17.0791 |  |  |  | 0.26093 | 0
2016-04-11 19:00:00 | 0.37464 | 0.36501 | 0.36501 | [6 empty] | -24.79 |  |  | 31.49 | 58.95 | 7.1855 | 17.5241 |  |  |  | 0.26494 | 0
2016-04-11 20:00:00 | 0.36246 | 0.35094 | 0.35094 | [6 empty] | -24.79 |  |  | 27.86 | 60.37 | 7.1311 | 17.3544 |  |  |  | 0.25276 | 0
2016-04-11 21:00:00 | 0.32399 | 0.31143 | 0.31143 | [6 empty] | -24.79 |  |  | 24.8 | 58.61 | 6.5288 | 15.8186 |  |  |  | 0.21429 | 0
2016-04-11 22:00:00 | 0.27385 | 0.26448 | 0.26448 | [6 empty] | -24.79 |  |  | 22.8 | 57.26 | 5.3774 | 12.9884 |  |  |  | 0.16415 | 0
2016-04-11 23:00:00 | 0.22597 | 0.22419 | 0.2242 | [6 empty] | -24.79 |  |  | 22.2 | 53.01 | 3.8928 | 9.4164 |  |  |  | 0.11627 | 0
2016-04-12 00:00:00 | 0.19645 | 0.20116 | 0.20117 | [6 empty] | -24.79 |  |  | 21.69 | 49.7 | 2.8724 | 7.0349 |  |  |  | 0.086752 | 0
2016-04-12 01:00:00 | 0.2089 | 0.21275 | 0.21276 | [6 empty] | -24.79 |  |  | 21.05 | 46.59 | 3.1448 | 7.6794 |  |  |  | 0.099194 | 0
2016-04-12 02:00:00 | 0.21761 | 0.22352 | 0.22352 | [6 empty] | -24.79 |  |  | 21.32 | 44.44 | 3.0641 | 7.4536 |  |  |  | 0.10791 | 0
2016-04-12 03:00:00 | 0.24739 | 0.25426 | 0.25427 | [6 empty] | -24.79 |  |  | 22.15 | 42.96 | 3.4234 | 8.2823 |  |  |  | 0.13769 | 0
2016-04-12 04:00:00 | 0.30472 | 0.30997 | 0.30998 | [6 empty] | -24.79 |  |  | 28.98 | 42.14 | 4.5441 | 11.0199 |  |  |  | 0.19502 | 0
2016-04-12 05:00:00 | 0.3965 | 0.39602 | 0.39603 | [6 empty] | -24.79 |  |  | 36 | 45.56 | 6.6637 | 16.2273 |  |  |  | 0.28679 | 0
2016-04-12 06:00:00 | 0.41675 | 0.41834 | 0.41835 | [6 empty] | -24.79 |  |  | 38.94 | 53.12 | 6.9598 | 17.1379 |  |  |  | 0.30705 | 0
2016-04-12 07:00:00 | 0.41385 | 0.4158 | 0.4158 | [6 empty] | -24.79 |  |  | 37.6 | 58.53 | 6.7835 | 16.6029 |  |  |  | 0.30415 | 0
2016-04-12 08:00:00 | 0.38987 | 0.389 | 0.389 | [6 empty] | -24.79 |  |  | 34 | 61.55 | 6.594 | 16.0726 |  |  |  | 0.28017 | 0
2016-04-12 09:00:00 | 0.3658 | 0.36349 | 0.36349 | [6 empty] | -24.79 |  |  | 31.02 | 59.81 | 6.2517 | 15.1536 |  |  |  | 0.2561 | 0
2016-04-12 10:00:00 | 0.34631 | 0.34321 | 0.34322 | [6 empty] | -24.79 |  |  | 27.97 | 60.9 | 6.0025 | 14.5446 |  |  |  | 0.2366 | 0
2016-04-12 11:00:00 | 0.33103 | 0.32805 | 0.32805 | [6 empty] | -24.79 |  |  | 26.41 | 59.69 | 5.7588 | 13.9727 |  |  |  | 0.22133 | 0
2016-04-12 12:00:00 | 0.32173 | 0.31837 | 0.31838 | [6 empty] | -24.79 |  |  | 24.59 | 58.45 | 5.644 | 13.6987 |  |  |  | 0.21203 | 0
2016-04-12 13:00:00 | 0.31682 | 0.31393 | 0.31393 | [6 empty] | -24.79 |  |  | 24.18 | 56.33 | 5.5524 | 13.5134 |  |  |  | 0.20712 | 0
2016-04-12 14:00:00 | 0.31515 | 0.31149 | 0.31149 | [6 empty] | -24.79 |  |  | 25.13 | 51.4 | 5.5842 | 13.579 |  |  |  | 0.20545 | 0
2016-04-12 15:00:00 | 0.31879 | 0.31472 | 0.31472 | [6 empty] | -24.79 |  |  | 27.26 | 51.02 | 5.7216 | 13.9545 |  |  |  | 0.20909 | 0
2016-04-12 16:00:00 | 0.33006 | 0.32493 | 0.32493 | [6 empty] | -24.79 |  |  | 31.32 | 49.47 | 6.0181 | 14.6869 |  |  |  | 0.22035 | 0
2016-04-12 17:00:00 | 0.33546 | 0.32856 | 0.32856 | [6 empty] | -24.79 |  |  | 34.62 | 50.14 | 6.317 | 15.4588 |  |  |  | 0.22576 | 0
2016-04-12 18:00:00 | 0.34415 | 0.33537 | 0.33537 | [6 empty] | -24.79 |  |  | 34.95 | 55.4 | 6.6002 | 16.1033 |  |  |  | 0.23445 | 0
2016-04-12 19:00:00 | 0.34831 | 0.33823 | 0.33823 | [6 empty] | -24.79 |  |  | 32.24 | 57.84 | 6.7795 | 16.5231 |  |  |  | 0.23861 | 0
2016-04-12 20:00:00 | 0.33758 | 0.32586 | 0.32586 | [6 empty] | -24.79 |  |  | 30 | 61.27 | 6.7282 | 16.3636 |  |  |  | 0.22788 | 0
2016-04-12 21:00:00 | 0.29949 | 0.28646 | 0.28646 | [6 empty] | -24.79 |  |  | 24.1 | 56.67 | 6.16 | 14.916 |  |  |  | 0.18979 | 0
2016-04-12 22:00:00 | 0.25482 | 0.24528 | 0.24529 | [6 empty] | -24.79 |  |  | 22.93 | 57.29 | 5.074 | 12.249 |  |  |  | 0.14512 | 0
2016-04-12 23:00:00 | 0.21298 | 0.21121 | 0.21122 | [6 empty] | -24.79 |  |  | 21.68 | 45.41 | 3.6732 | 8.8805 |  |  |  | 0.10328 | 0
2016-04-13 00:00:00 | 0.1741 | 0.178 | 0.17801 | [6 empty] | -24.79 |  |  | 21.68 | 46.4 | 2.5646 | 6.2738 |  |  |  | 0.064394 | 0
2016-04-13 01:00:00 | 0.18515 | 0.18829 | 0.1883 | [6 empty] | -24.79 |  |  | 21.41 | 43.98 | 2.8078 | 6.8488 |  |  |  | 0.075452 | 0
2016-04-13 02:00:00 | 0.1928 | 0.19774 | 0.19775 | [6 empty] | -24.79 |  |  | 21.71 | 42.9 | 2.7356 | 6.6467 |  |  |  | 0.083096 | 0
2016-04-13 03:00:00 | 0.21916 | 0.22492 | 0.22493 | [6 empty] | -24.79 |  |  | 22.77 | 42.93 | 3.0564 | 7.3854 |  |  |  | 0.10946 | 0
2016-04-13 04:00:00 | 0.27007 | 0.2743 | 0.27431 | [6 empty] | -24.79 |  |  | 31.35 | 42.33 | 4.0571 | 9.827 |  |  |  | 0.16037 | 0
2016-04-13 05:00:00 | 0.35166 | 0.35068 | 0.35068 | [6 empty] | -24.79 |  |  | 34.99 | 48.86 | 5.9494 | 14.4705 |  |  |  | 0.24196 | 0
2016-04-13 06:00:00 | 0.36958 | 0.37038 | 0.37039 | [6 empty] | -24.79 |  |  | 39.41 | 54.38 | 6.2126 | 15.277 |  |  |  | 0.25987 | 0
2016-04-13 07:00:00 | 0.36697 | 0.36809 | 0.3681 | [6 empty] | -24.79 |  |  | 35.06 | 60.27 | 6.0555 | 14.8009 |  |  |  | 0.25727 | 0
2016-04-13 08:00:00 | 0.34579 | 0.34444 | 0.34445 | [6 empty] | -24.79 |  |  | 33.23 | 60.9 | 5.8867 | 14.3298 |  |  |  | 0.23608 | 0
2016-04-13 09:00:00 | 0.32446 | 0.32187 | 0.32188 | [6 empty] | -24.79 |  |  | 31.94 | 59.29 | 5.5812 | 13.511 |  |  |  | 0.21476 | 0
2016-04-13 10:00:00 | 0.30721 | 0.30395 | 0.30396 | [6 empty] | -24.79 |  |  | 28.9 | 58.66 | 5.3589 | 12.9687 |  |  |  | 0.1975 | 0
2016-04-13 11:00:00 | 0.29367 | 0.29053 | 0.29054 | [6 empty] | -24.79 |  |  | 27.01 | 58.95 | 5.1414 | 12.4592 |  |  |  | 0.18396 | 0
2016-04-13 12:00:00 | 0.28543 | 0.28197 | 0.28198 | [6 empty] | -24.79 |  |  | 25.96 | 58 | 5.0388 | 12.2146 |  |  |  | 0.17573 | 0
2016-04-13 13:00:00 | 0.28107 | 0.27804 | 0.27804 | [6 empty] | -24.79 |  |  | 26 | 58.96 | 4.957 | 12.0494 |  |  |  | 0.17137 | 0
2016-04-13 14:00:00 | 0.2796 | 0.27589 | 0.27589 | [6 empty] | -24.79 |  |  | 26.33 | 58.77 | 4.9854 | 12.1074 |  |  |  | 0.1699 | 0
2016-04-13 15:00:00 | 0.28286 | 0.27877 | 0.27878 | [6 empty] | -24.79 |  |  | 29 | 58.57 | 5.108 | 12.442 |  |  |  | 0.17316 | 0
2016-04-13 16:00:00 | 0.29289 | 0.28785 | 0.28785 | [6 empty] | -24.79 |  |  | 32.37 | 57.62 | 5.3726 | 13.0947 |  |  |  | 0.18318 | 0
2016-04-13 17:00:00 | 0.29775 | 0.29112 | 0.29113 | [6 empty] | -24.79 |  |  | 33.86 | 57.2 | 5.6393 | 13.7826 |  |  |  | 0.18804 | 0
2016-04-13 18:00:00 | 0.30551 | 0.29719 | 0.2972 | [6 empty] | -24.79 |  |  | 34.42 | 59.92 | 5.8923 | 14.3576 |  |  |  | 0.1958 | 0
2016-04-13 19:00:00 | 0.30923 | 0.29976 | 0.29976 | [6 empty] | -24.79 |  |  | 31.31 | 64.59 | 6.0524 | 14.7323 |  |  |  | 0.19953 | 0
2016-04-13 20:00:00 | 0.29977 | 0.28885 | 0.28885 | [6 empty] | -24.79 |  |  | 28 | 66.98 | 6.0067 | 14.5908 |  |  |  | 0.19007 | 0
2016-04-13 21:00:00 | 0.26601 | 0.25399 | 0.25399 | [6 empty] | -24.79 |  |  | 23.59 | 64.95 | 5.4997 | 13.3008 |  |  |  | 0.15631 | 0
2016-04-13 22:00:00 | 0.22629 | 0.21745 | 0.21746 | [6 empty] | -24.79 |  |  | 23.35 | 60.54 | 4.5307 | 10.9255 |  |  |  | 0.11659 | 0
2016-04-13 23:00:00 | 0.18894 | 0.18707 | 0.18708 | [6 empty] | -24.79 |  |  | 21.93 | 57.04 | 3.2799 | 7.9211 |  |  |  | 0.079241 | 0
2016-04-14 00:00:00 | 0.19169 | 0.19625 | 0.19625 | [6 empty] | -24.79 |  |  | 21.18 | 51.9 | 2.804 | 6.8658 |  |  |  | 0.081984 | 0
2016-04-14 01:00:00 | 0.20383 | 0.20756 | 0.20757 | [6 empty] | -24.79 |  |  | 20.94 | 50.67 | 3.0699 | 7.4948 |  |  |  | 0.094127 | 0
2016-04-14 02:00:00 | 0.21232 | 0.21805 | 0.21806 | [6 empty] | -24.79 |  |  | 21.06 | 49.2 | 2.9911 | 7.2743 |  |  |  | 0.10262 | 0
2016-04-14 03:00:00 | 0.24138 | 0.24805 | 0.24806 | [6 empty] | -24.79 |  |  | 21.74 | 48.46 | 3.3419 | 8.083 |  |  |  | 0.13168 | 0
2016-04-14 04:00:00 | 0.29733 | 0.3024 | 0.30241 | [6 empty] | -24.79 |  |  | 27 | 49.24 | 4.4359 | 10.7548 |  |  |  | 0.18762 | 0
2016-04-14 05:00:00 | 0.38689 | 0.38637 | 0.38638 | [6 empty] | -24.79 |  |  | 32.03 | 49.32 | 6.505 | 15.837 |  |  |  | 0.27719 | 0
2016-04-14 06:00:00 | 0.40664 | 0.40813 | 0.40813 | [6 empty] | -24.79 |  |  | 37.28 | 57.4 | 6.7938 | 16.7243 |  |  |  | 0.29694 | 0
2016-04-14 07:00:00 | 0.40382 | 0.40565 | 0.40565 | [6 empty] | -24.79 |  |  | 34.59 | 64.01 | 6.6218 | 16.2024 |  |  |  | 0.29412 | 0
2016-04-14 08:00:00 | 0.38043 | 0.37951 | 0.37951 | [6 empty] | -24.79 |  |  | 30.91 | 73.39 | 6.4369 | 15.6853 |  |  |  | 0.27072 | 0
2016-04-14 09:00:00 | 0.35694 | 0.35462 | 0.35463 | [6 empty] | -24.79 |  |  | 28.08 | 74.04 | 6.1028 | 14.7886 |  |  |  | 0.24724 | 0
2016-04-14 10:00:00 | 0.33792 | 0.33484 | 0.33485 | [6 empty] | -24.79 |  |  | 26.4 | 70.42 | 5.8596 | 14.1944 |  |  |  | 0.22822 | 0
2016-04-14 11:00:00 | 0.32302 | 0.32005 | 0.32006 | [6 empty] | -24.79 |  |  | 25.05 | 73.6 | 5.6217 | 13.6364 |  |  |  | 0.21332 | 0
2016-04-14 12:00:00 | 0.31394 | 0.31061 | 0.31061 | [6 empty] | -24.79 |  |  | 23.83 | 70.96 | 5.5095 | 13.3689 |  |  |  | 0.20424 | 0
2016-04-14 13:00:00 | 0.30915 | 0.30628 | 0.30628 | [6 empty] | -24.79 |  |  | 23.44 | 66.93 | 5.4201 | 13.1881 |  |  |  | 0.19945 | 0
2016-04-14 14:00:00 | 0.30752 | 0.30389 | 0.3039 | [6 empty] | -24.79 |  |  | 23.22 | 66.1 | 5.4512 | 13.252 |  |  |  | 0.19782 | 0
2016-04-14 15:00:00 | 0.31108 | 0.30704 | 0.30705 | [6 empty] | -24.79 |  |  | 24.2 | 61.94 | 5.5853 | 13.6184 |  |  |  | 0.20137 | 0
2016-04-14 16:00:00 | 0.32207 | 0.31701 | 0.31702 | [6 empty] | -24.79 |  |  | 27.25 | 58.42 | 5.8747 | 14.3331 |  |  |  | 0.21237 | 0
2016-04-14 17:00:00 | 0.32735 | 0.32056 | 0.32056 | [6 empty] | -24.79 |  |  | 32.51 | 58.53 | 6.1664 | 15.0863 |  |  |  | 0.21765 | 0
2016-04-14 18:00:00 | 0.33583 | 0.3272 | 0.3272 | [6 empty] | -24.79 |  |  | 31.98 | 61.64 | 6.443 | 15.7154 |  |  |  | 0.22613 | 0
2016-04-14 19:00:00 | 0.3399 | 0.32999 | 0.32999 | [6 empty] | -24.79 |  |  | 31.53 | 62 | 6.618 | 16.1251 |  |  |  | 0.23019 | 0
2016-04-14 20:00:00 | 0.32943 | 0.31793 | 0.31793 | [6 empty] | -24.79 |  |  | 28.33 | 64 | 6.568 | 15.9696 |  |  |  | 0.21973 | 0
2016-04-14 21:00:00 | 0.29226 | 0.27949 | 0.2795 | [6 empty] | -24.79 |  |  | 23.9 | 60.63 | 6.0133 | 14.5571 |  |  |  | 0.18256 | 0
2016-04-14 22:00:00 | 0.24867 | 0.23932 | 0.23933 | [6 empty] | -24.79 |  |  | 22.1 | 59.45 | 4.9534 | 11.955 |  |  |  | 0.13897 | 0
2016-04-14 23:00:00 | 0.20783 | 0.20607 | 0.20607 | [6 empty] | -24.79 |  |  | 21.31 | 54.41 | 3.5858 | 8.6674 |  |  |  | 0.098125 | 0
2016-04-15 00:00:00 | 0.19562 | 0.19966 | 0.19966 | [6 empty] | -24.79 |  |  | 20.45 | 55.42 | 2.924 | 7.1626 |  |  |  | 0.085921 | 0
2016-04-15 01:00:00 | 0.20746 | 0.21049 | 0.2105 | [6 empty] | -24.79 |  |  | 20.14 | 51.47 | 3.2013 | 7.8188 |  |  |  | 0.097762 | 0
2016-04-15 02:00:00 | 0.21353 | 0.21816 | 0.21816 | [6 empty] | -24.79 |  |  | 20.34 | 48.6 | 3.1192 | 7.589 |  |  |  | 0.10383 | 0
2016-04-15 03:00:00 | 0.24126 | 0.24642 | 0.24643 | [6 empty] | -24.79 |  |  | 21.08 | 48 | 3.485 | 8.4329 |  |  |  | 0.13156 | 0
2016-04-15 04:00:00 | 0.29768 | 0.30085 | 0.30085 | [6 empty] | -24.79 |  |  | 25 | 49.32 | 4.6258 | 11.2201 |  |  |  | 0.18797 | 0
2016-04-15 05:00:00 | 0.40015 | 0.39909 | 0.3991 | [6 empty] | -24.79 |  |  | 31.69 | 53.46 | 6.7835 | 16.5222 |  |  |  | 0.29045 | 0
2016-04-15 06:00:00 | 0.42277 | 0.42416 | 0.42417 | [6 empty] | -24.79 |  |  | 34.7 | 58.4 | 7.0852 | 17.4504 |  |  |  | 0.31307 | 0
2016-04-15 07:00:00 | 0.42015 | 0.42196 | 0.42196 | [6 empty] | -24.79 |  |  | 33.02 | 65.2 | 6.9057 | 16.9055 |  |  |  | 0.31044 | 0
2016-04-15 08:00:00 | 0.39646 | 0.39552 | 0.39553 | [6 empty] | -24.79 |  |  | 30.98 | 73.89 | 6.7127 | 16.3652 |  |  |  | 0.28675 | 0
2016-04-15 09:00:00 | 0.37222 | 0.36986 | 0.36987 | [6 empty] | -24.79 |  |  | 29.94 | 67.94 | 6.3642 | 15.4294 |  |  |  | 0.26252 | 0
2016-04-15 10:00:00 | 0.35224 | 0.34906 | 0.34907 | [6 empty] | -24.79 |  |  | 28 | 66.98 | 6.1105 | 14.8091 |  |  |  | 0.24254 | 0
2016-04-15 11:00:00 | 0.33574 | 0.3325 | 0.33251 | [6 empty] | -24.79 |  |  | 23.82 | 66.92 | 5.8624 | 14.2268 |  |  |  | 0.22603 | 0
2016-04-15 12:00:00 | 0.32564 | 0.32191 | 0.32192 | [6 empty] | -24.79 |  |  | 22.81 | 63.45 | 5.7455 | 13.9478 |  |  |  | 0.21594 | 0
2016-04-15 13:00:00 | 0.32069 | 0.31744 | 0.31745 | [6 empty] | -24.79 |  |  | 21.36 | 59.26 | 5.6523 | 13.7592 |  |  |  | 0.21098 | 0
2016-04-15 14:00:00 | 0.31866 | 0.31458 | 0.31458 | [6 empty] | -24.79 |  |  | 21.32 | 57.02 | 5.6847 | 13.8261 |  |  |  | 0.20896 | 0
2016-04-15 15:00:00 | 0.3209 | 0.31614 | 0.31614 | [6 empty] | -24.79 |  |  | 22.51 | 55.98 | 5.8246 | 14.2084 |  |  |  | 0.21119 | 0
2016-04-15 16:00:00 | 0.33158 | 0.32561 | 0.32561 | [6 empty] | -24.79 |  |  | 23.94 | 55.37 | 6.1264 | 14.9542 |  |  |  | 0.22187 | 0
2016-04-15 17:00:00 | 0.34121 | 0.33417 | 0.33417 | [6 empty] | -24.79 |  |  | 26.34 | 55.97 | 6.4307 | 15.7403 |  |  |  | 0.23151 | 0
2016-04-15 18:00:00 | 0.34931 | 0.34022 | 0.34022 | [6 empty] | -24.79 |  |  | 28.08 | 56.76 | 6.719 | 16.3964 |  |  |  | 0.23961 | 0
2016-04-15 19:00:00 | 0.35246 | 0.34185 | 0.34185 | [6 empty] | -24.79 |  |  | 27.08 | 60.07 | 6.9015 | 16.8237 |  |  |  | 0.24276 | 0
2016-04-15 20:00:00 | 0.34282 | 0.33077 | 0.33077 | [6 empty] | -24.79 |  |  | 25 | 63.92 | 6.8492 | 16.6612 |  |  |  | 0.23312 | 0
2016-04-15 21:00:00 | 0.30482 | 0.29158 | 0.29158 | [6 empty] | -24.79 |  |  | 24.69 | 59.25 | 6.2708 | 15.1871 |  |  |  | 0.19512 | 0
2016-04-15 22:00:00 | 0.25922 | 0.2495 | 0.24951 | [6 empty] | -24.79 |  |  | 21.3 | 58.47 | 5.1652 | 12.4711 |  |  |  | 0.14952 | 0
2016-04-15 23:00:00 | 0.21332 | 0.21092 | 0.21093 | [6 empty] | -24.79 |  |  | 19.7 | 55.48 | 3.7392 | 9.0415 |  |  |  | 0.10362 | 0
2016-04-16 00:00:00 | 0.16776 | 0.17033 | 0.17033 | [6 empty] | -24.79 |  |  | 19.24 | 54.94 | 2.5874 | 6.3302 |  |  |  | 0.058061 | 0
2016-04-16 01:00:00 | 0.17497 | 0.17606 | 0.17607 | [6 empty] | -24.79 |  |  | 18.28 | 53.19 | 2.8328 | 6.9103 |  |  |  | 0.065267 | 0
2016-04-16 02:00:00 | 0.18481 | 0.18811 | 0.18811 | [6 empty] | -24.79 |  |  | 17.19 | 52.05 | 2.76 | 6.7065 |  |  |  | 0.075113 | 0
2016-04-16 03:00:00 | 0.21111 | 0.21517 | 0.21517 | [6 empty] | -24.79 |  |  | 18.76 | 51.08 | 3.0836 | 7.4518 |  |  |  | 0.1014 | 0
2016-04-16 04:00:00 | 0.26266 | 0.26521 | 0.26522 | [6 empty] | -24.79 |  |  | 19.46 | 52.07 | 4.0932 | 9.9154 |  |  |  | 0.15295 | 0
2016-04-16 05:00:00 | 0.34686 | 0.34448 | 0.34449 | [6 empty] | -24.79 |  |  | 19.54 | 52.68 | 6.0024 | 14.6007 |  |  |  | 0.23716 | 0
2016-04-16 06:00:00 | 0.3598 | 0.35834 | 0.35834 | [6 empty] | -24.79 |  |  | 21.14 | 52.6 | 6.268 | 15.4148 |  |  |  | 0.2501 | 0
2016-04-16 07:00:00 | 0.3507 | 0.34842 | 0.34842 | [6 empty] | -24.79 |  |  | 21.64 | 53.77 | 6.1094 | 14.9344 |  |  |  | 0.24099 | 0
2016-04-16 08:00:00 | 0.33257 | 0.32837 | 0.32838 | [6 empty] | -24.79 |  |  | 19.8 | 55.66 | 5.9391 | 14.4589 |  |  |  | 0.22287 | 0
2016-04-16 09:00:00 | 0.31186 | 0.30654 | 0.30655 | [6 empty] | -24.79 |  |  | 19.06 | 56.12 | 5.6309 | 13.6327 |  |  |  | 0.20216 | 0
2016-04-16 10:00:00 | 0.29901 | 0.29382 | 0.29382 | [6 empty] | -24.79 |  |  | 18.05 | 56.12 | 5.4066 | 13.0855 |  |  |  | 0.18931 | 0
2016-04-16 11:00:00 | 0.28448 | 0.27926 | 0.27927 | [6 empty] | -24.79 |  |  | 14.06 | 56.18 | 5.1871 | 12.5713 |  |  |  | 0.17478 | 0
2016-04-16 12:00:00 | 0.26343 | 0.25565 | 0.25565 | [6 empty] | -24.79 |  |  | 13.77 | 56.85 | 5.0836 | 12.3245 |  |  |  | 0.15373 | 0
2016-04-16 13:00:00 | 0.2586 | 0.25118 | 0.25118 | [6 empty] | -24.79 |  |  | 13.19 | 55.01 | 5.0011 | 12.1578 |  |  |  | 0.1489 | 0
2016-04-16 14:00:00 | 0.26153 | 0.25419 | 0.25419 | [6 empty] | -24.79 |  |  | 12.69 | 52.44 | 5.0298 | 12.2165 |  |  |  | 0.15183 | 0
2016-04-16 15:00:00 | 0.26815 | 0.26101 | 0.26102 | [6 empty] | -24.79 |  |  | 14.08 | 50 | 5.1535 | 12.554 |  |  |  | 0.15844 | 0
2016-04-16 16:00:00 | 0.27956 | 0.2717 | 0.2717 | [6 empty] | -24.79 |  |  | 17.69 | 50 | 5.4205 | 13.2127 |  |  |  | 0.16986 | 0
2016-04-16 17:00:00 | 0.29193 | 0.28378 | 0.28378 | [6 empty] | -24.79 |  |  | 22.05 | 52.57 | 5.6895 | 13.9068 |  |  |  | 0.18223 | 0
2016-04-16 18:00:00 | 0.29463 | 0.28387 | 0.28387 | [6 empty] | -24.79 |  |  | 23.7 | 55.98 | 5.9447 | 14.487 |  |  |  | 0.18493 | 0
2016-04-16 19:00:00 | 0.30148 | 0.29009 | 0.29009 | [6 empty] | -24.79 |  |  | 24.31 | 56.17 | 6.1063 | 14.8649 |  |  |  | 0.19178 | 0
2016-04-16 20:00:00 | 0.29535 | 0.28311 | 0.28311 | [6 empty] | -24.79 |  |  | 23.94 | 59.93 | 6.0602 | 14.7221 |  |  |  | 0.18565 | 0
2016-04-16 21:00:00 | 0.27078 | 0.25909 | 0.25909 | [6 empty] | -24.79 |  |  | 20.83 | 57.04 | 5.5486 | 13.4205 |  |  |  | 0.16108 | 0
2016-04-16 22:00:00 | 0.22572 | 0.21636 | 0.21636 | [6 empty] | -24.79 |  |  | 19.33 | 57.13 | 4.5709 | 11.0236 |  |  |  | 0.11602 | 0
2016-04-16 23:00:00 | 0.1875 | 0.18506 | 0.18507 | [6 empty] | -24.79 |  |  | 17.74 | 53.2 | 3.309 | 7.9922 |  |  |  | 0.077793 | 0
2016-04-17 00:00:00 | 0.20477 | 0.21191 | 0.21192 | [6 empty] | -24.79 |  |  | 15.85 | 53.4 | 2.7765 | 6.7977 |  |  |  | 0.095072 | 0
2016-04-17 01:00:00 | 0.20174 | 0.20541 | 0.20542 | [6 empty] | -24.79 |  |  | 15.13 | 52.74 | 3.0398 | 7.4205 |  |  |  | 0.092037 | 0
2016-04-17 02:00:00 | 0.21704 | 0.2239 | 0.22391 | [6 empty] | -24.79 |  |  | 15.15 | 49.95 | 2.9618 | 7.2022 |  |  |  | 0.10734 | 0
2016-04-17 03:00:00 | 0.25462 | 0.26396 | 0.26397 | [6 empty] | -24.79 |  |  | 14.57 | 45.28 | 3.3091 | 8.0028 |  |  |  | 0.14492 | 0
2016-04-17 04:00:00 | 0.32166 | 0.33145 | 0.33146 | [6 empty] | -24.79 |  |  | 14.82 | 45.31 | 4.3924 | 10.6481 |  |  |  | 0.21195 | 0
2016-04-17 05:00:00 | 0.35269 | 0.34682 | 0.34683 | [6 empty] | -24.79 |  |  | 14.57 | 48.1 | 6.4412 | 15.6798 |  |  |  | 0.24299 | 0
2016-04-17 06:00:00 | 0.35917 | 0.353 | 0.353 | [6 empty] | -24.79 |  |  | 16.48 | 44 | 6.727 | 16.5578 |  |  |  | 0.24947 | 0
2016-04-17 07:00:00 | 0.34378 | 0.33575 | 0.33575 | [6 empty] | -24.79 |  |  | 18.69 | 47.49 | 6.5567 | 16.0412 |  |  |  | 0.23408 | 0
2016-04-17 08:00:00 | 0.33361 | 0.32513 | 0.32513 | [6 empty] | -24.79 |  |  | 18.69 | 49.43 | 6.3736 | 15.5294 |  |  |  | 0.22391 | 0
2016-04-17 09:00:00 | 0.31416 | 0.30496 | 0.30496 | [6 empty] | -24.79 |  |  | 18.94 | 51.27 | 6.0428 | 14.6417 |  |  |  | 0.20445 | 0
2016-04-17 10:00:00 | 0.30387 | 0.29541 | 0.29542 | [6 empty] | -24.79 |  |  | 18.16 | 52.77 | 5.802 | 14.0534 |  |  |  | 0.19416 | 0
2016-04-17 11:00:00 | 0.2898 | 0.28158 | 0.28158 | [6 empty] | -24.79 |  |  | 16.16 | 53.02 | 5.5664 | 13.501 |  |  |  | 0.1801 | 0
2016-04-17 12:00:00 | 0.28033 | 0.27167 | 0.27167 | [6 empty] | -24.79 |  |  | 13.82 | 53.04 | 5.4554 | 13.2361 |  |  |  | 0.17063 | 0
2016-04-17 13:00:00 | 0.28198 | 0.27488 | 0.27489 | [6 empty] | -24.79 |  |  | 12.52 | 48.18 | 5.3669 | 13.0571 |  |  |  | 0.17228 | 0
2016-04-17 14:00:00 | 0.27797 | 0.26971 | 0.26972 | [6 empty] | -24.79 |  |  | 13.52 | 41.98 | 5.3976 | 13.1204 |  |  |  | 0.16827 | 0
2016-04-17 15:00:00 | 0.29066 | 0.28361 | 0.28361 | [6 empty] | -24.79 |  |  | 16.16 | 37.31 | 5.5304 | 13.4831 |  |  |  | 0.18096 | 0
2016-04-17 16:00:00 | 0.30589 | 0.29859 | 0.29859 | [6 empty] | -24.79 |  |  | 19.35 | 40.95 | 5.817 | 14.1906 |  |  |  | 0.19619 | 0
2016-04-17 17:00:00 | 0.31532 | 0.30703 | 0.30703 | [6 empty] | -24.79 |  |  | 21.19 | 49.58 | 6.1058 | 14.9364 |  |  |  | 0.20562 | 0
2016-04-17 18:00:00 | 0.32369 | 0.31358 | 0.31358 | [6 empty] | -24.79 |  |  | 26.4 | 51.23 | 6.3796 | 15.5592 |  |  |  | 0.21399 | 0
2016-04-17 19:00:00 | 0.33498 | 0.32489 | 0.32489 | [6 empty] | -24.79 |  |  | 29.65 | 54.76 | 6.5529 | 15.9649 |  |  |  | 0.22528 | 0
2016-04-17 20:00:00 | 0.32736 | 0.31616 | 0.31616 | [6 empty] | -24.79 |  |  | 30.16 | 56.46 | 6.5034 | 15.811 |  |  |  | 0.21766 | 0
2016-04-17 21:00:00 | 0.30315 | 0.2929 | 0.29291 | [6 empty] | -24.79 |  |  | 27.25 | 56.7 | 5.9543 | 14.4126 |  |  |  | 0.19345 | 0
2016-04-17 22:00:00 | 0.25358 | 0.2456 | 0.2456 | [6 empty] | -24.79 |  |  | 20.92 | 57.22 | 4.9048 | 11.8366 |  |  |  | 0.14387 | 0
2016-04-17 23:00:00 | 0.20896 | 0.20776 | 0.20777 | [6 empty] | -24.79 |  |  | 20.9 | 52.71 | 3.5507 | 8.5816 |  |  |  | 0.099253 | 0
2016-04-18 00:00:00 | 0.20866 | 0.21407 | 0.21408 | [6 empty] | -24.79 |  |  | 19.7 | 49.57 | 3.0134 | 7.3839 |  |  |  | 0.098955 | 0
2016-04-18 01:00:00 | 0.22133 | 0.22579 | 0.2258 | [6 empty] | -24.79 |  |  | 18.9 | 47.82 | 3.2992 | 8.0602 |  |  |  | 0.11163 | 0
2016-04-18 02:00:00 | 0.23088 | 0.23757 | 0.23758 | [6 empty] | -24.79 |  |  | 19 | 45.44 | 3.2146 | 7.8237 |  |  |  | 0.12118 | 0
2016-04-18 03:00:00 | 0.26217 | 0.26988 | 0.26989 | [6 empty] | -24.79 |  |  | 20.6 | 44.8 | 3.5917 | 8.6937 |  |  |  | 0.15246 | 0
2016-04-18 04:00:00 | 0.3208 | 0.32656 | 0.32657 | [6 empty] | -24.79 |  |  | 30 | 45.14 | 4.7673 | 11.567 |  |  |  | 0.2111 | 0
2016-04-18 05:00:00 | 0.41403 | 0.41327 | 0.41328 | [6 empty] | -24.79 |  |  | 37.06 | 50.14 | 6.991 | 17.0331 |  |  |  | 0.30432 | 0
2016-04-18 06:00:00 | 0.43531 | 0.43674 | 0.43674 | [6 empty] | -24.79 |  |  | 38.79 | 61.75 | 7.3023 | 17.9919 |  |  |  | 0.32561 | 0
2016-04-18 07:00:00 | 0.42449 | 0.42492 | 0.42492 | [6 empty] | -24.79 |  |  | 29.27 | 65.51 | 7.1173 | 17.4297 |  |  |  | 0.31479 | 0
2016-04-18 08:00:00 | 0.40474 | 0.40315 | 0.40316 | [6 empty] | -24.79 |  |  | 24.09 | 69.1 | 6.9183 | 16.8721 |  |  |  | 0.29504 | 0
2016-04-18 09:00:00 | 0.38179 | 0.3791 | 0.3791 | [6 empty] | -24.79 |  |  | 23.28 | 69.51 | 6.559 | 15.9071 |  |  |  | 0.27209 | 0
2016-04-18 10:00:00 | 0.35859 | 0.35459 | 0.35459 | [6 empty] | -24.79 |  |  | 21.14 | 67.99 | 6.2975 | 15.2674 |  |  |  | 0.24889 | 0
2016-04-18 11:00:00 | 0.34566 | 0.34231 | 0.34232 | [6 empty] | -24.79 |  |  | 20.7 | 67.96 | 6.0418 | 14.667 |  |  |  | 0.23596 | 0
2016-04-18 12:00:00 | 0.33317 | 0.32895 | 0.32895 | [6 empty] | -24.79 |  |  | 20.65 | 65.07 | 5.9213 | 14.3794 |  |  |  | 0.22347 | 0
2016-04-18 13:00:00 | 0.32763 | 0.32382 | 0.32383 | [6 empty] | -24.79 |  |  | 20.49 | 66.1 | 5.8252 | 14.185 |  |  |  | 0.21792 | 0
2016-04-18 14:00:00 | 0.32703 | 0.32263 | 0.32263 | [6 empty] | -24.79 |  |  | 20.31 | 64.83 | 5.8587 | 14.2541 |  |  |  | 0.21733 | 0
2016-04-18 15:00:00 | 0.33591 | 0.33197 | 0.33197 | [6 empty] | -24.79 |  |  | 20.94 | 61.27 | 6.0029 | 14.6484 |  |  |  | 0.22621 | 0
2016-04-18 16:00:00 | 0.34579 | 0.34041 | 0.34041 | [6 empty] | -24.79 |  |  | 23.19 | 57.22 | 6.314 | 15.4173 |  |  |  | 0.23609 | 0
2016-04-18 17:00:00 | 0.35885 | 0.35291 | 0.35291 | [6 empty] | -24.79 |  |  | 25.62 | 57.2 | 6.6276 | 16.2278 |  |  |  | 0.24915 | 0
2016-04-18 18:00:00 | 0.36681 | 0.35868 | 0.35868 | [6 empty] | -24.79 |  |  | 27.92 | 62.92 | 6.9247 | 16.9042 |  |  |  | 0.2571 | 0
2016-04-18 19:00:00 | 0.37078 | 0.36122 | 0.36122 | [6 empty] | -24.79 |  |  | 29.03 | 65.18 | 7.1127 | 17.3446 |  |  |  | 0.26108 | 0
2016-04-18 20:00:00 | 0.35872 | 0.3473 | 0.3473 | [6 empty] | -24.79 |  |  | 22.55 | 67.41 | 7.0589 | 17.1767 |  |  |  | 0.24902 | 0
2016-04-18 21:00:00 | 0.32066 | 0.30819 | 0.3082 | [6 empty] | -24.79 |  |  | 19.31 | 64.91 | 6.4627 | 15.6568 |  |  |  | 0.21096 | 0
2016-04-18 22:00:00 | 0.27104 | 0.26173 | 0.26174 | [6 empty] | -24.79 |  |  | 19.32 | 60 | 5.323 | 12.8558 |  |  |  | 0.16133 | 0
2016-04-18 23:00:00 | 0.22364 | 0.22186 | 0.22187 | [6 empty] | -24.79 |  |  | 18.69 | 52.54 | 3.8534 | 9.3203 |  |  |  | 0.11394 | 0
2016-04-19 00:00:00 | 0.19505 | 0.19971 | 0.19972 | [6 empty] | -24.79 |  |  | 18.04 | 49.14 | 2.8523 | 6.9852 |  |  |  | 0.08535 | 0
2016-04-19 01:00:00 | 0.20741 | 0.21123 | 0.21123 | [6 empty] | -24.79 |  |  | 17.49 | 46.24 | 3.1228 | 7.6251 |  |  |  | 0.097704 | 0
2016-04-19 02:00:00 | 0.21605 | 0.22191 | 0.22192 | [6 empty] | -24.79 |  |  | 18.44 | 46.59 | 3.0427 | 7.4009 |  |  |  | 0.10635 | 0
2016-04-19 03:00:00 | 0.24562 | 0.25244 | 0.25245 | [6 empty] | -24.79 |  |  | 19.8 | 45.68 | 3.3995 | 8.2238 |  |  |  | 0.13592 | 0
2016-04-19 04:00:00 | 0.30255 | 0.30775 | 0.30776 | [6 empty] | -24.79 |  |  | 26.93 | 47.08 | 4.5123 | 10.942 |  |  |  | 0.19284 | 0
2016-04-19 05:00:00 | 0.39367 | 0.39318 | 0.39319 | [6 empty] | -24.79 |  |  | 29.99 | 48.29 | 6.6171 | 16.1126 |  |  |  | 0.28397 | 0
2016-04-19 06:00:00 | 0.41378 | 0.41534 | 0.41534 | [6 empty] | -24.79 |  |  | 29.68 | 55.28 | 6.911 | 17.0164 |  |  |  | 0.30407 | 0
2016-04-19 07:00:00 | 0.4109 | 0.41281 | 0.41282 | [6 empty] | -24.79 |  |  | 21.96 | 63.36 | 6.736 | 16.4852 |  |  |  | 0.3012 | 0
2016-04-19 08:00:00 | 0.38709 | 0.38621 | 0.38621 | [6 empty] | -24.79 |  |  | 20.94 | 68.92 | 6.5479 | 15.9588 |  |  |  | 0.27739 | 0
2016-04-19 09:00:00 | 0.36319 | 0.36088 | 0.36089 | [6 empty] | -24.79 |  |  | 20.42 | 64.93 | 6.208 | 15.0464 |  |  |  | 0.25349 | 0
2016-04-19 10:00:00 | 0.34384 | 0.34075 | 0.34076 | [6 empty] | -24.79 |  |  | 17.79 | 61.06 | 5.9605 | 14.4417 |  |  |  | 0.23414 | 0
2016-04-19 11:00:00 | 0.32868 | 0.3257 | 0.3257 | [6 empty] | -24.79 |  |  | 15.62 | 61.26 | 5.7185 | 13.8739 |  |  |  | 0.21897 | 0
2016-04-19 12:00:00 | 0.31944 | 0.31609 | 0.31609 | [6 empty] | -24.79 |  |  | 13.6 | 59.75 | 5.6045 | 13.6017 |  |  |  | 0.20974 | 0
2016-04-19 13:00:00 | 0.31457 | 0.31168 | 0.31168 | [6 empty] | -24.79 |  |  | 13.68 | 57.84 | 5.5135 | 13.4178 |  |  |  | 0.20486 | 0
2016-04-19 14:00:00 | 0.3129 | 0.30925 | 0.30926 | [6 empty] | -24.79 |  |  | 15.02 | 57.42 | 5.5451 | 13.4829 |  |  |  | 0.2032 | 0
2016-04-19 15:00:00 | 0.31652 | 0.31246 | 0.31246 | [6 empty] | -24.79 |  |  | 19.24 | 57.06 | 5.6816 | 13.8557 |  |  |  | 0.20682 | 0
2016-04-19 16:00:00 | 0.32771 | 0.3226 | 0.32261 | [6 empty] | -24.79 |  |  | 20.76 | 56.53 | 5.976 | 14.5829 |  |  |  | 0.21801 | 0
2016-04-19 17:00:00 | 0.33307 | 0.32621 | 0.32621 | [6 empty] | -24.79 |  |  | 23.99 | 57.09 | 6.2727 | 15.3494 |  |  |  | 0.22337 | 0
2016-04-19 18:00:00 | 0.34171 | 0.33297 | 0.33297 | [6 empty] | -24.79 |  |  | 25.95 | 58.25 | 6.554 | 15.9893 |  |  |  | 0.23201 | 0
2016-04-19 19:00:00 | 0.34584 | 0.33581 | 0.33581 | [6 empty] | -24.79 |  |  | 24.87 | 62.11 | 6.732 | 16.4061 |  |  |  | 0.23614 | 0
2016-04-19 20:00:00 | 0.33519 | 0.32352 | 0.32353 | [6 empty] | -24.79 |  |  | 21.42 | 63.94 | 6.6811 | 16.2478 |  |  |  | 0.22549 | 0
2016-04-19 21:00:00 | 0.29737 | 0.28441 | 0.28441 | [6 empty] | -24.79 |  |  | 19.33 | 58.2 | 6.1169 | 14.8106 |  |  |  | 0.18766 | 0
2016-04-19 22:00:00 | 0.25301 | 0.24353 | 0.24354 | [6 empty] | -24.79 |  |  | 19.14 | 56.53 | 5.0386 | 12.1626 |  |  |  | 0.14331 | 0
2016-04-19 23:00:00 | 0.21147 | 0.2097 | 0.20971 | [6 empty] | -24.79 |  |  | 18.85 | 52.43 | 3.6475 | 8.8179 |  |  |  | 0.10176 | 0
2016-04-20 00:00:00 | 0.20545 | 0.21026 | 0.21027 | [6 empty] | -24.79 |  |  | 16.5 | 49.1 | 3.0173 | 7.3934 |  |  |  | 0.095745 | 0
2016-04-20 01:00:00 | 0.21848 | 0.2224 | 0.22241 | [6 empty] | -24.79 |  |  | 17.49 | 47.79 | 3.3034 | 8.0707 |  |  |  | 0.10878 | 0
2016-04-20 02:00:00 | 0.22754 | 0.2336 | 0.23361 | [6 empty] | -24.79 |  |  | 18.63 | 44.02 | 3.2187 | 7.8338 |  |  |  | 0.11784 | 0
2016-04-20 03:00:00 | 0.25867 | 0.26572 | 0.26573 | [6 empty] | -24.79 |  |  | 20 | 43.34 | 3.5963 | 8.705 |  |  |  | 0.14897 | 0
2016-04-20 04:00:00 | 0.31869 | 0.32402 | 0.32403 | [6 empty] | -24.79 |  |  | 25.76 | 47.08 | 4.7734 | 11.582 |  |  |  | 0.20899 | 0
2016-04-20 05:00:00 | 0.41485 | 0.41415 | 0.41416 | [6 empty] | -24.79 |  |  | 30.55 | 49.93 | 7 | 17.0552 |  |  |  | 0.30515 | 0
2016-04-20 06:00:00 | 0.43605 | 0.43751 | 0.43751 | [6 empty] | -24.79 |  |  | 31.91 | 57.83 | 7.3117 | 18.0153 |  |  |  | 0.32635 | 0
2016-04-20 07:00:00 | 0.43299 | 0.43481 | 0.43481 | [6 empty] | -24.79 |  |  | 26.44 | 63.43 | 7.1264 | 17.4524 |  |  |  | 0.32328 | 0
2016-04-20 08:00:00 | 0.40794 | 0.40682 | 0.40683 | [6 empty] | -24.79 |  |  | 23.02 | 65.92 | 6.9272 | 16.894 |  |  |  | 0.29824 | 0
2016-04-20 09:00:00 | 0.38277 | 0.38015 | 0.38016 | [6 empty] | -24.79 |  |  | 22.43 | 64.27 | 6.5675 | 15.9278 |  |  |  | 0.27306 | 0
2016-04-20 10:00:00 | 0.36239 | 0.35897 | 0.35897 | [6 empty] | -24.79 |  |  | 21.51 | 63.92 | 6.3056 | 15.2873 |  |  |  | 0.25269 | 0
2016-04-20 11:00:00 | 0.34641 | 0.34311 | 0.34311 | [6 empty] | -24.79 |  |  | 20.49 | 65.25 | 6.0495 | 14.686 |  |  |  | 0.23671 | 0
2016-04-20 12:00:00 | 0.33669 | 0.333 | 0.33301 | [6 empty] | -24.79 |  |  | 20.89 | 64.01 | 5.9289 | 14.3981 |  |  |  | 0.22698 | 0
2016-04-20 13:00:00 | 0.33155 | 0.32836 | 0.32836 | [6 empty] | -24.79 |  |  | 21.57 | 63.9 | 5.8327 | 14.2034 |  |  |  | 0.22185 | 0
2016-04-20 14:00:00 | 0.32981 | 0.32582 | 0.32582 | [6 empty] | -24.79 |  |  | 21.59 | 61.46 | 5.8662 | 14.2726 |  |  |  | 0.22011 | 0
2016-04-20 15:00:00 | 0.33364 | 0.32922 | 0.32922 | [6 empty] | -24.79 |  |  | 22.89 | 58.88 | 6.0106 | 14.6674 |  |  |  | 0.22394 | 0
2016-04-20 16:00:00 | 0.34546 | 0.33993 | 0.33993 | [6 empty] | -24.79 |  |  | 27.24 | 54.99 | 6.3221 | 15.4374 |  |  |  | 0.23575 | 0
2016-04-20 17:00:00 | 0.35116 | 0.34378 | 0.34378 | [6 empty] | -24.79 |  |  | 31.09 | 55.21 | 6.6361 | 16.2489 |  |  |  | 0.24146 | 0
2016-04-20 18:00:00 | 0.36029 | 0.35093 | 0.35093 | [6 empty] | -24.79 |  |  | 32.16 | 61.2 | 6.9336 | 16.9261 |  |  |  | 0.25059 | 0
2016-04-20 19:00:00 | 0.36467 | 0.35394 | 0.35394 | [6 empty] | -24.79 |  |  | 30.66 | 61.91 | 7.1219 | 17.3671 |  |  |  | 0.25496 | 0
2016-04-20 20:00:00 | 0.35347 | 0.34103 | 0.34103 | [6 empty] | -24.79 |  |  | 28.52 | 63.9 | 7.0679 | 17.199 |  |  |  | 0.24377 | 0
2016-04-20 21:00:00 | 0.31363 | 0.29984 | 0.29984 | [6 empty] | -24.79 |  |  | 24.5 | 60.28 | 6.471 | 15.6771 |  |  |  | 0.20393 | 0
2016-04-20 22:00:00 | 0.2668 | 0.25668 | 0.25669 | [6 empty] | -24.79 |  |  | 22.51 | 56.21 | 5.3299 | 12.8725 |  |  |  | 0.1571 | 0
2016-04-20 23:00:00 | 0.22286 | 0.22089 | 0.2209 | [6 empty] | -24.79 |  |  | 20.5 | 51.35 | 3.8584 | 9.3324 |  |  |  | 0.11316 | 0
2016-04-21 00:00:00 | 0.20925 | 0.21435 | 0.21436 | [6 empty] | -24.79 |  |  | 19.93 | 47.54 | 3.0552 | 7.4874 |  |  |  | 0.099552 | 0
2016-04-21 01:00:00 | 0.2225 | 0.2267 | 0.22671 | [6 empty] | -24.79 |  |  | 19.58 | 45.58 | 3.3449 | 8.1731 |  |  |  | 0.1128 | 0
2016-04-21 02:00:00 | 0.2318 | 0.23818 | 0.23819 | [6 empty] | -24.79 |  |  | 19.84 | 43.89 | 3.2592 | 7.9334 |  |  |  | 0.12209 | 0
2016-04-21 03:00:00 | 0.26353 | 0.27096 | 0.27097 | [6 empty] | -24.79 |  |  | 21.11 | 44.96 | 3.6415 | 8.8157 |  |  |  | 0.15382 | 0
2016-04-21 04:00:00 | 0.32457 | 0.3303 | 0.33031 | [6 empty] | -24.79 |  |  | 29.1 | 46.23 | 4.8335 | 11.7292 |  |  |  | 0.21487 | 0
2016-04-21 05:00:00 | 0.42226 | 0.42195 | 0.42196 | [6 empty] | -24.79 |  |  | 34.58 | 49.83 | 7.088 | 17.272 |  |  |  | 0.31256 | 0
2016-04-21 06:00:00 | 0.44386 | 0.44577 | 0.44577 | [6 empty] | -24.79 |  |  | 35.38 | 54.25 | 7.4039 | 18.2451 |  |  |  | 0.33416 | 0
2016-04-21 07:00:00 | 0.44078 | 0.44306 | 0.44307 | [6 empty] | -24.79 |  |  | 32.92 | 61.5 | 7.2162 | 17.6749 |  |  |  | 0.33108 | 0
2016-04-21 08:00:00 | 0.41522 | 0.41448 | 0.41449 | [6 empty] | -24.79 |  |  | 28.91 | 64.57 | 7.0144 | 17.1092 |  |  |  | 0.30551 | 0
2016-04-21 09:00:00 | 0.38957 | 0.38729 | 0.3873 | [6 empty] | -24.79 |  |  | 26.12 | 62.99 | 6.6501 | 16.1306 |  |  |  | 0.27987 | 0
2016-04-21 10:00:00 | 0.3688 | 0.36568 | 0.36569 | [6 empty] | -24.79 |  |  | 23.59 | 63.27 | 6.385 | 15.4818 |  |  |  | 0.2591 | 0
2016-04-21 11:00:00 | 0.35254 | 0.34952 | 0.34953 | [6 empty] | -24.79 |  |  | 23.43 | 64.6 | 6.1257 | 14.8729 |  |  |  | 0.24283 | 0
2016-04-21 12:00:00 | 0.34263 | 0.33921 | 0.33922 | [6 empty] | -24.79 |  |  | 23.47 | 62.92 | 6.0035 | 14.5812 |  |  |  | 0.23292 | 0
2016-04-21 13:00:00 | 0.3374 | 0.33448 | 0.33448 | [6 empty] | -24.79 |  |  | 23.93 | 59.17 | 5.9061 | 14.3841 |  |  |  | 0.2277 | 0
2016-04-21 14:00:00 | 0.33561 | 0.33187 | 0.33188 | [6 empty] | -24.79 |  |  | 23.95 | 61.19 | 5.94 | 14.4542 |  |  |  | 0.22591 | 0
2016-04-21 15:00:00 | 0.33949 | 0.33531 | 0.33532 | [6 empty] | -24.79 |  |  | 27.61 | 57.69 | 6.0862 | 14.8541 |  |  |  | 0.22978 | 0
2016-04-21 16:00:00 | 0.35148 | 0.34619 | 0.3462 | [6 empty] | -24.79 |  |  | 30.74 | 55.13 | 6.4017 | 15.6339 |  |  |  | 0.24178 | 0
2016-04-21 17:00:00 | 0.35722 | 0.35005 | 0.35005 | [6 empty] | -24.79 |  |  | 32.33 | 56.71 | 6.7196 | 16.4559 |  |  |  | 0.24752 | 0
2016-04-21 18:00:00 | 0.36647 | 0.3573 | 0.3573 | [6 empty] | -24.79 |  |  | 32.34 | 60 | 7.0209 | 17.1416 |  |  |  | 0.25676 | 0
2016-04-21 19:00:00 | 0.37089 | 0.36033 | 0.36034 | [6 empty] | -24.79 |  |  | 32.02 | 61.92 | 7.2115 | 17.5882 |  |  |  | 0.26118 | 0
2016-04-21 20:00:00 | 0.35945 | 0.34714 | 0.34714 | [6 empty] | -24.79 |  |  | 29.19 | 65.15 | 7.1569 | 17.4178 |  |  |  | 0.24975 | 0
2016-04-21 21:00:00 | 0.31887 | 0.30515 | 0.30516 | [6 empty] | -24.79 |  |  | 25 | 62.23 | 6.5524 | 15.8765 |  |  |  | 0.20917 | 0
2016-04-21 22:00:00 | 0.27131 | 0.26128 | 0.26129 | [6 empty] | -24.79 |  |  | 21.95 | 60.72 | 5.3968 | 13.0357 |  |  |  | 0.1616 | 0
2016-04-21 23:00:00 | 0.22681 | 0.22502 | 0.22503 | [6 empty] | -24.79 |  |  | 20.7 | 52.87 | 3.9068 | 9.4507 |  |  |  | 0.1171 | 0
2016-04-22 00:00:00 | 0.20203 | 0.20624 | 0.20624 | [6 empty] | -24.79 |  |  | 19.59 | 49.66 | 3.0176 | 7.3941 |  |  |  | 0.092323 | 0
2016-04-22 01:00:00 | 0.21425 | 0.21742 | 0.21743 | [6 empty] | -24.79 |  |  | 19.32 | 45.48 | 3.3037 | 8.0714 |  |  |  | 0.10455 | 0
2016-04-22 02:00:00 | 0.22052 | 0.22535 | 0.22535 | [6 empty] | -24.79 |  |  | 19.85 | 42.99 | 3.219 | 7.8345 |  |  |  | 0.11082 | 0
2016-04-22 03:00:00 | 0.24917 | 0.25454 | 0.25455 | [6 empty] | -24.79 |  |  | 22.94 | 42.7 | 3.5966 | 8.7058 |  |  |  | 0.13946 | 0
2016-04-22 04:00:00 | 0.30741 | 0.31076 | 0.31076 | [6 empty] | -24.79 |  |  | 28 | 43.21 | 4.7739 | 11.583 |  |  |  | 0.19771 | 0
2016-04-22 05:00:00 | 0.41322 | 0.41222 | 0.41223 | [6 empty] | -24.79 |  |  | 33.14 | 46.23 | 7.0006 | 17.0567 |  |  |  | 0.30351 | 0
2016-04-22 06:00:00 | 0.43659 | 0.43814 | 0.43814 | [6 empty] | -24.79 |  |  | 34.61 | 50.6 | 7.3124 | 18.0169 |  |  |  | 0.32689 | 0
2016-04-22 07:00:00 | 0.43388 | 0.43586 | 0.43586 | [6 empty] | -24.79 |  |  | 31.59 | 49.62 | 7.1271 | 17.454 |  |  |  | 0.32418 | 0
2016-04-22 08:00:00 | 0.40941 | 0.40854 | 0.40855 | [6 empty] | -24.79 |  |  | 28.69 | 52.49 | 6.9278 | 16.8956 |  |  |  | 0.2997 | 0
2016-04-22 09:00:00 | 0.38438 | 0.38204 | 0.38204 | [6 empty] | -24.79 |  |  | 25.22 | 56.19 | 6.5681 | 15.9293 |  |  |  | 0.27467 | 0
2016-04-22 10:00:00 | 0.36374 | 0.36055 | 0.36055 | [6 empty] | -24.79 |  |  | 23.98 | 58.93 | 6.3062 | 15.2887 |  |  |  | 0.25404 | 0
2016-04-22 11:00:00 | 0.34669 | 0.34344 | 0.34344 | [6 empty] | -24.79 |  |  | 22.95 | 55.07 | 6.0501 | 14.6874 |  |  |  | 0.23699 | 0
2016-04-22 12:00:00 | 0.33627 | 0.3325 | 0.33251 | [6 empty] | -24.79 |  |  | 22.24 | 50.58 | 5.9295 | 14.3994 |  |  |  | 0.22656 | 0
2016-04-22 13:00:00 | 0.33115 | 0.32788 | 0.32789 | [6 empty] | -24.79 |  |  | 22.32 | 48.09 | 5.8332 | 14.2047 |  |  |  | 0.22145 | 0
2016-04-22 14:00:00 | 0.32906 | 0.32493 | 0.32493 | [6 empty] | -24.79 |  |  | 22.89 | 46.47 | 5.8667 | 14.2739 |  |  |  | 0.21936 | 0
2016-04-22 15:00:00 | 0.33136 | 0.32653 | 0.32654 | [6 empty] | -24.79 |  |  | 24.75 | 47.12 | 6.0111 | 14.6687 |  |  |  | 0.22166 | 0
2016-04-22 16:00:00 | 0.34239 | 0.33631 | 0.33632 | [6 empty] | -24.79 |  |  | 28.99 | 48 | 6.3227 | 15.4388 |  |  |  | 0.23269 | 0
2016-04-22 17:00:00 | 0.35233 | 0.34515 | 0.34515 | [6 empty] | -24.79 |  |  | 30.93 | 49.89 | 6.6367 | 16.2504 |  |  |  | 0.24263 | 0
2016-04-22 18:00:00 | 0.36069 | 0.3514 | 0.3514 | [6 empty] | -24.79 |  |  | 30.94 | 56.19 | 6.9342 | 16.9277 |  |  |  | 0.25099 | 0
2016-04-22 19:00:00 | 0.36394 | 0.35308 | 0.35308 | [6 empty] | -24.79 |  |  | 29.33 | 57.43 | 7.1225 | 17.3687 |  |  |  | 0.25423 | 0
2016-04-22 20:00:00 | 0.35398 | 0.34162 | 0.34162 | [6 empty] | -24.79 |  |  | 27.94 | 61.91 | 7.0686 | 17.2006 |  |  |  | 0.24428 | 0
2016-04-22 21:00:00 | 0.31473 | 0.30114 | 0.30114 | [6 empty] | -24.79 |  |  | 25.04 | 61.96 | 6.4716 | 15.6785 |  |  |  | 0.20503 | 0
2016-04-22 22:00:00 | 0.26765 | 0.25768 | 0.25769 | [6 empty] | -24.79 |  |  | 27.72 | 61.27 | 5.3303 | 12.8736 |  |  |  | 0.15795 | 0
2016-04-22 23:00:00 | 0.22028 | 0.21785 | 0.21786 | [6 empty] | -24.79 |  |  | 22.45 | 52.29 | 3.8587 | 9.3332 |  |  |  | 0.11057 | 0
2016-04-23 00:00:00 | 0.21886 | 0.2226 | 0.2226 | [6 empty] | -24.79 |  |  | 21.47 | 53.19 | 3.3569 | 8.2345 |  |  |  | 0.10916 | 0
2016-04-23 01:00:00 | 0.22821 | 0.23005 | 0.23006 | [6 empty] | -24.79 |  |  | 20.99 | 47.59 | 3.6751 | 8.9884 |  |  |  | 0.11851 | 0
2016-04-23 02:00:00 | 0.24115 | 0.24587 | 0.24588 | [6 empty] | -24.79 |  |  | 20.99 | 41.63 | 3.5812 | 8.7256 |  |  |  | 0.13145 | 0
2016-04-23 03:00:00 | 0.27549 | 0.28128 | 0.28129 | [6 empty] | -24.79 |  |  | 20.9 | 36.21 | 4.0013 | 9.6966 |  |  |  | 0.16579 | 0
2016-04-23 04:00:00 | 0.34265 | 0.34661 | 0.34662 | [6 empty] | -24.79 |  |  | 21.05 | 33.14 | 5.3108 | 12.9005 |  |  |  | 0.23295 | 0
2016-04-23 05:00:00 | 0.45227 | 0.45005 | 0.45006 | [6 empty] | -24.79 |  |  | 21.48 | 41.72 | 7.7881 | 18.997 |  |  |  | 0.34256 | 0.0010567
2016-04-23 06:00:00 | 0.46924 | 0.46829 | 0.4683 | [6 empty] | -24.79 |  |  | 23.62 | 43.09 | 8.1367 | 20.0747 |  |  |  | 0.35954 | 0.019297
2016-04-23 07:00:00 | 0.45734 | 0.4553 | 0.45531 | [6 empty] | -24.79 |  |  | 27.29 | 46.87 | 7.9302 | 19.4461 |  |  |  | 0.34764 | 0.006307
2016-04-23 08:00:00 | 0.43362 | 0.42903 | 0.42903 | [6 empty] | -24.79 |  |  | 26.91 | 50.37 | 7.7079 | 18.8216 |  |  |  | 0.32392 | 0
2016-04-23 09:00:00 | 0.40658 | 0.40047 | 0.40048 | [6 empty] | -24.79 |  |  | 25.76 | 53.19 | 7.3075 | 17.7443 |  |  |  | 0.29687 | 0
2016-04-23 10:00:00 | 0.38981 | 0.38383 | 0.38384 | [6 empty] | -24.79 |  |  | 23.4 | 53.2 | 7.0159 | 17.0296 |  |  |  | 0.2801 | 0
2016-04-23 11:00:00 | 0.37085 | 0.36479 | 0.3648 | [6 empty] | -24.79 |  |  | 21.36 | 51.92 | 6.7309 | 16.3594 |  |  |  | 0.26115 | 0
2016-04-23 12:00:00 | 0.34329 | 0.33387 | 0.33387 | [6 empty] | -24.79 |  |  | 20.42 | 48.05 | 6.5968 | 16.0389 |  |  |  | 0.23359 | 0
2016-04-23 13:00:00 | 0.33701 | 0.32803 | 0.32803 | [6 empty] | -24.79 |  |  | 18.29 | 44.91 | 6.4897 | 15.8222 |  |  |  | 0.2273 | 0
2016-04-23 14:00:00 | 0.34084 | 0.33198 | 0.33198 | [6 empty] | -24.79 |  |  | 16.27 | 36.73 | 6.5271 | 15.8998 |  |  |  | 0.23114 | 0
2016-04-23 15:00:00 | 0.34947 | 0.3409 | 0.3409 | [6 empty] | -24.79 |  |  | 19.13 | 38.01 | 6.6878 | 16.34 |  |  |  | 0.23976 | 0
2016-04-23 16:00:00 | 0.36433 | 0.35485 | 0.35485 | [6 empty] | -24.79 |  |  | 21.07 | 39.98 | 7.0346 | 17.1982 |  |  |  | 0.25463 | 0
2016-04-23 17:00:00 | 0.38045 | 0.37063 | 0.37063 | [6 empty] | -24.79 |  |  | 22.46 | 47.07 | 7.3841 | 18.1029 |  |  |  | 0.27075 | 0
2016-04-23 18:00:00 | 0.38387 | 0.37068 | 0.37068 | [6 empty] | -24.79 |  |  | 25 | 51.56 | 7.715 | 18.8568 |  |  |  | 0.27417 | 0
2016-04-23 19:00:00 | 0.39278 | 0.37878 | 0.37878 | [6 empty] | -24.79 |  |  | 27.19 | 55.33 | 7.9244 | 19.3475 |  |  |  | 0.28308 | 0
2016-04-23 20:00:00 | 0.38476 | 0.36962 | 0.36963 | [6 empty] | -24.79 |  |  | 25.05 | 60.12 | 7.8641 | 19.1591 |  |  |  | 0.27506 | 0
2016-04-23 21:00:00 | 0.35274 | 0.33825 | 0.33825 | [6 empty] | -24.79 |  |  | 22.1 | 57.95 | 7.1997 | 17.4626 |  |  |  | 0.24304 | 0
2016-04-23 22:00:00 | 0.29401 | 0.28239 | 0.2824 | [6 empty] | -24.79 |  |  | 18.21 | 54.41 | 5.9292 | 14.3342 |  |  |  | 0.18431 | 0
2016-04-23 23:00:00 | 0.24441 | 0.2417 | 0.2417 | [6 empty] | -24.79 |  |  | 15.07 | 48.26 | 4.2921 | 10.3918 |  |  |  | 0.13471 | 0
2016-04-24 00:00:00 | 0.29038 | 0.30121 | 0.30122 | [6 empty] | -24.79 |  |  | 14.31 | 38.83 | 3.8977 | 9.5767 |  |  |  | 0.18068 | 0
2016-04-24 01:00:00 | 0.28586 | 0.2918 | 0.29181 | [6 empty] | -24.79 |  |  | 12.59 | 22.88 | 4.2671 | 10.4527 |  |  |  | 0.17615 | 0
2016-04-24 02:00:00 | 0.30778 | 0.31828 | 0.31829 | [6 empty] | -24.79 |  |  | 12.79 | 19.53 | 4.1584 | 10.1492 |  |  |  | 0.19807 | 0
2016-04-24 03:00:00 | 0.3612 | 0.37533 | 0.37534 | [6 empty] | -24.79 |  |  | 13.62 | 19.11 | 4.6463 | 11.2797 |  |  |  | 0.25149 | 0
2016-04-24 04:00:00 | 0.45612 | 0.47116 | 0.47118 | [6 empty] | -24.79 |  |  | 12.76 | 22.42 | 6.1666 | 15.0051 |  |  |  | 0.34641 | 0.022176
2016-04-24 05:00:00 | 0.49898 | 0.49215 | 0.49215 | [6 empty] | -24.79 |  |  | 12.2 | 21.51 | 9.0432 | 22.0969 |  |  |  | 0.38927 | 0.043154
2016-04-24 06:00:00 | 0.50822 | 0.50108 | 0.50108 | [6 empty] | -24.79 |  |  | 13.75 | 15.22 | 9.4515 | 23.3664 |  |  |  | 0.39852 | 0.052083
2016-04-24 07:00:00 | 0.48634 | 0.4765 | 0.4765 | [6 empty] | -24.79 |  |  | 12.57 | 22.43 | 9.2111 | 22.6322 |  |  |  | 0.37664 | 0.027498
2016-04-24 08:00:00 | 0.47188 | 0.46135 | 0.46135 | [6 empty] | -24.79 |  |  | 12.54 | 30.91 | 8.9518 | 21.9006 |  |  |  | 0.36218 | 0.012351
2016-04-24 09:00:00 | 0.44431 | 0.43268 | 0.43269 | [6 empty] | -24.79 |  |  | 13.79 | 40.83 | 8.4864 | 20.6456 |  |  |  | 0.33461 | 0
2016-04-24 10:00:00 | 0.42977 | 0.41913 | 0.41913 | [6 empty] | -24.79 |  |  | 14.19 | 43.1 | 8.1474 | 19.812 |  |  |  | 0.32007 | 0
2016-04-24 11:00:00 | 0.40984 | 0.39946 | 0.39946 | [6 empty] | -24.79 |  |  | 11.88 | 44.21 | 7.8162 | 19.0314 |  |  |  | 0.30014 | 0
2016-04-24 12:00:00 | 0.39641 | 0.38537 | 0.38537 | [6 empty] | -24.79 |  |  | 9.44 | 40.57 | 7.6606 | 18.659 |  |  |  | 0.28671 | 0
2016-04-24 13:00:00 | 0.39882 | 0.39 | 0.39 | [6 empty] | -24.79 |  |  | 9.5 | 32.76 | 7.5363 | 18.4072 |  |  |  | 0.28912 | 0
2016-04-24 14:00:00 | 0.39309 | 0.38263 | 0.38263 | [6 empty] | -24.79 |  |  | 8.47 | 25.35 | 7.5799 | 18.4986 |  |  |  | 0.28339 | 0
2016-04-24 15:00:00 | 0.41112 | 0.40241 | 0.40242 | [6 empty] | -24.79 |  |  | 13.04 | 20.51 | 7.7667 | 19.0115 |  |  |  | 0.30142 | 0
2016-04-24 16:00:00 | 0.43268 | 0.42368 | 0.42369 | [6 empty] | -24.79 |  |  | 20.28 | 22.73 | 8.1696 | 20.0108 |  |  |  | 0.32298 | 0
2016-04-24 17:00:00 | 0.44595 | 0.43562 | 0.43562 | [6 empty] | -24.79 |  |  | 21.96 | 30.47 | 8.5758 | 21.0644 |  |  |  | 0.33625 | 0
2016-04-24 18:00:00 | 0.4577 | 0.44482 | 0.44483 | [6 empty] | -24.79 |  |  | 23.94 | 40.52 | 8.9598 | 21.9404 |  |  |  | 0.348 | 0
2016-04-24 19:00:00 | 0.47369 | 0.46088 | 0.46088 | [6 empty] | -24.79 |  |  | 24.37 | 49.22 | 9.2028 | 22.5103 |  |  |  | 0.36399 | 0.011879
2016-04-24 20:00:00 | 0.46283 | 0.44841 | 0.44841 | [6 empty] | -24.79 |  |  | 27.87 | 58.72 | 9.1324 | 22.289 |  |  |  | 0.35313 | 0
2016-04-24 21:00:00 | 0.42861 | 0.41542 | 0.41543 | [6 empty] | -24.79 |  |  | 24.04 | 56.02 | 8.3603 | 20.313 |  |  |  | 0.31891 | 0
2016-04-24 22:00:00 | 0.35849 | 0.34823 | 0.34824 | [6 empty] | -24.79 |  |  | 22.56 | 51.35 | 6.8835 | 16.6658 |  |  |  | 0.24878 | 0
2016-04-24 23:00:00 | 0.29575 | 0.29486 | 0.29487 | [6 empty] | -24.79 |  |  | 21.46 | 46.01 | 4.9827 | 12.0815 |  |  |  | 0.18605 | 0
2016-04-25 00:00:00 | 0.29595 | 0.30277 | 0.30278 | [6 empty] | -24.79 |  |  | 20.82 | 14.55 | 4.359 | 10.6956 |  |  |  | 0.18624 | 0
2016-04-25 01:00:00 | 0.30939 | 0.31528 | 0.31528 | [6 empty] | -24.79 |  |  | 20.23 | 13.77 | 4.6513 | 11.3821 |  |  |  | 0.19969 | 0
2016-04-25 02:00:00 | 0.32722 | 0.33528 | 0.33529 | [6 empty] | -24.79 |  |  | 20.26 | 13.73 | 4.7444 | 11.6125 |  |  |  | 0.21751 | 0
2016-04-25 03:00:00 | 0.35705 | 0.36532 | 0.36533 | [6 empty] | -24.79 |  |  | 21.1 | 10.49 | 5.1733 | 12.6037 |  |  |  | 0.24735 | 0
2016-04-25 04:00:00 | 0.43387 | 0.44399 | 0.444 | [6 empty] | -24.79 |  |  | 29.02 | 19.74 | 6.3023 | 15.3759 |  |  |  | 0.32416 | 0
2016-04-25 05:00:00 | 0.56376 | 0.56136 | 0.56138 | [6 empty] | -24.79 |  |  | 32.97 | 23.5 | 9.5159 | 23.0409 |  |  |  | 0.45406 | 0.11238
2016-04-25 06:00:00 | 0.57878 | 0.57846 | 0.57847 | [6 empty] | -24.79 |  |  | 34.48 | 22.31 | 9.7492 | 23.8424 |  |  |  | 0.46908 | 0.12947
2016-04-25 07:00:00 | 0.56364 | 0.56316 | 0.56317 | [6 empty] | -24.79 |  |  | 30.03 | 31.63 | 9.4499 | 23.0395 |  |  |  | 0.45393 | 0.11417
2016-04-25 08:00:00 | 0.54514 | 0.54458 | 0.54459 | [6 empty] | -24.79 |  |  | 28.95 | 27.7 | 9.2213 | 22.5525 |  |  |  | 0.43543 | 0.095586
2016-04-25 09:00:00 | 0.52644 | 0.52459 | 0.52459 | [6 empty] | -24.79 |  |  | 27.94 | 27.77 | 9.0056 | 21.9949 |  |  |  | 0.41674 | 0.075595
2016-04-25 10:00:00 | 0.50391 | 0.50052 | 0.50053 | [6 empty] | -24.79 |  |  | 28.31 | 21.83 | 8.7511 | 21.3451 |  |  |  | 0.39421 | 0.05153
2016-04-25 11:00:00 | 0.48045 | 0.47694 | 0.47694 | [6 empty] | -24.79 |  |  | 27.37 | 21.01 | 8.4105 | 20.5562 |  |  |  | 0.37075 | 0.027944
2016-04-25 12:00:00 | 0.47431 | 0.47045 | 0.47046 | [6 empty] | -24.79 |  |  | 24.39 | 18.97 | 8.3292 | 20.3437 |  |  |  | 0.36461 | 0.021455
2016-04-25 13:00:00 | 0.46937 | 0.46506 | 0.46507 | [6 empty] | -24.79 |  |  | 23.75 | 18.12 | 8.2891 | 20.2459 |  |  |  | 0.35967 | 0.016065
2016-04-25 14:00:00 | 0.47122 | 0.46752 | 0.46753 | [6 empty] | -24.79 |  |  | 23.78 | 18.5 | 8.3162 | 20.3719 |  |  |  | 0.36152 | 0.018529
2016-04-25 15:00:00 | 0.47468 | 0.47031 | 0.47031 | [6 empty] | -24.79 |  |  | 25.95 | 14.14 | 8.4164 | 20.5956 |  |  |  | 0.36498 | 0.021312
2016-04-25 16:00:00 | 0.48925 | 0.48432 | 0.48432 | [6 empty] | -24.79 |  |  | 28.41 | 17.39 | 8.7676 | 21.5106 |  |  |  | 0.37955 | 0.03532
2016-04-25 17:00:00 | 0.49606 | 0.48927 | 0.48927 | [6 empty] | -24.79 |  |  | 31.19 | 37.49 | 9.0739 | 22.276 |  |  |  | 0.38636 | 0.040269
2016-04-25 18:00:00 | 0.4971 | 0.48785 | 0.48785 | [6 empty] | -24.79 |  |  | 31.46 | 44.4 | 9.2743 | 22.7086 |  |  |  | 0.3874 | 0.038849
2016-04-25 19:00:00 | 0.48685 | 0.47576 | 0.47576 | [6 empty] | -24.79 |  |  | 30.15 | 46.74 | 9.2743 | 22.7029 |  |  |  | 0.37715 | 0.026759
2016-04-25 20:00:00 | 0.47034 | 0.4584 | 0.4584 | [6 empty] | -24.79 |  |  | 28.14 | 54.23 | 9.0598 | 22.1566 |  |  |  | 0.36064 | 0.0094
2016-04-25 21:00:00 | 0.42253 | 0.40983 | 0.40983 | [6 empty] | -24.79 |  |  | 22.97 | 53.81 | 8.2915 | 20.2346 |  |  |  | 0.31283 | 0
2016-04-25 22:00:00 | 0.36825 | 0.35895 | 0.35896 | [6 empty] | -24.79 |  |  | 21.81 | 54.01 | 7.0035 | 17.0161 |  |  |  | 0.25854 | 0
2016-04-25 23:00:00 | 0.31301 | 0.31377 | 0.31378 | [6 empty] | -24.79 |  |  | 20.9 | 45 | 5.1592 | 12.5708 |  |  |  | 0.2033 | 0
2016-04-26 00:00:00 | 0.31027 | 0.31796 | 0.31797 | [6 empty] | -24.79 |  |  | 20.96 | 42.7 | 4.5227 | 11.103 |  |  |  | 0.20057 | 0
2016-04-26 01:00:00 | 0.32423 | 0.33095 | 0.33096 | [6 empty] | -24.79 |  |  | 20.62 | 37.28 | 4.8259 | 11.8153 |  |  |  | 0.21452 | 0
2016-04-26 02:00:00 | 0.33996 | 0.34846 | 0.34847 | [6 empty] | -24.79 |  |  | 21.07 | 31.09 | 4.9224 | 12.0544 |  |  |  | 0.23025 | 0
2016-04-26 03:00:00 | 0.37096 | 0.37968 | 0.37969 | [6 empty] | -24.79 |  |  | 22.73 | 32.74 | 5.3675 | 13.0832 |  |  |  | 0.26125 | 0
2016-04-26 04:00:00 | 0.44964 | 0.46011 | 0.46013 | [6 empty] | -24.79 |  |  | 29.91 | 34.4 | 6.5386 | 15.9604 |  |  |  | 0.33993 | 0.011129
2016-04-26 05:00:00 | 0.5856 | 0.58334 | 0.58335 | [6 empty] | -24.79 |  |  | 34.07 | 45 | 9.8725 | 23.9157 |  |  |  | 0.47589 | 0.13435
2016-04-26 06:00:00 | 0.60628 | 0.60708 | 0.60709 | [6 empty] | -24.79 |  |  | 35.14 | 54.25 | 10.1157 | 24.7533 |  |  |  | 0.49658 | 0.15809
2016-04-26 07:00:00 | 0.59055 | 0.59118 | 0.59118 | [6 empty] | -24.79 |  |  | 32.7 | 64 | 9.8049 | 23.9186 |  |  |  | 0.48084 | 0.14218
2016-04-26 08:00:00 | 0.5702 | 0.57053 | 0.57054 | [6 empty] | -24.79 |  |  | 30.36 | 63.78 | 9.5676 | 23.4122 |  |  |  | 0.46049 | 0.12154
2016-04-26 09:00:00 | 0.54852 | 0.54712 | 0.54712 | [6 empty] | -24.79 |  |  | 29.78 | 64.76 | 9.3438 | 22.833 |  |  |  | 0.43882 | 0.098124
2016-04-26 10:00:00 | 0.52455 | 0.52144 | 0.52145 | [6 empty] | -24.79 |  |  | 26.95 | 64 | 9.0796 | 22.1581 |  |  |  | 0.41485 | 0.072447
2016-04-26 11:00:00 | 0.50242 | 0.49956 | 0.49957 | [6 empty] | -24.79 |  |  | 25.65 | 65.56 | 8.7263 | 21.3391 |  |  |  | 0.39272 | 0.050569
2016-04-26 12:00:00 | 0.49324 | 0.48952 | 0.48953 | [6 empty] | -24.79 |  |  | 25.29 | 63.43 | 8.6418 | 21.1183 |  |  |  | 0.38354 | 0.040527
2016-04-26 13:00:00 | 0.4881 | 0.48392 | 0.48392 | [6 empty] | -24.79 |  |  | 25.23 | 63 | 8.6003 | 21.0167 |  |  |  | 0.3784 | 0.034923
2016-04-26 14:00:00 | 0.49059 | 0.48714 | 0.48714 | [6 empty] | -24.79 |  |  | 24.73 | 60.3 | 8.6284 | 21.1478 |  |  |  | 0.38088 | 0.038144
2016-04-26 15:00:00 | 0.49586 | 0.49201 | 0.49201 | [6 empty] | -24.79 |  |  | 25.29 | 55.33 | 8.7324 | 21.3803 |  |  |  | 0.38615 | 0.043014
2016-04-26 16:00:00 | 0.5037 | 0.49799 | 0.498 | [6 empty] | -24.79 |  |  | 28.92 | 53.49 | 9.0968 | 22.3304 |  |  |  | 0.394 | 0.048999
2016-04-26 17:00:00 | 0.50739 | 0.49917 | 0.49918 | [6 empty] | -24.79 |  |  | 31.11 | 53.03 | 9.4148 | 23.1252 |  |  |  | 0.39769 | 0.050177
2016-04-26 18:00:00 | 0.50846 | 0.49769 | 0.49769 | [6 empty] | -24.79 |  |  | 31.61 | 53.07 | 9.6226 | 23.5741 |  |  |  | 0.39876 | 0.048689
2016-04-26 19:00:00 | 0.50565 | 0.49434 | 0.49434 | [6 empty] | -24.79 |  |  | 31.07 | 53.45 | 9.6226 | 23.5682 |  |  |  | 0.39595 | 0.045343
2016-04-26 20:00:00 | 0.48457 | 0.47168 | 0.47168 | [6 empty] | -24.79 |  |  | 27.98 | 59.06 | 9.4 | 23.0008 |  |  |  | 0.37487 | 0.022684
2016-04-26 21:00:00 | 0.43546 | 0.42186 | 0.42187 | [6 empty] | -24.79 |  |  | 23.99 | 55.88 | 8.6027 | 21.005 |  |  |  | 0.32576 | 0
2016-04-26 22:00:00 | 0.38021 | 0.37031 | 0.37032 | [6 empty] | -24.79 |  |  | 23.01 | 54.1 | 7.2659 | 17.6615 |  |  |  | 0.27051 | 0
2016-04-26 23:00:00 | 0.32515 | 0.32606 | 0.32607 | [6 empty] | -24.79 |  |  | 22.42 | 48.41 | 5.3527 | 13.0485 |  |  |  | 0.21544 | 0
2016-04-27 00:00:00 | 0.30767 | 0.31503 | 0.31504 | [6 empty] | -24.79 |  |  | 22.53 | 45.14 | 4.5103 | 11.0721 |  |  |  | 0.19796 | 0
2016-04-27 01:00:00 | 0.32154 | 0.32793 | 0.32793 | [6 empty] | -24.79 |  |  | 22.04 | 43.7 | 4.8126 | 11.7824 |  |  |  | 0.21183 | 0
2016-04-27 02:00:00 | 0.3371 | 0.34524 | 0.34525 | [6 empty] | -24.79 |  |  | 22.17 | 42.44 | 4.909 | 12.0209 |  |  |  | 0.22739 | 0
2016-04-27 03:00:00 | 0.36783 | 0.37616 | 0.37617 | [6 empty] | -24.79 |  |  | 23.77 | 43.03 | 5.3528 | 13.0468 |  |  |  | 0.25813 | 0
2016-04-27 04:00:00 | 0.44586 | 0.45586 | 0.45587 | [6 empty] | -24.79 |  |  | 28.6 | 46.12 | 6.5207 | 15.9161 |  |  |  | 0.33616 | 0.0068748
2016-04-27 05:00:00 | 0.58108 | 0.5783 | 0.57832 | [6 empty] | -24.79 |  |  | 31.47 | 51.75 | 9.8455 | 23.8494 |  |  |  | 0.47137 | 0.12932
2016-04-27 06:00:00 | 0.60156 | 0.60182 | 0.60182 | [6 empty] | -24.79 |  |  | 30.27 | 54.94 | 10.088 | 24.6842 |  |  |  | 0.49186 | 0.15282
2016-04-27 07:00:00 | 0.58594 | 0.58603 | 0.58604 | [6 empty] | -24.79 |  |  | 28.85 | 62.02 | 9.778 | 23.852 |  |  |  | 0.47624 | 0.13704
2016-04-27 08:00:00 | 0.56578 | 0.5656 | 0.56561 | [6 empty] | -24.79 |  |  | 25.65 | 65.55 | 9.5414 | 23.347 |  |  |  | 0.45607 | 0.11661
2016-04-27 09:00:00 | 0.54431 | 0.54243 | 0.54243 | [6 empty] | -24.79 |  |  | 24.91 | 64.03 | 9.3182 | 22.7695 |  |  |  | 0.43461 | 0.093433
2016-04-27 10:00:00 | 0.52056 | 0.51701 | 0.51702 | [6 empty] | -24.79 |  |  | 24.21 | 64.15 | 9.0547 | 22.0965 |  |  |  | 0.41086 | 0.068015
2016-04-27 11:00:00 | 0.49862 | 0.49533 | 0.49533 | [6 empty] | -24.79 |  |  | 24.14 | 64.93 | 8.7023 | 21.2798 |  |  |  | 0.38891 | 0.046334
2016-04-27 12:00:00 | 0.48952 | 0.48539 | 0.4854 | [6 empty] | -24.79 |  |  | 23.56 | 63.13 | 8.6182 | 21.0596 |  |  |  | 0.37982 | 0.036398
2016-04-27 13:00:00 | 0.48444 | 0.47985 | 0.47986 | [6 empty] | -24.79 |  |  | 23.42 | 63.5 | 8.5767 | 20.9583 |  |  |  | 0.37473 | 0.030855
2016-04-27 14:00:00 | 0.4869 | 0.48304 | 0.48305 | [6 empty] | -24.79 |  |  | 23.53 | 61.43 | 8.6048 | 21.089 |  |  |  | 0.3772 | 0.034048
2016-04-27 15:00:00 | 0.49213 | 0.48787 | 0.48788 | [6 empty] | -24.79 |  |  | 24.03 | 58.91 | 8.7085 | 21.3209 |  |  |  | 0.38243 | 0.038878
2016-04-27 16:00:00 | 0.49998 | 0.49387 | 0.49388 | [6 empty] | -24.79 |  |  | 28.95 | 55.65 | 9.0719 | 22.2683 |  |  |  | 0.39028 | 0.044878
2016-04-27 17:00:00 | 0.50372 | 0.49512 | 0.49512 | [6 empty] | -24.79 |  |  | 30.27 | 56.15 | 9.389 | 23.0608 |  |  |  | 0.39402 | 0.046118
2016-04-27 18:00:00 | 0.50483 | 0.49369 | 0.49369 | [6 empty] | -24.79 |  |  | 33 | 57.77 | 9.5962 | 23.5085 |  |  |  | 0.39513 | 0.044693
2016-04-27 19:00:00 | 0.50206 | 0.49039 | 0.49039 | [6 empty] | -24.79 |  |  | 31.95 | 58.72 | 9.5962 | 23.5026 |  |  |  | 0.39236 | 0.041388
2016-04-27 20:00:00 | 0.48118 | 0.46796 | 0.46796 | [6 empty] | -24.79 |  |  | 27.93 | 60.16 | 9.3742 | 22.9368 |  |  |  | 0.37148 | 0.018961
2016-04-27 21:00:00 | 0.43246 | 0.41858 | 0.41858 | [6 empty] | -24.79 |  |  | 25.51 | 59.04 | 8.5791 | 20.9466 |  |  |  | 0.32276 | 0
2016-04-27 22:00:00 | 0.37752 | 0.36736 | 0.36736 | [6 empty] | -24.79 |  |  | 23 | 56.18 | 7.246 | 17.6126 |  |  |  | 0.26782 | 0
2016-04-27 23:00:00 | 0.3226 | 0.32321 | 0.32322 | [6 empty] | -24.79 |  |  | 23.46 | 51.03 | 5.338 | 13.0123 |  |  |  | 0.21289 | 0
2016-04-28 00:00:00 | 0.2967 | 0.30392 | 0.30393 | [6 empty] | -24.79 |  |  | 24.55 | 48.01 | 4.3316 | 10.6274 |  |  |  | 0.18699 | 0
2016-04-28 01:00:00 | 0.31005 | 0.31635 | 0.31636 | [6 empty] | -24.79 |  |  | 23.28 | 44 | 4.622 | 11.3096 |  |  |  | 0.20035 | 0
2016-04-28 02:00:00 | 0.32508 | 0.33308 | 0.33309 | [6 empty] | -24.79 |  |  | 23.73 | 41.73 | 4.7146 | 11.5385 |  |  |  | 0.21538 | 0
2016-04-28 03:00:00 | 0.35473 | 0.36292 | 0.36293 | [6 empty] | -24.79 |  |  | 25.59 | 41.92 | 5.1408 | 12.5234 |  |  |  | 0.24502 | 0
2016-04-28 04:00:00 | 0.42997 | 0.43981 | 0.43982 | [6 empty] | -24.79 |  |  | 31.12 | 45 | 6.2627 | 15.2781 |  |  |  | 0.32027 | 0
2016-04-28 05:00:00 | 0.56011 | 0.55769 | 0.5577 | [6 empty] | -24.79 |  |  | 37.99 | 46.49 | 9.4562 | 22.8945 |  |  |  | 0.4504 | 0.1087
2016-04-28 06:00:00 | 0.57984 | 0.58033 | 0.58034 | [6 empty] | -24.79 |  |  | 37.99 | 51.54 | 9.6878 | 23.6899 |  |  |  | 0.47014 | 0.13134
2016-04-28 07:00:00 | 0.5648 | 0.56513 | 0.56514 | [6 empty] | -24.79 |  |  | 34.1 | 59.12 | 9.3904 | 22.8923 |  |  |  | 0.45509 | 0.11614
2016-04-28 08:00:00 | 0.54535 | 0.54541 | 0.54542 | [6 empty] | -24.79 |  |  | 29.93 | 64.98 | 9.1632 | 22.4085 |  |  |  | 0.43564 | 0.096422
2016-04-28 09:00:00 | 0.52463 | 0.52304 | 0.52305 | [6 empty] | -24.79 |  |  | 29.39 | 66.19 | 8.949 | 21.8546 |  |  |  | 0.41493 | 0.074046
2016-04-28 10:00:00 | 0.50172 | 0.4985 | 0.49851 | [6 empty] | -24.79 |  |  | 26.16 | 66.09 | 8.696 | 21.209 |  |  |  | 0.39201 | 0.049511
2016-04-28 11:00:00 | 0.48055 | 0.47759 | 0.4776 | [6 empty] | -24.79 |  |  | 24.98 | 67.92 | 8.3576 | 20.4251 |  |  |  | 0.37085 | 0.028598
2016-04-28 12:00:00 | 0.47178 | 0.468 | 0.468 | [6 empty] | -24.79 |  |  | 27.39 | 67 | 8.2768 | 20.214 |  |  |  | 0.36207 | 0.019005
2016-04-28 13:00:00 | 0.46687 | 0.46264 | 0.46265 | [6 empty] | -24.79 |  |  | 26.96 | 62.18 | 8.237 | 20.1168 |  |  |  | 0.35717 | 0.01365
2016-04-28 14:00:00 | 0.46924 | 0.46572 | 0.46573 | [6 empty] | -24.79 |  |  | 26.5 | 58 | 8.2639 | 20.242 |  |  |  | 0.35954 | 0.016727
2016-04-28 15:00:00 | 0.47428 | 0.47037 | 0.47038 | [6 empty] | -24.79 |  |  | 30 | 57.31 | 8.3635 | 20.4643 |  |  |  | 0.36458 | 0.021381
2016-04-28 16:00:00 | 0.4818 | 0.47611 | 0.47611 | [6 empty] | -24.79 |  |  | 34.79 | 54.64 | 8.7124 | 21.3733 |  |  |  | 0.3721 | 0.027114
2016-04-28 17:00:00 | 0.48535 | 0.47725 | 0.47725 | [6 empty] | -24.79 |  |  | 38.43 | 55.01 | 9.0169 | 22.1338 |  |  |  | 0.37565 | 0.028255
2016-04-28 18:00:00 | 0.48639 | 0.47584 | 0.47585 | [6 empty] | -24.79 |  |  | 35.75 | 56.48 | 9.2159 | 22.5637 |  |  |  | 0.37668 | 0.026846
2016-04-28 19:00:00 | 0.48371 | 0.47265 | 0.47265 | [6 empty] | -24.79 |  |  | 37.19 | 56.47 | 9.2159 | 22.5581 |  |  |  | 0.37401 | 0.02365
2016-04-28 20:00:00 | 0.46356 | 0.451 | 0.451 | [6 empty] | -24.79 |  |  | 34.92 | 56.93 | 9.0028 | 22.0153 |  |  |  | 0.35386 | 0.0019992
2016-04-28 21:00:00 | 0.41659 | 0.40338 | 0.40338 | [6 empty] | -24.79 |  |  | 30.3 | 56.41 | 8.2393 | 20.1057 |  |  |  | 0.30689 | 0
2016-04-28 22:00:00 | 0.36373 | 0.35409 | 0.3541 | [6 empty] | -24.79 |  |  | 26.41 | 54.16 | 6.9595 | 16.908 |  |  |  | 0.25402 | 0
2016-04-28 23:00:00 | 0.31098 | 0.31171 | 0.31172 | [6 empty] | -24.79 |  |  | 25.01 | 49.93 | 5.1268 | 12.4908 |  |  |  | 0.20127 | 0
2016-04-29 00:00:00 | 0.23384 | 0.23896 | 0.23897 | [6 empty] | -24.79 |  |  | 23.99 | 47.9 | 3.4791 | 8.5376 |  |  |  | 0.12413 | 0
2016-04-29 01:00:00 | 0.24796 | 0.2519 | 0.25191 | [6 empty] | -24.79 |  |  | 22.46 | 44.29 | 3.809 | 9.3191 |  |  |  | 0.13825 | 0
2016-04-29 02:00:00 | 0.25527 | 0.26113 | 0.26114 | [6 empty] | -24.79 |  |  | 22.35 | 42.35 | 3.7116 | 9.0471 |  |  |  | 0.14557 | 0
2016-04-29 03:00:00 | 0.28844 | 0.29498 | 0.29499 | [6 empty] | -24.79 |  |  | 23.47 | 41.2 | 4.1471 | 10.054 |  |  |  | 0.17873 | 0
2016-04-29 04:00:00 | 0.35578 | 0.36004 | 0.36005 | [6 empty] | -24.79 |  |  | 26.8 | 43 | 5.5042 | 13.3757 |  |  |  | 0.24607 | 0
2016-04-29 05:00:00 | 0.47809 | 0.4775 | 0.47751 | [6 empty] | -24.79 |  |  | 30.68 | 48.12 | 8.0718 | 19.6969 |  |  |  | 0.36839 | 0.028506
2016-04-29 06:00:00 | 0.50522 | 0.50763 | 0.50763 | [6 empty] | -24.79 |  |  | 28.51 | 52.66 | 8.4338 | 20.8175 |  |  |  | 0.39552 | 0.058635
2016-04-29 07:00:00 | 0.50211 | 0.505 | 0.50501 | [6 empty] | -24.79 |  |  | 22.39 | 57.46 | 8.2197 | 20.1652 |  |  |  | 0.39241 | 0.056007
2016-04-29 08:00:00 | 0.47372 | 0.47329 | 0.47329 | [6 empty] | -24.79 |  |  | 20.69 | 61.72 | 7.9891 | 19.5166 |  |  |  | 0.36401 | 0.024295
2016-04-29 09:00:00 | 0.44473 | 0.44256 | 0.44257 | [6 empty] | -24.79 |  |  | 20.05 | 64.93 | 7.574 | 18.3992 |  |  |  | 0.33503 | 0
2016-04-29 10:00:00 | 0.42082 | 0.41764 | 0.41765 | [6 empty] | -24.79 |  |  | 19.09 | 65 | 7.2717 | 17.6578 |  |  |  | 0.31112 | 0
2016-04-29 11:00:00 | 0.40109 | 0.39781 | 0.39781 | [6 empty] | -24.79 |  |  | 20.14 | 63.83 | 6.9762 | 16.9627 |  |  |  | 0.29139 | 0
2016-04-29 12:00:00 | 0.38901 | 0.38513 | 0.38514 | [6 empty] | -24.79 |  |  | 20.86 | 60.01 | 6.8372 | 16.6304 |  |  |  | 0.27931 | 0
2016-04-29 13:00:00 | 0.3831 | 0.37978 | 0.37979 | [6 empty] | -24.79 |  |  | 22.01 | 53.7 | 6.7263 | 16.4058 |  |  |  | 0.2734 | 0
2016-04-29 14:00:00 | 0.38066 | 0.37635 | 0.37636 | [6 empty] | -24.79 |  |  | 22.59 | 52.81 | 6.7651 | 16.4865 |  |  |  | 0.27096 | 0
2016-04-29 15:00:00 | 0.38331 | 0.3782 | 0.3782 | [6 empty] | -24.79 |  |  | 26.01 | 50.83 | 6.9317 | 16.9431 |  |  |  | 0.27361 | 0
2016-04-29 16:00:00 | 0.39604 | 0.38951 | 0.38952 | [6 empty] | -24.79 |  |  | 30.82 | 49.94 | 7.2911 | 17.8331 |  |  |  | 0.28634 | 0
2016-04-29 17:00:00 | 0.40752 | 0.39973 | 0.39973 | [6 empty] | -24.79 |  |  | 34.83 | 50.6 | 7.6534 | 18.7714 |  |  |  | 0.29782 | 0
2016-04-29 18:00:00 | 0.41715 | 0.40693 | 0.40693 | [6 empty] | -24.79 |  |  | 35.18 | 51.83 | 7.9963 | 19.5528 |  |  |  | 0.30745 | 0
2016-04-29 19:00:00 | 0.42087 | 0.40884 | 0.40885 | [6 empty] | -24.79 |  |  | 33.08 | 52.22 | 8.2133 | 20.0615 |  |  |  | 0.31116 | 0
2016-04-29 20:00:00 | 0.40931 | 0.39554 | 0.39554 | [6 empty] | -24.79 |  |  | 30.93 | 55.52 | 8.1508 | 19.8657 |  |  |  | 0.29961 | 0
2016-04-29 21:00:00 | 0.36388 | 0.34862 | 0.34862 | [6 empty] | -24.79 |  |  | 27.35 | 52.84 | 7.462 | 18.1061 |  |  |  | 0.25418 | 0
2016-04-29 22:00:00 | 0.30945 | 0.29829 | 0.2983 | [6 empty] | -24.79 |  |  | 24.17 | 52.25 | 6.145 | 14.8609 |  |  |  | 0.19975 | 0
2016-04-29 23:00:00 | 0.2548 | 0.25228 | 0.25229 | [6 empty] | -24.79 |  |  | 24.25 | 48.21 | 4.4483 | 10.7735 |  |  |  | 0.1451 | 0
2016-04-30 00:00:00 | 0.16667 | 0.16921 | 0.16922 | [6 empty] | -24.79 |  |  | 24.54 | 46.6 | 2.5707 | 6.289 |  |  |  | 0.056968 | 0
2016-04-30 01:00:00 | 0.17383 | 0.17491 | 0.17492 | [6 empty] | -24.79 |  |  | 25.04 | 42.89 | 2.8146 | 6.8654 |  |  |  | 0.064128 | 0
2016-04-30 02:00:00 | 0.18361 | 0.18687 | 0.18688 | [6 empty] | -24.79 |  |  | 24 | 38.87 | 2.7422 | 6.6629 |  |  |  | 0.073908 | 0
2016-04-30 03:00:00 | 0.20973 | 0.21376 | 0.21376 | [6 empty] | -24.79 |  |  | 24 | 41.7 | 3.0638 | 7.4033 |  |  |  | 0.10003 | 0
2016-04-30 04:00:00 | 0.26094 | 0.26347 | 0.26348 | [6 empty] | -24.79 |  |  | 24.22 | 42.56 | 4.0669 | 9.8509 |  |  |  | 0.15124 | 0
2016-04-30 05:00:00 | 0.3446 | 0.34223 | 0.34223 | [6 empty] | -24.79 |  |  | 25.45 | 42.01 | 5.9638 | 14.5057 |  |  |  | 0.2349 | 0
2016-04-30 06:00:00 | 0.35746 | 0.35599 | 0.35599 | [6 empty] | -24.79 |  |  | 26.81 | 39.18 | 6.2276 | 15.3142 |  |  |  | 0.24776 | 0
2016-04-30 07:00:00 | 0.34841 | 0.34613 | 0.34614 | [6 empty] | -24.79 |  |  | 28.69 | 45.39 | 6.0701 | 14.837 |  |  |  | 0.23871 | 0
2016-04-30 08:00:00 | 0.33041 | 0.32622 | 0.32622 | [6 empty] | -24.79 |  |  | 25.7 | 49.09 | 5.9008 | 14.3647 |  |  |  | 0.2207 | 0
2016-04-30 09:00:00 | 0.30983 | 0.30453 | 0.30454 | [6 empty] | -24.79 |  |  | 24.05 | 49.22 | 5.5946 | 13.5439 |  |  |  | 0.20013 | 0
2016-04-30 10:00:00 | 0.29706 | 0.29189 | 0.2919 | [6 empty] | -24.79 |  |  | 22.44 | 48.27 | 5.3718 | 13.0003 |  |  |  | 0.18736 | 0
2016-04-30 11:00:00 | 0.28263 | 0.27743 | 0.27744 | [6 empty] | -24.79 |  |  | 22.01 | 44.94 | 5.1537 | 12.4895 |  |  |  | 0.17293 | 0
2016-04-30 12:00:00 | 0.26171 | 0.25398 | 0.25398 | [6 empty] | -24.79 |  |  | 21.48 | 44.93 | 5.0509 | 12.2443 |  |  |  | 0.15201 | 0
2016-04-30 13:00:00 | 0.25692 | 0.24953 | 0.24954 | [6 empty] | -24.79 |  |  | 21.17 | 37.09 | 4.9689 | 12.0787 |  |  |  | 0.14722 | 0
2016-04-30 14:00:00 | 0.25983 | 0.25252 | 0.25253 | [6 empty] | -24.79 |  |  | 21.54 | 37.54 | 4.9974 | 12.1369 |  |  |  | 0.15013 | 0
2016-04-30 15:00:00 | 0.2664 | 0.2593 | 0.25931 | [6 empty] | -24.79 |  |  | 22.34 | 33.34 | 5.1203 | 12.4723 |  |  |  | 0.1567 | 0
2016-04-30 16:00:00 | 0.27774 | 0.26992 | 0.26992 | [6 empty] | -24.79 |  |  | 25.02 | 27.49 | 5.3855 | 13.1266 |  |  |  | 0.16804 | 0
2016-04-30 17:00:00 | 0.29003 | 0.28192 | 0.28192 | [6 empty] | -24.79 |  |  | 25.51 | 44.94 | 5.6529 | 13.8162 |  |  |  | 0.18033 | 0
2016-04-30 18:00:00 | 0.29271 | 0.28201 | 0.28201 | [6 empty] | -24.79 |  |  | 25.61 | 49.95 | 5.9065 | 14.3926 |  |  |  | 0.18301 | 0
2016-04-30 19:00:00 | 0.29952 | 0.28819 | 0.28819 | [6 empty] | -24.79 |  |  | 28.53 | 52.02 | 6.0669 | 14.7681 |  |  |  | 0.18982 | 0
2016-04-30 20:00:00 | 0.29343 | 0.28126 | 0.28126 | [6 empty] | -24.79 |  |  | 27.92 | 50.77 | 6.0212 | 14.6263 |  |  |  | 0.18373 | 0
2016-04-30 21:00:00 | 0.26902 | 0.25739 | 0.2574 | [6 empty] | -24.79 |  |  | 24.03 | 51.31 | 5.5129 | 13.3332 |  |  |  | 0.15932 | 0
2016-04-30 22:00:00 | 0.22425 | 0.21494 | 0.21495 | [6 empty] | -24.79 |  |  | 20.1 | 49.49 | 4.5415 | 10.952 |  |  |  | 0.11455 | 0
2016-04-30 23:00:00 | 0.18628 | 0.18385 | 0.18386 | [6 empty] | -24.79 |  |  | 19.81 | 46.32 | 3.2878 | 7.9404 |  |  |  | 0.076574 | 0
2016-05-01 00:00:00 | 0.15257 | 0.15647 | 0.15647 | [6 empty] | -24.79 |  |  | 18.72 | 33.91 | 2.1647 | 5.249 |  |  |  | 0.042863 | 0
2016-05-01 01:00:00 | 0.15767 | 0.16217 | 0.16218 | [6 empty] | -24.79 |  |  | 17.03 | 23.85 | 2.1663 | 5.2272 |  |  |  | 0.047967 | 0
2016-05-01 02:00:00 | 0.18059 | 0.18942 | 0.18943 | [6 empty] | -24.79 |  |  | 17.17 | 22.65 | 2.1358 | 5.1543 |  |  |  | 0.07089 | 0
2016-05-01 03:00:00 | 0.22791 | 0.24136 | 0.24138 | [6 empty] | -24.79 |  |  | 17.92 | 25.46 | 2.4426 | 5.8579 |  |  |  | 0.1182 | 0
2016-05-01 04:00:00 | 0.28733 | 0.30018 | 0.3002 | [6 empty] | -24.79 |  |  | 17.64 | 33.4 | 3.5358 | 8.5655 |  |  |  | 0.17762 | 0
2016-05-01 05:00:00 | 0.29647 | 0.29269 | 0.29269 | [6 empty] | -24.79 |  |  | 17.04 | 33.38 | 5.4055 | 13.2707 |  |  |  | 0.18677 | 0
2016-05-01 06:00:00 | 0.34102 | 0.33515 | 0.33515 | [6 empty] | -24.79 |  |  | 16.82 | 14.17 | 6.3432 | 15.5593 |  |  |  | 0.23132 | 0
2016-05-01 07:00:00 | 0.30992 | 0.3011 | 0.3011 | [6 empty] | -24.79 |  |  | 17.42 | 15.14 | 5.9985 | 14.6144 |  |  |  | 0.20022 | 0
2016-05-01 08:00:00 | 0.28213 | 0.27233 | 0.27233 | [6 empty] | -24.79 |  |  | 16.77 | 27.82 | 5.595 | 13.5844 |  |  |  | 0.17243 | 0
2016-05-01 09:00:00 | 0.26798 | 0.25887 | 0.25887 | [6 empty] | -24.79 |  |  | 16.97 | 39 | 5.2482 | 12.6902 |  |  |  | 0.15827 | 0
2016-05-01 10:00:00 | 0.25374 | 0.24512 | 0.24512 | [6 empty] | -24.79 |  |  | 15.16 | 25.27 | 4.9627 | 11.9887 |  |  |  | 0.14404 | 0
2016-05-01 11:00:00 | 0.23943 | 0.23182 | 0.23183 | [6 empty] | -24.79 |  |  | 13.73 | 24.39 | 4.6561 | 11.2703 |  |  |  | 0.12973 | 0
2016-05-01 12:00:00 | 0.22859 | 0.21992 | 0.21992 | [6 empty] | -24.79 |  |  | 14.29 | 19.99 | 4.5413 | 10.9521 |  |  |  | 0.11888 | 0
2016-05-01 13:00:00 | 0.22571 | 0.2183 | 0.21831 | [6 empty] | -24.79 |  |  | 13.54 | 13.13 | 4.3977 | 10.6289 |  |  |  | 0.116 | 0
2016-05-01 14:00:00 | 0.21883 | 0.21195 | 0.21195 | [6 empty] | -24.79 |  |  | 14.25 | 11.97 | 4.246 | 10.2749 |  |  |  | 0.10913 | 0
2016-05-01 15:00:00 | 0.22037 | 0.21399 | 0.21399 | [6 empty] | -24.79 |  |  | 16.21 | 10.05 | 4.2626 | 10.3576 |  |  |  | 0.11067 | 0
2016-05-01 16:00:00 | 0.22397 | 0.21732 | 0.21732 | [6 empty] | -24.79 |  |  | 21.35 | 22.99 | 4.3681 | 10.6392 |  |  |  | 0.11427 | 0
2016-05-01 17:00:00 | 0.23648 | 0.23014 | 0.23014 | [6 empty] | -24.79 |  |  | 23.57 | 41.54 | 4.5851 | 11.2098 |  |  |  | 0.12678 | 0
2016-05-01 18:00:00 | 0.25311 | 0.2464 | 0.2464 | [6 empty] | -24.79 |  |  | 25.08 | 50.86 | 4.924 | 12.0636 |  |  |  | 0.14341 | 0
2016-05-01 19:00:00 | 0.2657 | 0.25636 | 0.25637 | [6 empty] | -24.79 |  |  | 25.74 | 53.56 | 5.3353 | 13.0138 |  |  |  | 0.156 | 0
2016-05-01 20:00:00 | 0.27008 | 0.25988 | 0.25988 | [6 empty] | -24.79 |  |  | 26.35 | 53.99 | 5.4557 | 13.2649 |  |  |  | 0.16038 | 0
2016-05-01 21:00:00 | 0.25182 | 0.24048 | 0.24049 | [6 empty] | -24.79 |  |  | 24.48 | 55.69 | 5.2149 | 12.6252 |  |  |  | 0.14212 | 0
2016-05-01 22:00:00 | 0.20878 | 0.19878 | 0.19879 | [6 empty] | -24.79 |  |  | 21.45 | 53.76 | 4.2736 | 10.2201 |  |  |  | 0.099079 | 0
2016-05-01 23:00:00 | 0.16206 | 0.15994 | 0.15995 | [6 empty] | -24.79 |  |  | 20.23 | 44.4 | 2.8704 | 6.9349 |  |  |  | 0.052352 | 0
2016-05-02 00:00:00 | 0.13951 | 0.14295 | 0.14296 | [6 empty] | -24.79 |  |  | 20.03 | 46 | 1.9874 | 4.8146 |  |  |  | 0.029807 | 0
2016-05-02 01:00:00 | 0.14518 | 0.14934 | 0.14935 | [6 empty] | -24.79 |  |  | 19.94 | 43 | 1.9887 | 4.7942 |  |  |  | 0.035476 | 0
2016-05-02 02:00:00 | 0.15349 | 0.15939 | 0.1594 | [6 empty] | -24.79 |  |  | 20.08 | 42.08 | 1.9606 | 4.727 |  |  |  | 0.043785 | 0
2016-05-02 03:00:00 | 0.17818 | 0.18504 | 0.18505 | [6 empty] | -24.79 |  |  | 23.47 | 35.9 | 2.2422 | 5.372 |  |  |  | 0.068477 | 0
2016-05-02 04:00:00 | 0.23351 | 0.23994 | 0.23995 | [6 empty] | -24.79 |  |  | 31.12 | 36.61 | 3.2458 | 7.8551 |  |  |  | 0.12381 | 0
2016-05-02 05:00:00 | 0.31525 | 0.31922 | 0.31923 | [6 empty] | -24.79 |  |  | 35.53 | 48.09 | 4.9617 | 12.168 |  |  |  | 0.20555 | 0
2016-05-02 06:00:00 | 0.34552 | 0.34568 | 0.34568 | [6 empty] | -24.79 |  |  | 34.96 | 56.19 | 5.8221 | 14.2652 |  |  |  | 0.23581 | 0
2016-05-02 07:00:00 | 0.31674 | 0.31417 | 0.31417 | [6 empty] | -24.79 |  |  | 31.35 | 62.04 | 5.5055 | 13.3977 |  |  |  | 0.20704 | 0
2016-05-02 08:00:00 | 0.29549 | 0.29277 | 0.29278 | [6 empty] | -24.79 |  |  | 28.29 | 63.11 | 5.1354 | 12.4548 |  |  |  | 0.18579 | 0
2016-05-02 09:00:00 | 0.27271 | 0.26893 | 0.26893 | [6 empty] | -24.79 |  |  | 26.91 | 61.2 | 4.8172 | 11.6353 |  |  |  | 0.16301 | 0
2016-05-02 10:00:00 | 0.25428 | 0.25001 | 0.25001 | [6 empty] | -24.79 |  |  | 25.29 | 59.98 | 4.5552 | 10.9926 |  |  |  | 0.14458 | 0
2016-05-02 11:00:00 | 0.2369 | 0.23282 | 0.23283 | [6 empty] | -24.79 |  |  | 25.07 | 60 | 4.2739 | 10.3343 |  |  |  | 0.1272 | 0
2016-05-02 12:00:00 | 0.22737 | 0.22239 | 0.2224 | [6 empty] | -24.79 |  |  | 25.02 | 58.99 | 4.1686 | 10.0428 |  |  |  | 0.11767 | 0
2016-05-02 13:00:00 | 0.21837 | 0.21345 | 0.21345 | [6 empty] | -24.79 |  |  | 25.53 | 60 | 4.0367 | 9.7464 |  |  |  | 0.10867 | 0
2016-05-02 14:00:00 | 0.21508 | 0.21117 | 0.21117 | [6 empty] | -24.79 |  |  | 26.94 | 57.67 | 3.8975 | 9.4215 |  |  |  | 0.10538 | 0
2016-05-02 15:00:00 | 0.21039 | 0.20586 | 0.20586 | [6 empty] | -24.79 |  |  | 29.06 | 56.95 | 3.9126 | 9.4971 |  |  |  | 0.10069 | 0
2016-05-02 16:00:00 | 0.21617 | 0.21182 | 0.21183 | [6 empty] | -24.79 |  |  | 33 | 55.64 | 4.0094 | 9.7549 |  |  |  | 0.10646 | 0
2016-05-02 17:00:00 | 0.22468 | 0.2201 | 0.2201 | [6 empty] | -24.79 |  |  | 35.79 | 56.12 | 4.2085 | 10.2779 |  |  |  | 0.11498 | 0
2016-05-02 18:00:00 | 0.24215 | 0.23761 | 0.23761 | [6 empty] | -24.79 |  |  | 35.76 | 59.94 | 4.5196 | 11.0607 |  |  |  | 0.13245 | 0
2016-05-02 19:00:00 | 0.25376 | 0.2468 | 0.2468 | [6 empty] | -24.79 |  |  | 34.08 | 58.96 | 4.8972 | 11.9319 |  |  |  | 0.14406 | 0
2016-05-02 20:00:00 | 0.25462 | 0.24631 | 0.24632 | [6 empty] | -24.79 |  |  | 31.93 | 59.94 | 5.0078 | 12.1628 |  |  |  | 0.14492 | 0
2016-05-02 21:00:00 | 0.23499 | 0.22514 | 0.22515 | [6 empty] | -24.79 |  |  | 27.05 | 58.72 | 4.7869 | 11.577 |  |  |  | 0.12529 | 0
2016-05-02 22:00:00 | 0.19062 | 0.18118 | 0.18118 | [6 empty] | -24.79 |  |  | 23.91 | 56.74 | 3.9231 | 9.3731 |  |  |  | 0.080919 | 0
2016-05-02 23:00:00 | 0.14993 | 0.14814 | 0.14815 | [6 empty] | -24.79 |  |  | 22.32 | 51.36 | 2.6352 | 6.3612 |  |  |  | 0.04023 | 0
2016-05-03 00:00:00 | 0.12993 | 0.13292 | 0.13293 | [6 empty] | -24.79 |  |  | 21.84 | 48.75 | 1.8684 | 4.5233 |  |  |  | 0.020231 | 0
2016-05-03 01:00:00 | 0.13526 | 0.13893 | 0.13894 | [6 empty] | -24.79 |  |  | 21.37 | 46 | 1.8697 | 4.5038 |  |  |  | 0.025562 | 0
2016-05-03 02:00:00 | 0.1413 | 0.1463 | 0.1463 | [6 empty] | -24.79 |  |  | 21.85 | 44.53 | 1.8431 | 4.4404 |  |  |  | 0.031602 | 0
2016-05-03 03:00:00 | 0.1663 | 0.17251 | 0.17251 | [6 empty] | -24.79 |  |  | 23.26 | 45.95 | 2.1078 | 5.0462 |  |  |  | 0.056597 | 0
2016-05-03 04:00:00 | 0.21909 | 0.225 | 0.22501 | [6 empty] | -24.79 |  |  | 30.39 | 46.54 | 3.0513 | 7.3788 |  |  |  | 0.10939 | 0
2016-05-03 05:00:00 | 0.29848 | 0.3025 | 0.3025 | [6 empty] | -24.79 |  |  | 33.9 | 48.17 | 4.6641 | 11.4288 |  |  |  | 0.18878 | 0
2016-05-03 06:00:00 | 0.32668 | 0.32705 | 0.32706 | [6 empty] | -24.79 |  |  | 36.48 | 58.3 | 5.4728 | 13.3978 |  |  |  | 0.21697 | 0
2016-05-03 07:00:00 | 0.30468 | 0.30338 | 0.30338 | [6 empty] | -24.79 |  |  | 35.95 | 67.99 | 5.175 | 12.5822 |  |  |  | 0.19498 | 0
2016-05-03 08:00:00 | 0.28268 | 0.28089 | 0.2809 | [6 empty] | -24.79 |  |  | 35.58 | 70 | 4.8273 | 11.6977 |  |  |  | 0.17298 | 0
2016-05-03 09:00:00 | 0.26024 | 0.25728 | 0.25729 | [6 empty] | -24.79 |  |  | 34.9 | 68.3 | 4.5282 | 10.9282 |  |  |  | 0.15054 | 0
2016-05-03 10:00:00 | 0.24266 | 0.2392 | 0.2392 | [6 empty] | -24.79 |  |  | 31.55 | 68.59 | 4.282 | 10.3248 |  |  |  | 0.13296 | 0
2016-05-03 11:00:00 | 0.22556 | 0.22215 | 0.22215 | [6 empty] | -24.79 |  |  | 26.59 | 71.51 | 4.0176 | 9.7067 |  |  |  | 0.11585 | 0
2016-05-03 12:00:00 | 0.21685 | 0.21264 | 0.21265 | [6 empty] | -24.79 |  |  | 24.9 | 71.49 | 3.9187 | 9.4331 |  |  |  | 0.10714 | 0
2016-05-03 13:00:00 | 0.20661 | 0.20215 | 0.20215 | [6 empty] | -24.79 |  |  | 24.1 | 69.96 | 3.7947 | 9.1547 |  |  |  | 0.096911 | 0
2016-05-03 14:00:00 | 0.20073 | 0.19673 | 0.19673 | [6 empty] | -24.79 |  |  | 23.91 | 68 | 3.6638 | 8.8494 |  |  |  | 0.091028 | 0
2016-05-03 15:00:00 | 0.19885 | 0.19471 | 0.19471 | [6 empty] | -24.79 |  |  | 25.17 | 64.65 | 3.678 | 8.9203 |  |  |  | 0.089149 | 0
2016-05-03 16:00:00 | 0.20149 | 0.19704 | 0.19704 | [6 empty] | -24.79 |  |  | 28.51 | 58.99 | 3.7689 | 9.1622 |  |  |  | 0.091789 | 0
2016-05-03 17:00:00 | 0.20899 | 0.20422 | 0.20422 | [6 empty] | -24.79 |  |  | 31.69 | 59.3 | 3.9561 | 9.6532 |  |  |  | 0.099289 | 0
2016-05-03 18:00:00 | 0.22466 | 0.21978 | 0.21978 | [6 empty] | -24.79 |  |  | 32.1 | 67.52 | 4.2485 | 10.3884 |  |  |  | 0.11496 | 0
2016-05-03 19:00:00 | 0.23379 | 0.22633 | 0.22634 | [6 empty] | -24.79 |  |  | 32.8 | 69.26 | 4.6034 | 11.2067 |  |  |  | 0.12409 | 0
2016-05-03 20:00:00 | 0.23562 | 0.22707 | 0.22707 | [6 empty] | -24.79 |  |  | 30.92 | 69.96 | 4.7074 | 11.4239 |  |  |  | 0.12591 | 0
2016-05-03 21:00:00 | 0.21741 | 0.20746 | 0.20746 | [6 empty] | -24.79 |  |  | 24.59 | 67.94 | 4.4999 | 10.8742 |  |  |  | 0.10771 | 0
2016-05-03 22:00:00 | 0.17595 | 0.16644 | 0.16644 | [6 empty] | -24.79 |  |  | 22.94 | 61.2 | 3.6881 | 8.8051 |  |  |  | 0.066248 | 0
2016-05-03 23:00:00 | 0.141 | 0.13928 | 0.13929 | [6 empty] | -24.79 |  |  | 21.98 | 56.14 | 2.4775 | 5.9765 |  |  |  | 0.031294 | 0
2016-05-04 00:00:00 | 0.14326 | 0.14648 | 0.14649 | [6 empty] | -24.79 |  |  | 21.95 | 48.23 | 2.0723 | 5.0226 |  |  |  | 0.033555 | 0
2016-05-04 01:00:00 | 0.14911 | 0.15308 | 0.15308 | [6 empty] | -24.79 |  |  | 21.69 | 45.32 | 2.0738 | 5.0015 |  |  |  | 0.03941 | 0
2016-05-04 02:00:00 | 0.15574 | 0.16116 | 0.16116 | [6 empty] | -24.79 |  |  | 22.14 | 45.2 | 2.0445 | 4.9316 |  |  |  | 0.046034 | 0
2016-05-04 03:00:00 | 0.18327 | 0.19 | 0.19001 | [6 empty] | -24.79 |  |  | 23.59 | 46 | 2.3381 | 5.6047 |  |  |  | 0.073563 | 0
2016-05-04 04:00:00 | 0.24153 | 0.24793 | 0.24794 | [6 empty] | -24.79 |  |  | 31.47 | 45.94 | 3.3847 | 8.1953 |  |  |  | 0.13183 | 0
2016-05-04 05:00:00 | 0.32924 | 0.33352 | 0.33353 | [6 empty] | -24.79 |  |  | 35.05 | 48.05 | 5.1742 | 12.696 |  |  |  | 0.21954 | 0
2016-05-04 06:00:00 | 0.36047 | 0.36074 | 0.36075 | [6 empty] | -24.79 |  |  | 35.97 | 61.22 | 6.0716 | 14.8847 |  |  |  | 0.25077 | 0
2016-05-04 07:00:00 | 0.33623 | 0.33466 | 0.33466 | [6 empty] | -24.79 |  |  | 32.46 | 70.02 | 5.7416 | 13.9802 |  |  |  | 0.22653 | 0
2016-05-04 08:00:00 | 0.31195 | 0.30985 | 0.30985 | [6 empty] | -24.79 |  |  | 28.51 | 72.75 | 5.3555 | 12.9956 |  |  |  | 0.20225 | 0
2016-05-04 09:00:00 | 0.28722 | 0.28383 | 0.28384 | [6 empty] | -24.79 |  |  | 27.14 | 69.94 | 5.0235 | 12.1404 |  |  |  | 0.17752 | 0
2016-05-04 10:00:00 | 0.26783 | 0.2639 | 0.2639 | [6 empty] | -24.79 |  |  | 25.43 | 65.89 | 4.7503 | 11.4695 |  |  |  | 0.15813 | 0
2016-05-04 11:00:00 | 0.24896 | 0.2451 | 0.2451 | [6 empty] | -24.79 |  |  | 24.37 | 65.93 | 4.4569 | 10.7824 |  |  |  | 0.13926 | 0
2016-05-04 12:00:00 | 0.23937 | 0.23462 | 0.23463 | [6 empty] | -24.79 |  |  | 24.01 | 63.27 | 4.347 | 10.4781 |  |  |  | 0.12967 | 0
2016-05-04 13:00:00 | 0.22809 | 0.22307 | 0.22307 | [6 empty] | -24.79 |  |  | 23.64 | 61.78 | 4.2096 | 10.1689 |  |  |  | 0.11839 | 0
2016-05-04 14:00:00 | 0.22159 | 0.21708 | 0.21709 | [6 empty] | -24.79 |  |  | 23.88 | 60.3 | 4.0643 | 9.8301 |  |  |  | 0.11189 | 0
2016-05-04 15:00:00 | 0.21953 | 0.21488 | 0.21488 | [6 empty] | -24.79 |  |  | 25.1 | 59.98 | 4.0802 | 9.9091 |  |  |  | 0.10983 | 0
2016-05-04 16:00:00 | 0.22246 | 0.21747 | 0.21747 | [6 empty] | -24.79 |  |  | 28.96 | 57.01 | 4.1812 | 10.1783 |  |  |  | 0.11276 | 0
2016-05-04 17:00:00 | 0.23076 | 0.22541 | 0.22541 | [6 empty] | -24.79 |  |  | 31.73 | 59.91 | 4.3888 | 10.7241 |  |  |  | 0.12106 | 0
2016-05-04 18:00:00 | 0.24806 | 0.24259 | 0.2426 | [6 empty] | -24.79 |  |  | 32 | 65.16 | 4.7132 | 11.5409 |  |  |  | 0.13836 | 0
2016-05-04 19:00:00 | 0.25821 | 0.24989 | 0.24989 | [6 empty] | -24.79 |  |  | 32.9 | 68.38 | 5.107 | 12.4499 |  |  |  | 0.14851 | 0
2016-05-04 20:00:00 | 0.26024 | 0.25072 | 0.25072 | [6 empty] | -24.79 |  |  | 31.93 | 70.05 | 5.2222 | 12.6905 |  |  |  | 0.15054 | 0
2016-05-04 21:00:00 | 0.24018 | 0.22912 | 0.22912 | [6 empty] | -24.79 |  |  | 27.8 | 71.93 | 4.9918 | 12.0789 |  |  |  | 0.13048 | 0
2016-05-04 22:00:00 | 0.19439 | 0.18381 | 0.18382 | [6 empty] | -24.79 |  |  | 23.69 | 62 | 4.091 | 9.7787 |  |  |  | 0.084684 | 0
2016-05-04 23:00:00 | 0.1556 | 0.15363 | 0.15364 | [6 empty] | -24.79 |  |  | 21.86 | 51.19 | 2.7478 | 6.6359 |  |  |  | 0.0459 | 0
2016-05-05 00:00:00 | 0.13237 | 0.13569 | 0.13569 | [6 empty] | -24.79 |  |  | 21.26 | 52.41 | 1.8779 | 4.5464 |  |  |  | 0.022664 | 0
2016-05-05 01:00:00 | 0.13679 | 0.14063 | 0.14064 | [6 empty] | -24.79 |  |  | 20.26 | 50.91 | 1.8791 | 4.5269 |  |  |  | 0.027089 | 0
2016-05-05 02:00:00 | 0.15668 | 0.16427 | 0.16428 | [6 empty] | -24.79 |  |  | 19.79 | 49.52 | 1.8525 | 4.4632 |  |  |  | 0.046974 | 0
2016-05-05 03:00:00 | 0.19772 | 0.20933 | 0.20934 | [6 empty] | -24.79 |  |  | 19.79 | 49.14 | 2.1185 | 5.0721 |  |  |  | 0.08802 | 0
2016-05-05 04:00:00 | 0.24927 | 0.26032 | 0.26033 | [6 empty] | -24.79 |  |  | 19.95 | 51.49 | 3.0668 | 7.4166 |  |  |  | 0.13957 | 0
2016-05-05 05:00:00 | 0.25718 | 0.25371 | 0.25372 | [6 empty] | -24.79 |  |  | 20.07 | 52.02 | 4.6878 | 11.4875 |  |  |  | 0.14747 | 0
2016-05-05 06:00:00 | 0.29581 | 0.2905 | 0.2905 | [6 empty] | -24.79 |  |  | 20 | 65.18 | 5.5005 | 13.4667 |  |  |  | 0.18611 | 0
2016-05-05 07:00:00 | 0.26881 | 0.26095 | 0.26095 | [6 empty] | -24.79 |  |  | 19.57 | 67.93 | 5.2012 | 12.647 |  |  |  | 0.15911 | 0
2016-05-05 08:00:00 | 0.24473 | 0.23603 | 0.23603 | [6 empty] | -24.79 |  |  | 19.01 | 70.05 | 4.8518 | 11.7578 |  |  |  | 0.13503 | 0
2016-05-05 09:00:00 | 0.23245 | 0.22438 | 0.22438 | [6 empty] | -24.79 |  |  | 17.76 | 68.8 | 4.5512 | 10.9844 |  |  |  | 0.12275 | 0
2016-05-05 10:00:00 | 0.22011 | 0.21246 | 0.21247 | [6 empty] | -24.79 |  |  | 16.97 | 68.93 | 4.3037 | 10.3778 |  |  |  | 0.11041 | 0
2016-05-05 11:00:00 | 0.2077 | 0.20094 | 0.20095 | [6 empty] | -24.79 |  |  | 13.42 | 70.1 | 4.038 | 9.7566 |  |  |  | 0.097994 | 0
2016-05-05 12:00:00 | 0.19829 | 0.19062 | 0.19063 | [6 empty] | -24.79 |  |  | 10.85 | 67.56 | 3.9385 | 9.4815 |  |  |  | 0.08859 | 0
2016-05-05 13:00:00 | 0.19579 | 0.18923 | 0.18923 | [6 empty] | -24.79 |  |  | 10.49 | 64.91 | 3.8139 | 9.2017 |  |  |  | 0.086091 | 0
2016-05-05 14:00:00 | 0.18983 | 0.18372 | 0.18372 | [6 empty] | -24.79 |  |  | 13.06 | 63.81 | 3.6823 | 8.8948 |  |  |  | 0.080125 | 0
2016-05-05 15:00:00 | 0.19116 | 0.18548 | 0.18548 | [6 empty] | -24.79 |  |  | 17.77 | 60.62 | 3.6966 | 8.9661 |  |  |  | 0.08146 | 0
2016-05-05 16:00:00 | 0.19428 | 0.18837 | 0.18837 | [6 empty] | -24.79 |  |  | 20.67 | 59.21 | 3.788 | 9.2093 |  |  |  | 0.084578 | 0
2016-05-05 17:00:00 | 0.20513 | 0.19947 | 0.19947 | [6 empty] | -24.79 |  |  | 24.2 | 64.94 | 3.9761 | 9.7028 |  |  |  | 0.095425 | 0
2016-05-05 18:00:00 | 0.21955 | 0.21356 | 0.21356 | [6 empty] | -24.79 |  |  | 24.08 | 68.98 | 4.27 | 10.4418 |  |  |  | 0.10985 | 0
2016-05-05 19:00:00 | 0.23047 | 0.22219 | 0.22219 | [6 empty] | -24.79 |  |  | 24.87 | 71.02 | 4.6267 | 11.2643 |  |  |  | 0.12077 | 0
2016-05-05 20:00:00 | 0.23428 | 0.22525 | 0.22525 | [6 empty] | -24.79 |  |  | 25.79 | 72.26 | 4.7313 | 11.4826 |  |  |  | 0.12458 | 0
2016-05-05 21:00:00 | 0.21844 | 0.20844 | 0.20844 | [6 empty] | -24.79 |  |  | 21.62 | 69.01 | 4.5227 | 10.93 |  |  |  | 0.10874 | 0
2016-05-05 22:00:00 | 0.18112 | 0.17232 | 0.17232 | [6 empty] | -24.79 |  |  | 20.73 | 63.34 | 3.7068 | 8.8502 |  |  |  | 0.07142 | 0
2016-05-05 23:00:00 | 0.1406 | 0.13868 | 0.13869 | [6 empty] | -24.79 |  |  | 19.08 | 53.17 | 2.4901 | 6.007 |  |  |  | 0.030896 | 0
2016-05-06 00:00:00 | 0.10039 | 0.10272 | 0.10273 | [6 empty] | -24.79 |  |  | 18.46 | 50.38 | 1.4294 | 3.4473 |  |  |  | 0 | 0
2016-05-06 01:00:00 | 0.10116 | 0.10343 | 0.10344 | [6 empty] | -24.79 |  |  | 17.87 | 46.56 | 1.4302 | 3.4316 |  |  |  | 0 | 0
2016-05-06 02:00:00 | 0.10496 | 0.1081 | 0.1081 | [6 empty] | -24.79 |  |  | 19.11 | 45.32 | 1.4097 | 3.3826 |  |  |  | 0 | 0
2016-05-06 03:00:00 | 0.12203 | 0.12572 | 0.12572 | [6 empty] | -24.79 |  |  | 20 | 45.91 | 1.6121 | 3.8436 |  |  |  | 0.012325 | 0
2016-05-06 04:00:00 | 0.15973 | 0.16266 | 0.16266 | [6 empty] | -24.79 |  |  | 24.44 | 46.38 | 2.3337 | 5.6204 |  |  |  | 0.050025 | 0
2016-05-06 05:00:00 | 0.22423 | 0.22625 | 0.22625 | [6 empty] | -24.79 |  |  | 30.33 | 47.54 | 3.5664 | 8.7015 |  |  |  | 0.11453 | 0
2016-05-06 06:00:00 | 0.24825 | 0.24784 | 0.24785 | [6 empty] | -24.79 |  |  | 30.99 | 54.57 | 4.1842 | 10.1982 |  |  |  | 0.13854 | 0
2016-05-06 07:00:00 | 0.23342 | 0.23211 | 0.23211 | [6 empty] | -24.79 |  |  | 29.98 | 63.03 | 3.956 | 9.575 |  |  |  | 0.12372 | 0
2016-05-06 08:00:00 | 0.21613 | 0.21439 | 0.21439 | [6 empty] | -24.79 |  |  | 24.28 | 65.11 | 3.6908 | 8.9046 |  |  |  | 0.10643 | 0
2016-05-06 09:00:00 | 0.19888 | 0.19625 | 0.19626 | [6 empty] | -24.79 |  |  | 22.58 | 63.21 | 3.4623 | 8.3194 |  |  |  | 0.089177 | 0
2016-05-06 10:00:00 | 0.18397 | 0.18073 | 0.18073 | [6 empty] | -24.79 |  |  | 19.66 | 62.97 | 3.2742 | 7.8609 |  |  |  | 0.074271 | 0
2016-05-06 11:00:00 | 0.17577 | 0.17344 | 0.17344 | [6 empty] | -24.79 |  |  | 14.24 | 63.16 | 3.0722 | 7.3911 |  |  |  | 0.066065 | 0
2016-05-06 12:00:00 | 0.16646 | 0.16307 | 0.16307 | [6 empty] | -24.79 |  |  | 11.92 | 61.95 | 2.9967 | 7.1833 |  |  |  | 0.05676 | 0
2016-05-06 13:00:00 | 0.15791 | 0.1542 | 0.1542 | [6 empty] | -24.79 |  |  | 14.96 | 59.55 | 2.9018 | 6.9712 |  |  |  | 0.048211 | 0
2016-05-06 14:00:00 | 0.15266 | 0.14918 | 0.14918 | [6 empty] | -24.79 |  |  | 17.93 | 58.03 | 2.8016 | 6.7383 |  |  |  | 0.042955 | 0
2016-05-06 15:00:00 | 0.15143 | 0.14787 | 0.14788 | [6 empty] | -24.79 |  |  | 21.85 | 53.27 | 2.8124 | 6.7918 |  |  |  | 0.041724 | 0
2016-05-06 16:00:00 | 0.15421 | 0.15054 | 0.15054 | [6 empty] | -24.79 |  |  | 27.99 | 53.71 | 2.8818 | 6.9752 |  |  |  | 0.044507 | 0
2016-05-06 17:00:00 | 0.15993 | 0.156 | 0.156 | [6 empty] | -24.79 |  |  | 30.94 | 58.25 | 3.0248 | 7.3486 |  |  |  | 0.050225 | 0
2016-05-06 18:00:00 | 0.17339 | 0.16962 | 0.16962 | [6 empty] | -24.79 |  |  | 28.8 | 61.65 | 3.2483 | 7.9082 |  |  |  | 0.063692 | 0
2016-05-06 19:00:00 | 0.17904 | 0.17304 | 0.17304 | [6 empty] | -24.79 |  |  | 27.86 | 65.81 | 3.5197 | 8.5312 |  |  |  | 0.069343 | 0
2016-05-06 20:00:00 | 0.18122 | 0.17452 | 0.17452 | [6 empty] | -24.79 |  |  | 25.43 | 66.15 | 3.5995 | 8.6978 |  |  |  | 0.071521 | 0
2016-05-06 21:00:00 | 0.16682 | 0.15898 | 0.15898 | [6 empty] | -24.79 |  |  | 21.42 | 64.96 | 3.4411 | 8.2808 |  |  |  | 0.057116 | 0
2016-05-06 22:00:00 | 0.13468 | 0.12716 | 0.12717 | [6 empty] | -24.79 |  |  | 19.73 | 58.45 | 2.821 | 6.708 |  |  |  | 0.024974 | 0
2016-05-06 23:00:00 | 0.10814 | 0.10671 | 0.10671 | [6 empty] | -24.79 |  |  | 16.9 | 51.79 | 1.8955 | 4.5552 |  |  |  | 0 | 0
2016-05-07 00:00:00 | 0.071374 | 0.072131 | 0.072135 | [6 empty] | -24.79 |  |  | 14.95 | 56.74 | 1.0606 | 2.5108 |  |  |  | 0 | 0
2016-05-07 01:00:00 | 0.07043 | 0.070568 | 0.070572 | [6 empty] | -24.79 |  |  | 14.64 | 51.8 | 1.0841 | 2.5473 |  |  |  | 0 | 0
2016-05-07 02:00:00 | 0.073448 | 0.075033 | 0.075037 | [6 empty] | -24.79 |  |  | 14.96 | 47.9 | 1.0123 | 2.3908 |  |  |  | 0 | 0
2016-05-07 03:00:00 | 0.087706 | 0.090339 | 0.090343 | [6 empty] | -24.79 |  |  | 15.2 | 43.06 | 1.1395 | 2.6911 |  |  |  | 0 | 0
2016-05-07 04:00:00 | 0.11702 | 0.11761 | 0.11761 | [6 empty] | -24.79 |  |  | 16.27 | 45.92 | 1.834 | 4.3912 |  |  |  | 0.0073207 | 0
2016-05-07 05:00:00 | 0.16784 | 0.16912 | 0.16912 | [6 empty] | -24.79 |  |  | 19.32 | 43.99 | 2.7465 | 6.7659 |  |  |  | 0.058134 | 0
2016-05-07 06:00:00 | 0.18419 | 0.1842 | 0.1842 | [6 empty] | -24.79 |  |  | 19.94 | 44.39 | 3.1123 | 7.634 |  |  |  | 0.074489 | 0
2016-05-07 07:00:00 | 0.1744 | 0.1708 | 0.1708 | [6 empty] | -24.79 |  |  | 19.41 | 49.82 | 3.1239 | 7.4803 |  |  |  | 0.064696 | 0
2016-05-07 08:00:00 | 0.15519 | 0.1523 | 0.1523 | [6 empty] | -24.79 |  |  | 13.1 | 54.89 | 2.7571 | 6.6029 |  |  |  | 0.045489 | 0
2016-05-07 09:00:00 | 0.15313 | 0.15039 | 0.15039 | [6 empty] | -24.79 |  |  | 10.54 | 56.98 | 2.7098 | 6.4891 |  |  |  | 0.043429 | 0
2016-05-07 10:00:00 | 0.13606 | 0.13229 | 0.13229 | [6 empty] | -24.79 |  |  | 6.12 | 57.14 | 2.5144 | 6 |  |  |  | 0.026364 | 0
2016-05-07 11:00:00 | 0.12995 | 0.12692 | 0.12693 | [6 empty] | -24.79 |  |  | 5.32 | 57.72 | 2.3655 | 5.6629 |  |  |  | 0.020251 | 0
2016-05-07 12:00:00 | 0.1208 | 0.11642 | 0.11642 | [6 empty] | -24.79 |  |  | 3.05 | 58.94 | 2.3338 | 5.5747 |  |  |  | 0.011101 | 0
2016-05-07 13:00:00 | 0.11773 | 0.11492 | 0.11492 | [6 empty] | -24.79 |  |  | 3.84 | 52.28 | 2.1277 | 5.0666 |  |  |  | 0.0080324 | 0
2016-05-07 14:00:00 | 0.11351 | 0.11014 | 0.11014 | [6 empty] | -24.79 |  |  | 8.67 | 47 | 2.1032 | 4.9988 |  |  |  | 0.0038074 | 0
2016-05-07 15:00:00 | 0.10802 | 0.10504 | 0.10504 | [6 empty] | -24.79 |  |  | 13.49 | 47 | 1.9897 | 4.7393 |  |  |  | 0 | 0
2016-05-07 16:00:00 | 0.1066 | 0.10335 | 0.10336 | [6 empty] | -24.79 |  |  | 19.92 | 46.86 | 2.0209 | 4.8483 |  |  |  | 0 | 0
2016-05-07 17:00:00 | 0.10898 | 0.10534 | 0.10534 | [6 empty] | -24.79 |  |  | 21.43 | 48.8 | 2.1117 | 5.0839 |  |  |  | 0 | 0
2016-05-07 18:00:00 | 0.11708 | 0.11296 | 0.11297 | [6 empty] | -24.79 |  |  | 19.93 | 54.81 | 2.2809 | 5.4844 |  |  |  | 0.0073759 | 0
2016-05-07 19:00:00 | 0.12048 | 0.1154 | 0.1154 | [6 empty] | -24.79 |  |  | 19.81 | 59.85 | 2.4391 | 5.8822 |  |  |  | 0.010774 | 0
2016-05-07 20:00:00 | 0.12712 | 0.12169 | 0.12169 | [6 empty] | -24.79 |  |  | 19.72 | 58.45 | 2.5682 | 6.1787 |  |  |  | 0.017415 | 0
2016-05-07 21:00:00 | 0.12102 | 0.11431 | 0.11431 | [6 empty] | -24.79 |  |  | 18.22 | 55.93 | 2.5381 | 6.0471 |  |  |  | 0.011314 | 0
2016-05-07 22:00:00 | 0.10123 | 0.094642 | 0.094644 | [6 empty] | -24.79 |  |  | 14.2 | 55.49 | 2.1572 | 5.0739 |  |  |  | 0 | 0
2016-05-07 23:00:00 | 0.082693 | 0.08093 | 0.080934 | [6 empty] | -24.79 |  |  | 10.01 | 50.12 | 1.4687 | 3.4797 |  |  |  | 0 | 0
2016-05-08 00:00:00 | 0.060798 | 0.062254 | 0.062258 | [6 empty] | -24.79 |  |  | 7.98 | 45.49 | 0.81653 | 1.9175 |  |  |  | 0 | 0
2016-05-08 01:00:00 | 0.067356 | 0.069612 | 0.069617 | [6 empty] | -24.79 |  |  | 5.07 | 43.93 | 0.83448 | 1.9451 |  |  |  | 0 | 0
2016-05-08 02:00:00 | 0.074174 | 0.07834 | 0.078345 | [6 empty] | -24.79 |  |  | 4 | 33.26 | 0.77913 | 1.8252 |  |  |  | 0 | 0
2016-05-08 03:00:00 | 0.0925 | 0.098743 | 0.098749 | [6 empty] | -24.79 |  |  | 3 | 28.98 | 0.87684 | 2.0535 |  |  |  | 0 | 0
2016-05-08 04:00:00 | 0.12092 | 0.12651 | 0.12652 | [6 empty] | -24.79 |  |  | 2.91 | 22.89 | 1.4112 | 3.3505 |  |  |  | 0.011222 | 0
2016-05-08 05:00:00 | 0.12248 | 0.12187 | 0.12187 | [6 empty] | -24.79 |  |  | 2.79 | 36.35 | 2.1118 | 5.1567 |  |  |  | 0.012775 | 0
2016-05-08 06:00:00 | 0.13781 | 0.13665 | 0.13665 | [6 empty] | -24.79 |  |  | 4 | 31.97 | 2.3929 | 5.8166 |  |  |  | 0.028111 | 0
2016-05-08 07:00:00 | 0.12184 | 0.11643 | 0.11643 | [6 empty] | -24.79 |  |  | 2.35 | 39.44 | 2.4019 | 5.6999 |  |  |  | 0.012136 | 0
2016-05-08 08:00:00 | 0.10979 | 0.10546 | 0.10546 | [6 empty] | -24.79 |  |  | -1.63 | 44.38 | 2.1202 | 5.0331 |  |  |  | 8.8527e-05 | 0
2016-05-08 09:00:00 | 0.10785 | 0.10358 | 0.10358 | [6 empty] | -24.79 |  |  | -7.09 | 46 | 2.0839 | 4.9463 |  |  |  | 0 | 0
2016-05-08 10:00:00 | 0.098305 | 0.093901 | 0.093902 | [6 empty] | -24.79 |  |  | -76.09 | 48.71 | 1.9338 | 4.5744 |  |  |  | 0 | 0
2016-05-08 11:00:00 | 0.094189 | 0.090484 | 0.090485 | [6 empty] | -24.79 |  |  | -100.06 | 52.41 | 1.8194 | 4.3176 |  |  |  | 0 | 0
2016-05-08 12:00:00 | 0.091527 | 0.087555 | 0.087556 | [6 empty] | -24.79 |  |  | -130.09 | 51.62 | 1.7952 | 4.2512 |  |  |  | 0 | 0
2016-05-08 13:00:00 | 0.085341 | 0.081934 | 0.081936 | [6 empty] | -24.79 |  |  | -82.06 | 46.29 | 1.6367 | 3.8638 |  |  |  | 0 | 0
2016-05-08 14:00:00 | 0.083151 | 0.07951 | 0.079511 | [6 empty] | -24.79 |  |  | -76 | 44.24 | 1.6179 | 3.8124 |  |  |  | 0 | 0
2016-05-08 15:00:00 | 0.080042 | 0.076915 | 0.076917 | [6 empty] | -24.79 |  |  | -0.6 | 40.61 | 1.5306 | 3.6145 |  |  |  | 0 | 0
2016-05-08 16:00:00 | 0.083791 | 0.081295 | 0.081297 | [6 empty] | -24.79 |  |  | 10.4 | 40.92 | 1.5544 | 3.6968 |  |  |  | 0 | 0
2016-05-08 17:00:00 | 0.086928 | 0.08434 | 0.084342 | [6 empty] | -24.79 |  |  | 19.35 | 45.94 | 1.6241 | 3.8763 |  |  |  | 0 | 0
2016-05-08 18:00:00 | 0.091532 | 0.088273 | 0.088275 | [6 empty] | -24.79 |  |  | 19.4 | 51.33 | 1.7544 | 4.182 |  |  |  | 0 | 0
2016-05-08 19:00:00 | 0.099798 | 0.096766 | 0.096767 | [6 empty] | -24.79 |  |  | 20.02 | 56.21 | 1.8759 | 4.4847 |  |  |  | 0 | 0
2016-05-08 20:00:00 | 0.10624 | 0.10315 | 0.10315 | [6 empty] | -24.79 |  |  | 20.12 | 58.48 | 1.9753 | 4.7112 |  |  |  | 0 | 0
2016-05-08 21:00:00 | 0.098039 | 0.09336 | 0.093362 | [6 empty] | -24.79 |  |  | 18.66 | 64.94 | 1.9526 | 4.6125 |  |  |  | 0 | 0
2016-05-08 22:00:00 | 0.083336 | 0.078904 | 0.078907 | [6 empty] | -24.79 |  |  | 14.28 | 67.93 | 1.6599 | 3.8717 |  |  |  | 0 | 0
2016-05-08 23:00:00 | 0.064543 | 0.063128 | 0.063131 | [6 empty] | -24.79 |  |  | 12.68 | 58.78 | 1.1306 | 2.6571 |  |  |  | 0 | 0
2016-05-09 00:00:00 | 0.056213 | 0.057619 | 0.057623 | [6 empty] | -24.79 |  |  | 12.09 | 44.74 | 0.74414 | 1.7411 |  |  |  | 0 | 0
2016-05-09 01:00:00 | 0.056352 | 0.057462 | 0.057465 | [6 empty] | -24.79 |  |  | 9.57 | 41.84 | 0.76048 | 1.7661 |  |  |  | 0 | 0
2016-05-09 02:00:00 | 0.05855 | 0.0607 | 0.060704 | [6 empty] | -24.79 |  |  | 11 | 32.94 | 0.71001 | 1.6571 |  |  |  | 0 | 0
2016-05-09 03:00:00 | 0.070421 | 0.07361 | 0.073614 | [6 empty] | -24.79 |  |  | 14.18 | 27.81 | 0.79895 | 1.864 |  |  |  | 0 | 0
2016-05-09 04:00:00 | 0.098468 | 0.10139 | 0.1014 | [6 empty] | -24.79 |  |  | 28.57 | 32.98 | 1.2858 | 3.0412 |  |  |  | 0 | 0
2016-05-09 05:00:00 | 0.13306 | 0.13609 | 0.1361 | [6 empty] | -24.79 |  |  | 32.95 | 46.58 | 1.9237 | 4.6786 |  |  |  | 0.023358 | 0
2016-05-09 06:00:00 | 0.14433 | 0.14636 | 0.14636 | [6 empty] | -24.79 |  |  | 34.69 | 64.99 | 2.1796 | 5.2768 |  |  |  | 0.034626 | 0
2016-05-09 07:00:00 | 0.12803 | 0.12589 | 0.1259 | [6 empty] | -24.79 |  |  | 31.24 | 70 | 2.1878 | 5.1711 |  |  |  | 0.018329 | 0
2016-05-09 08:00:00 | 0.11519 | 0.11374 | 0.11374 | [6 empty] | -24.79 |  |  | 24.23 | 82.62 | 1.9314 | 4.5667 |  |  |  | 0.0054932 | 0
2016-05-09 09:00:00 | 0.11054 | 0.10863 | 0.10863 | [6 empty] | -24.79 |  |  | 22.15 | 79.33 | 1.8983 | 4.488 |  |  |  | 0.00083496 | 0
2016-05-09 10:00:00 | 0.10129 | 0.099179 | 0.099181 | [6 empty] | -24.79 |  |  | 17.08 | 76.1 | 1.7616 | 4.1509 |  |  |  | 0 | 0
2016-05-09 11:00:00 | 0.097348 | 0.095846 | 0.095849 | [6 empty] | -24.79 |  |  | 12.01 | 70.94 | 1.6574 | 3.9179 |  |  |  | 0 | 0
2016-05-09 12:00:00 | 0.090577 | 0.088072 | 0.088074 | [6 empty] | -24.79 |  |  | 10.85 | 67.94 | 1.6355 | 3.858 |  |  |  | 0 | 0
2016-05-09 13:00:00 | 0.085446 | 0.083559 | 0.083561 | [6 empty] | -24.79 |  |  | 18.63 | 66.97 | 1.4911 | 3.5065 |  |  |  | 0 | 0
2016-05-09 14:00:00 | 0.081263 | 0.07878 | 0.078782 | [6 empty] | -24.79 |  |  | 21 | 66.01 | 1.474 | 3.4599 |  |  |  | 0 | 0
2016-05-09 15:00:00 | 0.077365 | 0.075171 | 0.075173 | [6 empty] | -24.79 |  |  | 23.71 | 65.2 | 1.3945 | 3.2803 |  |  |  | 0 | 0
2016-05-09 16:00:00 | 0.079543 | 0.077705 | 0.077706 | [6 empty] | -24.79 |  |  | 27.12 | 63.61 | 1.4161 | 3.3547 |  |  |  | 0 | 0
2016-05-09 17:00:00 | 0.083077 | 0.081268 | 0.081269 | [6 empty] | -24.79 |  |  | 31.46 | 65.15 | 1.4796 | 3.5175 |  |  |  | 0 | 0
2016-05-09 18:00:00 | 0.090374 | 0.088486 | 0.088488 | [6 empty] | -24.79 |  |  | 31.28 | 66.2 | 1.5983 | 3.7951 |  |  |  | 0 | 0
2016-05-09 19:00:00 | 0.096398 | 0.094441 | 0.094443 | [6 empty] | -24.79 |  |  | 30 | 69.31 | 1.709 | 4.0695 |  |  |  | 0 | 0
2016-05-09 20:00:00 | 0.096718 | 0.093728 | 0.09373 | [6 empty] | -24.79 |  |  | 24.92 | 67.95 | 1.7996 | 4.2752 |  |  |  | 0 | 0
2016-05-09 21:00:00 | 0.092017 | 0.088069 | 0.088071 | [6 empty] | -24.79 |  |  | 21.83 | 67.92 | 1.779 | 4.1862 |  |  |  | 0 | 0
2016-05-09 22:00:00 | 0.076288 | 0.072181 | 0.072184 | [6 empty] | -24.79 |  |  | 22.55 | 64.93 | 1.5125 | 3.5144 |  |  |  | 0 | 0
2016-05-09 23:00:00 | 0.059821 | 0.05862 | 0.058623 | [6 empty] | -24.79 |  |  | 21.09 | 51.6 | 1.0304 | 2.4126 |  |  |  | 0 | 0
2016-05-10 00:00:00 | 0.054581 | 0.055729 | 0.055733 | [6 empty] | -24.79 |  |  | 19.61 | 47.55 | 0.74133 | 1.7342 |  |  |  | 0 | 0
2016-05-10 01:00:00 | 0.055499 | 0.056489 | 0.056492 | [6 empty] | -24.79 |  |  | 19.33 | 45.43 | 0.7576 | 1.7591 |  |  |  | 0 | 0
2016-05-10 02:00:00 | 0.057803 | 0.059851 | 0.059854 | [6 empty] | -24.79 |  |  | 19.87 | 44.38 | 0.70732 | 1.6506 |  |  |  | 0 | 0
2016-05-10 03:00:00 | 0.069748 | 0.072851 | 0.072855 | [6 empty] | -24.79 |  |  | 21.56 | 44.94 | 0.79592 | 1.8566 |  |  |  | 0 | 0
2016-05-10 04:00:00 | 0.096809 | 0.099491 | 0.099496 | [6 empty] | -24.79 |  |  | 28.5 | 45.47 | 1.281 | 3.0291 |  |  |  | 0 | 0
2016-05-10 05:00:00 | 0.13318 | 0.1363 | 0.1363 | [6 empty] | -24.79 |  |  | 31.87 | 45.88 | 1.9164 | 4.66 |  |  |  | 0.023475 | 0
2016-05-10 06:00:00 | 0.14418 | 0.14627 | 0.14627 | [6 empty] | -24.79 |  |  | 36.66 | 55.45 | 2.1713 | 5.2558 |  |  |  | 0.034481 | 0
2016-05-10 07:00:00 | 0.13094 | 0.1294 | 0.1294 | [6 empty] | -24.79 |  |  | 34.61 | 67.43 | 2.1794 | 5.1505 |  |  |  | 0.021242 | 0
2016-05-10 08:00:00 | 0.1177 | 0.11676 | 0.11677 | [6 empty] | -24.79 |  |  | 29.96 | 77.4 | 1.9241 | 4.5486 |  |  |  | 0.0080038 | 0
2016-05-10 09:00:00 | 0.11317 | 0.1118 | 0.1118 | [6 empty] | -24.79 |  |  | 25.54 | 72.99 | 1.8911 | 4.4701 |  |  |  | 0.0034715 | 0
2016-05-10 10:00:00 | 0.10307 | 0.10133 | 0.10134 | [6 empty] | -24.79 |  |  | 23.46 | 71.29 | 1.7549 | 4.1344 |  |  |  | 0 | 0
2016-05-10 11:00:00 | 0.099584 | 0.098538 | 0.098541 | [6 empty] | -24.79 |  |  | 23.34 | 74.06 | 1.6511 | 3.9024 |  |  |  | 0 | 0
2016-05-10 12:00:00 | 0.092053 | 0.08987 | 0.089873 | [6 empty] | -24.79 |  |  | 23.41 | 72.97 | 1.6293 | 3.8427 |  |  |  | 0 | 0
2016-05-10 13:00:00 | 0.084934 | 0.083016 | 0.083018 | [6 empty] | -24.79 |  |  | 27.6 | 71 | 1.4854 | 3.4925 |  |  |  | 0 | 0
2016-05-10 14:00:00 | 0.081322 | 0.078907 | 0.078909 | [6 empty] | -24.79 |  |  | 28.21 | 72.14 | 1.4684 | 3.4462 |  |  |  | 0 | 0
2016-05-10 15:00:00 | 0.076657 | 0.074393 | 0.074395 | [6 empty] | -24.79 |  |  | 30.69 | 70.98 | 1.3892 | 3.2673 |  |  |  | 0 | 0
2016-05-10 16:00:00 | 0.078493 | 0.076525 | 0.076527 | [6 empty] | -24.79 |  |  | 31.93 | 69.3 | 1.4107 | 3.3414 |  |  |  | 0 | 0
2016-05-10 17:00:00 | 0.081904 | 0.079945 | 0.079947 | [6 empty] | -24.79 |  |  | 32.5 | 68.96 | 1.4739 | 3.5035 |  |  |  | 0 | 0
2016-05-10 18:00:00 | 0.088954 | 0.086877 | 0.086879 | [6 empty] | -24.79 |  |  | 32.25 | 70.52 | 1.5923 | 3.78 |  |  |  | 0 | 0
2016-05-10 19:00:00 | 0.093954 | 0.091633 | 0.091635 | [6 empty] | -24.79 |  |  | 31.99 | 71.48 | 1.7025 | 4.0533 |  |  |  | 0 | 0
2016-05-10 20:00:00 | 0.094716 | 0.091444 | 0.091446 | [6 empty] | -24.79 |  |  | 29.96 | 72.92 | 1.7927 | 4.2582 |  |  |  | 0 | 0
2016-05-10 21:00:00 | 0.090253 | 0.086065 | 0.086067 | [6 empty] | -24.79 |  |  | 22.34 | 70.98 | 1.7723 | 4.1696 |  |  |  | 0 | 0
2016-05-10 22:00:00 | 0.074354 | 0.069969 | 0.069971 | [6 empty] | -24.79 |  |  | 22.4 | 61.59 | 1.5067 | 3.5005 |  |  |  | 0 | 0
2016-05-10 23:00:00 | 0.057502 | 0.055935 | 0.055937 | [6 empty] | -24.79 |  |  | 20.54 | 54.46 | 1.0265 | 2.403 |  |  |  | 0 | 0
2016-05-11 00:00:00 | 0.05239 | 0.053462 | 0.053466 | [6 empty] | -24.79 |  |  | 19.92 | 51.24 | 0.71169 | 1.6619 |  |  |  | 0 | 0
2016-05-11 01:00:00 | 0.053271 | 0.054191 | 0.054194 | [6 empty] | -24.79 |  |  | 19.11 | 48.81 | 0.72729 | 1.6858 |  |  |  | 0 | 0
2016-05-11 02:00:00 | 0.055482 | 0.057418 | 0.057421 | [6 empty] | -24.79 |  |  | 19.87 | 48.1 | 0.67902 | 1.5817 |  |  |  | 0 | 0
2016-05-11 03:00:00 | 0.066946 | 0.069891 | 0.069895 | [6 empty] | -24.79 |  |  | 21.84 | 47.9 | 0.76403 | 1.779 |  |  |  | 0 | 0
2016-05-11 04:00:00 | 0.09292 | 0.095441 | 0.095446 | [6 empty] | -24.79 |  |  | 28.96 | 48.76 | 1.2296 | 2.9024 |  |  |  | 0 | 0
2016-05-11 05:00:00 | 0.12782 | 0.13074 | 0.13074 | [6 empty] | -24.79 |  |  | 35.27 | 49.76 | 1.8393 | 4.4641 |  |  |  | 0.01812 | 0
2016-05-11 06:00:00 | 0.13838 | 0.14029 | 0.14029 | [6 empty] | -24.79 |  |  | 39.6 | 62.9 | 2.0839 | 5.0345 |  |  |  | 0.028682 | 0
2016-05-11 07:00:00 | 0.12568 | 0.12411 | 0.12411 | [6 empty] | -24.79 |  |  | 34.94 | 74.23 | 2.0918 | 4.9337 |  |  |  | 0.015976 | 0
2016-05-11 08:00:00 | 0.11297 | 0.11199 | 0.11199 | [6 empty] | -24.79 |  |  | 29.41 | 73.01 | 1.8468 | 4.3574 |  |  |  | 0.0032724 | 0
2016-05-11 09:00:00 | 0.10862 | 0.10723 | 0.10723 | [6 empty] | -24.79 |  |  | 24.58 | 72.2 | 1.8151 | 4.2823 |  |  |  | 0 | 0
2016-05-11 10:00:00 | 0.098924 | 0.097188 | 0.097191 | [6 empty] | -24.79 |  |  | 22.19 | 72.09 | 1.6845 | 3.9608 |  |  |  | 0 | 0
2016-05-11 11:00:00 | 0.095582 | 0.094509 | 0.094511 | [6 empty] | -24.79 |  |  | 20.87 | 75.75 | 1.5848 | 3.7386 |  |  |  | 0 | 0
2016-05-11 12:00:00 | 0.088355 | 0.086192 | 0.086194 | [6 empty] | -24.79 |  |  | 20.74 | 72.71 | 1.5639 | 3.6815 |  |  |  | 0 | 0
2016-05-11 13:00:00 | 0.081522 | 0.079619 | 0.079621 | [6 empty] | -24.79 |  |  | 21.73 | 71.07 | 1.4258 | 3.3461 |  |  |  | 0 | 0
2016-05-11 14:00:00 | 0.078055 | 0.075676 | 0.075678 | [6 empty] | -24.79 |  |  | 22.54 | 73.47 | 1.4095 | 3.3017 |  |  |  | 0 | 0
2016-05-11 15:00:00 | 0.073578 | 0.071347 | 0.071349 | [6 empty] | -24.79 |  |  | 23.36 | 71.03 | 1.3334 | 3.1303 |  |  |  | 0 | 0
2016-05-11 16:00:00 | 0.07534 | 0.073391 | 0.073393 | [6 empty] | -24.79 |  |  | 25.87 | 68.9 | 1.354 | 3.2012 |  |  |  | 0 | 0
2016-05-11 17:00:00 | 0.078613 | 0.076671 | 0.076672 | [6 empty] | -24.79 |  |  | 31.32 | 67.94 | 1.4148 | 3.3564 |  |  |  | 0 | 0
2016-05-11 18:00:00 | 0.08538 | 0.08332 | 0.083322 | [6 empty] | -24.79 |  |  | 29.94 | 68.07 | 1.5284 | 3.6214 |  |  |  | 0 | 0
2016-05-11 19:00:00 | 0.090178 | 0.087879 | 0.08788 | [6 empty] | -24.79 |  |  | 25.09 | 70.99 | 1.6341 | 3.8831 |  |  |  | 0 | 0
2016-05-11 20:00:00 | 0.090911 | 0.087695 | 0.087696 | [6 empty] | -24.79 |  |  | 22.23 | 74.93 | 1.7208 | 4.0795 |  |  |  | 0 | 0
2016-05-11 21:00:00 | 0.086629 | 0.082536 | 0.082537 | [6 empty] | -24.79 |  |  | 19.44 | 74.05 | 1.7012 | 3.9949 |  |  |  | 0 | 0
2016-05-11 22:00:00 | 0.071371 | 0.0671 | 0.067102 | [6 empty] | -24.79 |  |  | 19.5 | 68.82 | 1.4464 | 3.3541 |  |  |  | 0 | 0
2016-05-11 23:00:00 | 0.055196 | 0.05365 | 0.053652 | [6 empty] | -24.79 |  |  | 17.81 | 56.16 | 0.9854 | 2.3028 |  |  |  | 0 | 0
2016-05-12 00:00:00 | 0.060763 | 0.061991 | 0.061994 | [6 empty] | -24.79 |  |  | 14.67 | 57.32 | 0.83794 | 1.9696 |  |  |  | 0 | 0
2016-05-12 01:00:00 | 0.061789 | 0.062837 | 0.06284 | [6 empty] | -24.79 |  |  | 14 | 52.74 | 0.85637 | 1.998 |  |  |  | 0 | 0
2016-05-12 02:00:00 | 0.064287 | 0.066506 | 0.06651 | [6 empty] | -24.79 |  |  | 13.02 | 49.7 | 0.79958 | 1.8749 |  |  |  | 0 | 0
2016-05-12 03:00:00 | 0.077528 | 0.080903 | 0.080908 | [6 empty] | -24.79 |  |  | 18.08 | 48.93 | 0.89988 | 2.1095 |  |  |  | 0 | 0
2016-05-12 04:00:00 | 0.10776 | 0.11066 | 0.11066 | [6 empty] | -24.79 |  |  | 24.08 | 50.08 | 1.4483 | 3.4419 |  |  |  | 0 | 0
2016-05-12 05:00:00 | 0.14838 | 0.15179 | 0.15179 | [6 empty] | -24.79 |  |  | 30.93 | 51.92 | 2.1675 | 5.298 |  |  |  | 0.03868 | 0
2016-05-12 06:00:00 | 0.16073 | 0.16298 | 0.16298 | [6 empty] | -24.79 |  |  | 34.05 | 69.04 | 2.456 | 5.9762 |  |  |  | 0.051028 | 0
2016-05-12 07:00:00 | 0.14615 | 0.14436 | 0.14436 | [6 empty] | -24.79 |  |  | 30.96 | 81.25 | 2.4652 | 5.8563 |  |  |  | 0.036445 | 0
2016-05-12 08:00:00 | 0.13134 | 0.13022 | 0.13022 | [6 empty] | -24.79 |  |  | 28.93 | 83.1 | 2.1761 | 5.171 |  |  |  | 0.021635 | 0
2016-05-12 09:00:00 | 0.12631 | 0.12472 | 0.12472 | [6 empty] | -24.79 |  |  | 26.95 | 87.77 | 2.1388 | 5.0818 |  |  |  | 0.016613 | 0
2016-05-12 10:00:00 | 0.11506 | 0.11307 | 0.11307 | [6 empty] | -24.79 |  |  | 25.24 | 86.99 | 1.9847 | 4.6996 |  |  |  | 0.0053588 | 0
2016-05-12 11:00:00 | 0.11113 | 0.10991 | 0.10991 | [6 empty] | -24.79 |  |  | 24.15 | 90.07 | 1.8673 | 4.4358 |  |  |  | 0.0014321 | 0
2016-05-12 12:00:00 | 0.10281 | 0.10034 | 0.10034 | [6 empty] | -24.79 |  |  | 24.75 | 74.94 | 1.8424 | 4.3675 |  |  |  | 0 | 0
2016-05-12 13:00:00 | 0.094848 | 0.092663 | 0.092666 | [6 empty] | -24.79 |  |  | 25.07 | 73.99 | 1.6797 | 3.9695 |  |  |  | 0 | 0
2016-05-12 14:00:00 | 0.090851 | 0.088118 | 0.088121 | [6 empty] | -24.79 |  |  | 25.14 | 72.1 | 1.6605 | 3.9166 |  |  |  | 0 | 0
2016-05-12 15:00:00 | 0.085644 | 0.083084 | 0.083086 | [6 empty] | -24.79 |  |  | 27.47 | 72.02 | 1.5709 | 3.7133 |  |  |  | 0 | 0
2016-05-12 16:00:00 | 0.087689 | 0.085461 | 0.085463 | [6 empty] | -24.79 |  |  | 29.79 | 70.02 | 1.5953 | 3.798 |  |  |  | 0 | 0
2016-05-12 17:00:00 | 0.091501 | 0.089286 | 0.089287 | [6 empty] | -24.79 |  |  | 32.91 | 71 | 1.6669 | 3.9823 |  |  |  | 0 | 0
2016-05-12 18:00:00 | 0.099368 | 0.097017 | 0.097019 | [6 empty] | -24.79 |  |  | 32.85 | 70.5 | 1.8006 | 4.2964 |  |  |  | 0 | 0
2016-05-12 19:00:00 | 0.10497 | 0.10235 | 0.10235 | [6 empty] | -24.79 |  |  | 31.84 | 69.34 | 1.9253 | 4.6074 |  |  |  | 0 | 0
2016-05-12 20:00:00 | 0.10589 | 0.10221 | 0.10221 | [6 empty] | -24.79 |  |  | 29.98 | 69.08 | 2.0274 | 4.8401 |  |  |  | 0 | 0
2016-05-12 21:00:00 | 0.10095 | 0.09625 | 0.096252 | [6 empty] | -24.79 |  |  | 25.14 | 69 | 2.004 | 4.7385 |  |  |  | 0 | 0
2016-05-12 22:00:00 | 0.0832 | 0.078282 | 0.078284 | [6 empty] | -24.79 |  |  | 23.07 | 62 | 1.7035 | 3.9773 |  |  |  | 0 | 0
2016-05-12 23:00:00 | 0.064221 | 0.062441 | 0.062444 | [6 empty] | -24.79 |  |  | 21.41 | 56.27 | 1.1603 | 2.7293 |  |  |  | 0 | 0
2016-05-13 00:00:00 | 0.081584 | 0.083498 | 0.083502 | [6 empty] | -24.79 |  |  | 21.04 | 50.99 | 1.1491 | 2.759 |  |  |  | 0 | 0
2016-05-13 01:00:00 | 0.08221 | 0.084076 | 0.08408 | [6 empty] | -24.79 |  |  | 20.55 | 48.06 | 1.1495 | 2.7461 |  |  |  | 0 | 0
2016-05-13 02:00:00 | 0.085327 | 0.087904 | 0.087908 | [6 empty] | -24.79 |  |  | 21.13 | 46.35 | 1.133 | 2.7063 |  |  |  | 0 | 0
2016-05-13 03:00:00 | 0.099217 | 0.10225 | 0.10225 | [6 empty] | -24.79 |  |  | 23 | 45.45 | 1.2956 | 3.0749 |  |  |  | 0 | 0
2016-05-13 04:00:00 | 0.12977 | 0.13217 | 0.13218 | [6 empty] | -24.79 |  |  | 28.07 | 46.41 | 1.8756 | 4.4964 |  |  |  | 0.020069 | 0
2016-05-13 05:00:00 | 0.18204 | 0.18366 | 0.18367 | [6 empty] | -24.79 |  |  | 36.14 | 48.8 | 2.8657 | 6.959 |  |  |  | 0.072334 | 0
2016-05-13 06:00:00 | 0.20142 | 0.20106 | 0.20106 | [6 empty] | -24.79 |  |  | 40.21 | 52.72 | 3.3619 | 8.1546 |  |  |  | 0.091715 | 0
2016-05-13 07:00:00 | 0.18937 | 0.18828 | 0.18828 | [6 empty] | -24.79 |  |  | 38.23 | 64.41 | 3.1781 | 7.6548 |  |  |  | 0.079671 | 0
2016-05-13 08:00:00 | 0.17534 | 0.17391 | 0.17391 | [6 empty] | -24.79 |  |  | 35.37 | 69.2 | 2.9655 | 7.1205 |  |  |  | 0.065636 | 0
2016-05-13 09:00:00 | 0.16132 | 0.15917 | 0.15917 | [6 empty] | -24.79 |  |  | 35.45 | 66.99 | 2.782 | 6.653 |  |  |  | 0.051615 | 0
2016-05-13 10:00:00 | 0.1492 | 0.14654 | 0.14655 | [6 empty] | -24.79 |  |  | 30.94 | 67.83 | 2.6309 | 6.2868 |  |  |  | 0.039495 | 0
2016-05-13 11:00:00 | 0.14257 | 0.14066 | 0.14067 | [6 empty] | -24.79 |  |  | 27.99 | 66.79 | 2.4688 | 5.9115 |  |  |  | 0.032867 | 0
2016-05-13 12:00:00 | 0.13498 | 0.13221 | 0.13222 | [6 empty] | -24.79 |  |  | 25.28 | 66.2 | 2.4082 | 5.7457 |  |  |  | 0.025283 | 0
2016-05-13 13:00:00 | 0.12802 | 0.12499 | 0.12499 | [6 empty] | -24.79 |  |  | 23.8 | 64.13 | 2.3319 | 5.5759 |  |  |  | 0.018323 | 0
2016-05-13 14:00:00 | 0.12376 | 0.12092 | 0.12092 | [6 empty] | -24.79 |  |  | 23.53 | 57.09 | 2.2513 | 5.3894 |  |  |  | 0.014063 | 0
2016-05-13 15:00:00 | 0.12275 | 0.11984 | 0.11984 | [6 empty] | -24.79 |  |  | 24.01 | 56.07 | 2.2599 | 5.4319 |  |  |  | 0.013048 | 0
2016-05-13 16:00:00 | 0.12499 | 0.12198 | 0.12199 | [6 empty] | -24.79 |  |  | 26.37 | 55.92 | 2.3156 | 5.5782 |  |  |  | 0.015294 | 0
2016-05-13 17:00:00 | 0.12961 | 0.12638 | 0.12638 | [6 empty] | -24.79 |  |  | 29 | 59.53 | 2.4304 | 5.8765 |  |  |  | 0.019911 | 0
2016-05-13 18:00:00 | 0.14054 | 0.13743 | 0.13744 | [6 empty] | -24.79 |  |  | 27.1 | 65.96 | 2.61 | 6.324 |  |  |  | 0.030839 | 0
2016-05-13 19:00:00 | 0.14505 | 0.14012 | 0.14012 | [6 empty] | -24.79 |  |  | 25.03 | 70.21 | 2.8281 | 6.8222 |  |  |  | 0.035345 | 0
2016-05-13 20:00:00 | 0.1468 | 0.1413 | 0.1413 | [6 empty] | -24.79 |  |  | 26.96 | 71.95 | 2.8924 | 6.9562 |  |  |  | 0.037097 | 0
2016-05-13 21:00:00 | 0.13508 | 0.12866 | 0.12866 | [6 empty] | -24.79 |  |  | 23.02 | 71.95 | 2.7653 | 6.6235 |  |  |  | 0.025375 | 0
2016-05-13 22:00:00 | 0.10904 | 0.10291 | 0.10291 | [6 empty] | -24.79 |  |  | 13.76 | 68.92 | 2.2673 | 5.3672 |  |  |  | 0 | 0
2016-05-13 23:00:00 | 0.087726 | 0.08656 | 0.086564 | [6 empty] | -24.79 |  |  | 13.1 | 60.06 | 1.5238 | 3.6461 |  |  |  | 0 | 0
2016-05-14 00:00:00 | 0.10864 | 0.11051 | 0.11051 | [6 empty] | -24.79 |  |  | 11.51 | 53.2 | 1.6153 | 3.9031 |  |  |  | 0 | 0
2016-05-14 01:00:00 | 0.11043 | 0.11239 | 0.11239 | [6 empty] | -24.79 |  |  | 9.71 | 53.1 | 1.6162 | 3.8858 |  |  |  | 0.00072723 | 0
2016-05-14 02:00:00 | 0.1141 | 0.11693 | 0.11694 | [6 empty] | -24.79 |  |  | 10.37 | 49.95 | 1.5932 | 3.8306 |  |  |  | 0.0043985 | 0
2016-05-14 03:00:00 | 0.13491 | 0.13864 | 0.13864 | [6 empty] | -24.79 |  |  | 10.21 | 48.99 | 1.822 | 4.3529 |  |  |  | 0.025206 | 0
2016-05-14 04:00:00 | 0.17156 | 0.17342 | 0.17343 | [6 empty] | -24.79 |  |  | 9.91 | 48.48 | 2.6375 | 6.3651 |  |  |  | 0.061857 | 0
2016-05-14 05:00:00 | 0.23598 | 0.23539 | 0.2354 | [6 empty] | -24.79 |  |  | 11.24 | 48.72 | 4.0311 | 9.8563 |  |  |  | 0.12628 | 0
2016-05-14 06:00:00 | 0.26534 | 0.26244 | 0.26245 | [6 empty] | -24.79 |  |  | 15.57 | 48.06 | 4.7297 | 11.5529 |  |  |  | 0.15564 | 0
2016-05-14 07:00:00 | 0.25076 | 0.2472 | 0.2472 | [6 empty] | -24.79 |  |  | 14.86 | 50.03 | 4.472 | 10.8481 |  |  |  | 0.14106 | 0
2016-05-14 08:00:00 | 0.22994 | 0.22566 | 0.22566 | [6 empty] | -24.79 |  |  | 11.99 | 55.85 | 4.172 | 10.0872 |  |  |  | 0.12023 | 0
2016-05-14 09:00:00 | 0.21741 | 0.21334 | 0.21335 | [6 empty] | -24.79 |  |  | 11.37 | 56.79 | 3.9135 | 9.424 |  |  |  | 0.10771 | 0
2016-05-14 10:00:00 | 0.20127 | 0.19661 | 0.19661 | [6 empty] | -24.79 |  |  | 10.27 | 58.46 | 3.7008 | 8.9042 |  |  |  | 0.091568 | 0
2016-05-14 11:00:00 | 0.18943 | 0.18535 | 0.18535 | [6 empty] | -24.79 |  |  | 8.14 | 59.67 | 3.4725 | 8.3716 |  |  |  | 0.079731 | 0
2016-05-14 12:00:00 | 0.17384 | 0.16766 | 0.16766 | [6 empty] | -24.79 |  |  | 7.01 | 58.07 | 3.387 | 8.136 |  |  |  | 0.064135 | 0
2016-05-14 13:00:00 | 0.17228 | 0.16715 | 0.16715 | [6 empty] | -24.79 |  |  | 4.95 | 55.5 | 3.2799 | 7.8958 |  |  |  | 0.062574 | 0
2016-05-14 14:00:00 | 0.16596 | 0.16103 | 0.16103 | [6 empty] | -24.79 |  |  | 4.92 | 53.27 | 3.1666 | 7.6322 |  |  |  | 0.056262 | 0
2016-05-14 15:00:00 | 0.16273 | 0.1574 | 0.1574 | [6 empty] | -24.79 |  |  | 9.91 | 50.84 | 3.1788 | 7.6931 |  |  |  | 0.053033 | 0
2016-05-14 16:00:00 | 0.16521 | 0.15963 | 0.15964 | [6 empty] | -24.79 |  |  | 15.01 | 50.08 | 3.2573 | 7.9012 |  |  |  | 0.055511 | 0
2016-05-14 17:00:00 | 0.1753 | 0.17007 | 0.17007 | [6 empty] | -24.79 |  |  | 20.71 | 52.02 | 3.419 | 8.3244 |  |  |  | 0.065601 | 0
2016-05-14 18:00:00 | 0.18529 | 0.17933 | 0.17934 | [6 empty] | -24.79 |  |  | 20.46 | 54.94 | 3.6717 | 8.9584 |  |  |  | 0.075589 | 0
2016-05-14 19:00:00 | 0.1917 | 0.18324 | 0.18324 | [6 empty] | -24.79 |  |  | 19.3 | 56.26 | 3.9785 | 9.664 |  |  |  | 0.081999 | 0
2016-05-14 20:00:00 | 0.19835 | 0.18983 | 0.18983 | [6 empty] | -24.79 |  |  | 23.6 | 54.2 | 4.0686 | 9.8521 |  |  |  | 0.088647 | 0
2016-05-14 21:00:00 | 0.1842 | 0.17476 | 0.17476 | [6 empty] | -24.79 |  |  | 20.52 | 54.94 | 3.8894 | 9.379 |  |  |  | 0.074495 | 0
2016-05-14 22:00:00 | 0.15318 | 0.14501 | 0.14501 | [6 empty] | -24.79 |  |  | 20 | 57.27 | 3.1881 | 7.5962 |  |  |  | 0.043479 | 0
2016-05-14 23:00:00 | 0.1275 | 0.12691 | 0.12691 | [6 empty] | -24.79 |  |  | 12.98 | 55.53 | 2.1419 | 5.1573 |  |  |  | 0.017798 | 0
2016-05-15 00:00:00 | 0.17674 | 0.18276 | 0.18277 | [6 empty] | -24.79 |  |  | 11.94 | 56.72 | 2.4013 | 5.8702 |  |  |  | 0.067033 | 0
2016-05-15 01:00:00 | 0.17415 | 0.17718 | 0.17718 | [6 empty] | -24.79 |  |  | 9.13 | 50.09 | 2.629 | 6.4083 |  |  |  | 0.064443 | 0
2016-05-15 02:00:00 | 0.18732 | 0.1931 | 0.19311 | [6 empty] | -24.79 |  |  | 9.19 | 47.52 | 2.5614 | 6.2189 |  |  |  | 0.077618 | 0
2016-05-15 03:00:00 | 0.21974 | 0.22763 | 0.22764 | [6 empty] | -24.79 |  |  | 9.56 | 45.94 | 2.8617 | 6.9098 |  |  |  | 0.11004 | 0
2016-05-15 04:00:00 | 0.27761 | 0.28585 | 0.28586 | [6 empty] | -24.79 |  |  | 7.1 | 45.64 | 3.7987 | 9.1944 |  |  |  | 0.16791 | 0
2016-05-15 05:00:00 | 0.30454 | 0.29919 | 0.2992 | [6 empty] | -24.79 |  |  | 5.63 | 41.96 | 5.5705 | 13.539 |  |  |  | 0.19484 | 0
2016-05-15 06:00:00 | 0.31012 | 0.30447 | 0.30447 | [6 empty] | -24.79 |  |  | 5.5 | 35.81 | 5.8163 | 14.2908 |  |  |  | 0.20042 | 0
2016-05-15 07:00:00 | 0.29685 | 0.28961 | 0.28961 | [6 empty] | -24.79 |  |  | 4.57 | 41.06 | 5.6693 | 13.8459 |  |  |  | 0.18715 | 0
2016-05-15 08:00:00 | 0.28807 | 0.28047 | 0.28047 | [6 empty] | -24.79 |  |  | 3.5 | 45 | 5.5114 | 13.406 |  |  |  | 0.17837 | 0
2016-05-15 09:00:00 | 0.27128 | 0.26307 | 0.26307 | [6 empty] | -24.79 |  |  | 3.63 | 47.41 | 5.2255 | 12.6403 |  |  |  | 0.16158 | 0
2016-05-15 10:00:00 | 0.2624 | 0.25484 | 0.25485 | [6 empty] | -24.79 |  |  | 0.73 | 49.7 | 5.0174 | 12.1333 |  |  |  | 0.1527 | 0
2016-05-15 11:00:00 | 0.25026 | 0.24291 | 0.24291 | [6 empty] | -24.79 |  |  | -9.25 | 54.72 | 4.8138 | 11.6567 |  |  |  | 0.14055 | 0
2016-05-15 12:00:00 | 0.24209 | 0.23436 | 0.23437 | [6 empty] | -24.79 |  |  | -35.02 | 54.99 | 4.7177 | 11.4278 |  |  |  | 0.13239 | 0
2016-05-15 13:00:00 | 0.2435 | 0.23713 | 0.23714 | [6 empty] | -24.79 |  |  | -8.24 | 47.41 | 4.6412 | 11.2732 |  |  |  | 0.1338 | 0
2016-05-15 14:00:00 | 0.24004 | 0.23267 | 0.23268 | [6 empty] | -24.79 |  |  | -2.97 | 45.14 | 4.6677 | 11.3273 |  |  |  | 0.13034 | 0
2016-05-15 15:00:00 | 0.25099 | 0.24465 | 0.24466 | [6 empty] | -24.79 |  |  | 2.49 | 44 | 4.7825 | 11.6402 |  |  |  | 0.14129 | 0
2016-05-15 16:00:00 | 0.26414 | 0.25757 | 0.25757 | [6 empty] | -24.79 |  |  | 14.45 | 43.19 | 5.0302 | 12.2507 |  |  |  | 0.15444 | 0
2016-05-15 17:00:00 | 0.27229 | 0.26486 | 0.26486 | [6 empty] | -24.79 |  |  | 21.41 | 45 | 5.2798 | 12.8941 |  |  |  | 0.16258 | 0
2016-05-15 18:00:00 | 0.27953 | 0.27051 | 0.27051 | [6 empty] | -24.79 |  |  | 21.69 | 48.45 | 5.5167 | 13.4322 |  |  |  | 0.16983 | 0
2016-05-15 19:00:00 | 0.28928 | 0.28027 | 0.28027 | [6 empty] | -24.79 |  |  | 22.95 | 54.09 | 5.6667 | 13.7829 |  |  |  | 0.17958 | 0
2016-05-15 20:00:00 | 0.28271 | 0.27276 | 0.27276 | [6 empty] | -24.79 |  |  | 24.28 | 64.61 | 5.624 | 13.6509 |  |  |  | 0.17301 | 0
2016-05-15 21:00:00 | 0.2618 | 0.25269 | 0.2527 | [6 empty] | -24.79 |  |  | 22.36 | 64.97 | 5.1493 | 12.4445 |  |  |  | 0.1521 | 0
2016-05-15 22:00:00 | 0.219 | 0.21191 | 0.21191 | [6 empty] | -24.79 |  |  | 17.85 | 66.25 | 4.2423 | 10.2235 |  |  |  | 0.1093 | 0
2016-05-15 23:00:00 | 0.18042 | 0.17923 | 0.17924 | [6 empty] | -24.79 |  |  | 16.86 | 54.73 | 3.0712 | 7.4123 |  |  |  | 0.070716 | 0
2016-05-16 00:00:00 | 0.18984 | 0.19638 | 0.19639 | [6 empty] | -24.79 |  |  | 16.06 | 51.96 | 2.5772 | 6.3051 |  |  |  | 0.080139 | 0
2016-05-16 01:00:00 | 0.18705 | 0.19037 | 0.19038 | [6 empty] | -24.79 |  |  | 15.04 | 46.91 | 2.8217 | 6.883 |  |  |  | 0.077344 | 0
2016-05-16 02:00:00 | 0.20121 | 0.20749 | 0.2075 | [6 empty] | -24.79 |  |  | 14.06 | 42 | 2.7492 | 6.68 |  |  |  | 0.091509 | 0
2016-05-16 03:00:00 | 0.23604 | 0.2446 | 0.24461 | [6 empty] | -24.79 |  |  | 15.93 | 37.72 | 3.0716 | 7.4223 |  |  |  | 0.12634 | 0
2016-05-16 04:00:00 | 0.2982 | 0.30715 | 0.30717 | [6 empty] | -24.79 |  |  | 16.42 | 37.88 | 4.0772 | 9.8761 |  |  |  | 0.1885 | 0
2016-05-16 05:00:00 | 0.32707 | 0.32146 | 0.32147 | [6 empty] | -24.79 |  |  | 19.43 | 42 | 5.9789 | 14.5429 |  |  |  | 0.21736 | 0
2016-05-16 06:00:00 | 0.33306 | 0.32716 | 0.32716 | [6 empty] | -24.79 |  |  | 22.54 | 52.43 | 6.2434 | 15.3536 |  |  |  | 0.22336 | 0
2016-05-16 07:00:00 | 0.31881 | 0.31118 | 0.31118 | [6 empty] | -24.79 |  |  | 22.91 | 63.99 | 6.0855 | 14.8751 |  |  |  | 0.20911 | 0
2016-05-16 08:00:00 | 0.30938 | 0.30135 | 0.30135 | [6 empty] | -24.79 |  |  | 23.11 | 69.05 | 5.9158 | 14.4016 |  |  |  | 0.19968 | 0
2016-05-16 09:00:00 | 0.29134 | 0.28266 | 0.28266 | [6 empty] | -24.79 |  |  | 23.35 | 69.97 | 5.6088 | 13.5787 |  |  |  | 0.18164 | 0
2016-05-16 10:00:00 | 0.2818 | 0.27381 | 0.27382 | [6 empty] | -24.79 |  |  | 22.9 | 68.76 | 5.3854 | 13.0337 |  |  |  | 0.1721 | 0
2016-05-16 11:00:00 | 0.26876 | 0.26099 | 0.26099 | [6 empty] | -24.79 |  |  | 18.23 | 70.49 | 5.1668 | 12.5215 |  |  |  | 0.15906 | 0
2016-05-16 12:00:00 | 0.25998 | 0.25181 | 0.25181 | [6 empty] | -24.79 |  |  | 16.09 | 66.26 | 5.0637 | 12.2757 |  |  |  | 0.15028 | 0
2016-05-16 13:00:00 | 0.2615 | 0.25478 | 0.25479 | [6 empty] | -24.79 |  |  | 16.26 | 66.26 | 4.9816 | 12.1097 |  |  |  | 0.1518 | 0
2016-05-16 14:00:00 | 0.25779 | 0.24999 | 0.25 | [6 empty] | -24.79 |  |  | 17.15 | 61.37 | 5.0101 | 12.168 |  |  |  | 0.14809 | 0
2016-05-16 15:00:00 | 0.26955 | 0.26287 | 0.26287 | [6 empty] | -24.79 |  |  | 18.27 | 57.41 | 5.1333 | 12.5043 |  |  |  | 0.15985 | 0
2016-05-16 16:00:00 | 0.28368 | 0.27675 | 0.27675 | [6 empty] | -24.79 |  |  | 24 | 55.19 | 5.3992 | 13.1603 |  |  |  | 0.17397 | 0
2016-05-16 17:00:00 | 0.29242 | 0.28458 | 0.28458 | [6 empty] | -24.79 |  |  | 27.16 | 56.19 | 5.6672 | 13.8516 |  |  |  | 0.18272 | 0
2016-05-16 18:00:00 | 0.30019 | 0.29065 | 0.29065 | [6 empty] | -24.79 |  |  | 28.37 | 56.91 | 5.9214 | 14.4295 |  |  |  | 0.19049 | 0
2016-05-16 19:00:00 | 0.31066 | 0.30113 | 0.30113 | [6 empty] | -24.79 |  |  | 31.93 | 57.64 | 6.0823 | 14.806 |  |  |  | 0.20096 | 0
2016-05-16 20:00:00 | 0.30361 | 0.29305 | 0.29306 | [6 empty] | -24.79 |  |  | 29.99 | 56.51 | 6.0365 | 14.6638 |  |  |  | 0.1939 | 0
2016-05-16 21:00:00 | 0.28115 | 0.2715 | 0.2715 | [6 empty] | -24.79 |  |  | 24.99 | 56.3 | 5.5269 | 13.3674 |  |  |  | 0.17144 | 0
2016-05-16 22:00:00 | 0.23518 | 0.22766 | 0.22767 | [6 empty] | -24.79 |  |  | 30 | 56.37 | 4.5531 | 10.9801 |  |  |  | 0.12547 | 0
2016-05-16 23:00:00 | 0.19377 | 0.19257 | 0.19258 | [6 empty] | -24.79 |  |  | 24 | 51.54 | 3.2961 | 7.9607 |  |  |  | 0.084063 | 0
2016-05-17 00:00:00 | 0.17869 | 0.18287 | 0.18287 | [6 empty] | -24.79 |  |  | 22.82 | 49.03 | 2.6169 | 6.4032 |  |  |  | 0.068987 | 0
2016-05-17 01:00:00 | 0.19001 | 0.19342 | 0.19342 | [6 empty] | -24.79 |  |  | 21.6 | 48 | 2.8651 | 6.99 |  |  |  | 0.080312 | 0
2016-05-17 02:00:00 | 0.19792 | 0.20318 | 0.20319 | [6 empty] | -24.79 |  |  | 21.73 | 44.83 | 2.7915 | 6.7839 |  |  |  | 0.088215 | 0
2016-05-17 03:00:00 | 0.225 | 0.23113 | 0.23113 | [6 empty] | -24.79 |  |  | 22.91 | 42.29 | 3.1189 | 7.5379 |  |  |  | 0.1153 | 0
2016-05-17 04:00:00 | 0.27717 | 0.28179 | 0.2818 | [6 empty] | -24.79 |  |  | 29.95 | 43.19 | 4.1399 | 10.0298 |  |  |  | 0.16747 | 0
2016-05-17 05:00:00 | 0.3607 | 0.36005 | 0.36006 | [6 empty] | -24.79 |  |  | 36.36 | 49.08 | 6.0709 | 14.7692 |  |  |  | 0.251 | 0
2016-05-17 06:00:00 | 0.3791 | 0.3803 | 0.3803 | [6 empty] | -24.79 |  |  | 38 | 53.73 | 6.3397 | 15.5933 |  |  |  | 0.2694 | 0
2016-05-17 07:00:00 | 0.37646 | 0.37799 | 0.37799 | [6 empty] | -24.79 |  |  | 30.93 | 58.98 | 6.1793 | 15.1072 |  |  |  | 0.26676 | 0
2016-05-17 08:00:00 | 0.35467 | 0.35365 | 0.35365 | [6 empty] | -24.79 |  |  | 28.99 | 68.94 | 6.007 | 14.6261 |  |  |  | 0.24497 | 0
2016-05-17 09:00:00 | 0.33278 | 0.33046 | 0.33047 | [6 empty] | -24.79 |  |  | 32.22 | 69.96 | 5.6952 | 13.7903 |  |  |  | 0.22308 | 0
2016-05-17 10:00:00 | 0.31506 | 0.31204 | 0.31204 | [6 empty] | -24.79 |  |  | 31.61 | 71.22 | 5.4684 | 13.2367 |  |  |  | 0.20535 | 0
2016-05-17 11:00:00 | 0.30116 | 0.29825 | 0.29826 | [6 empty] | -24.79 |  |  | 30.08 | 76.18 | 5.2464 | 12.7165 |  |  |  | 0.19146 | 0
2016-05-17 12:00:00 | 0.2927 | 0.28946 | 0.28946 | [6 empty] | -24.79 |  |  | 29.93 | 75.45 | 5.1417 | 12.4669 |  |  |  | 0.183 | 0
2016-05-17 13:00:00 | 0.28824 | 0.28542 | 0.28542 | [6 empty] | -24.79 |  |  | 30 | 71.82 | 5.0583 | 12.2983 |  |  |  | 0.17853 | 0
2016-05-17 14:00:00 | 0.28672 | 0.2832 | 0.2832 | [6 empty] | -24.79 |  |  | 30.02 | 71.01 | 5.0872 | 12.3576 |  |  |  | 0.17701 | 0
2016-05-17 15:00:00 | 0.29003 | 0.28613 | 0.28614 | [6 empty] | -24.79 |  |  | 30.14 | 69.7 | 5.2123 | 12.6991 |  |  |  | 0.18033 | 0
2016-05-17 16:00:00 | 0.30029 | 0.29543 | 0.29543 | [6 empty] | -24.79 |  |  | 34.64 | 66.92 | 5.4824 | 13.3654 |  |  |  | 0.19059 | 0
2016-05-17 17:00:00 | 0.30522 | 0.29874 | 0.29874 | [6 empty] | -24.79 |  |  | 34.92 | 68 | 5.7546 | 14.0676 |  |  |  | 0.19552 | 0
2016-05-17 18:00:00 | 0.31314 | 0.30493 | 0.30494 | [6 empty] | -24.79 |  |  | 36.76 | 69.6 | 6.0127 | 14.6544 |  |  |  | 0.20344 | 0
2016-05-17 19:00:00 | 0.31693 | 0.30754 | 0.30754 | [6 empty] | -24.79 |  |  | 37.44 | 69.93 | 6.176 | 15.0367 |  |  |  | 0.20723 | 0
2016-05-17 20:00:00 | 0.30719 | 0.2963 | 0.29631 | [6 empty] | -24.79 |  |  | 33.22 | 68.94 | 6.1295 | 14.8922 |  |  |  | 0.19749 | 0
2016-05-17 21:00:00 | 0.27254 | 0.2605 | 0.2605 | [6 empty] | -24.79 |  |  | 29 | 69.09 | 5.612 | 13.5755 |  |  |  | 0.16284 | 0
2016-05-17 22:00:00 | 0.23189 | 0.22306 | 0.22307 | [6 empty] | -24.79 |  |  | 24.91 | 65.98 | 4.6231 | 11.1506 |  |  |  | 0.12219 | 0
2016-05-17 23:00:00 | 0.19377 | 0.19205 | 0.19205 | [6 empty] | -24.79 |  |  | 24.29 | 54.57 | 3.3468 | 8.0843 |  |  |  | 0.08407 | 0
2016-05-18 00:00:00 | 0.13125 | 0.13416 | 0.13417 | [6 empty] | -24.79 |  |  | 23.89 | 51.31 | 1.8982 | 4.5963 |  |  |  | 0.021547 | 0
2016-05-18 01:00:00 | 0.13661 | 0.14021 | 0.14021 | [6 empty] | -24.79 |  |  | 22.92 | 49.8 | 1.8995 | 4.5766 |  |  |  | 0.02691 | 0
2016-05-18 02:00:00 | 0.14268 | 0.14761 | 0.14761 | [6 empty] | -24.79 |  |  | 23.31 | 48.68 | 1.8726 | 4.5122 |  |  |  | 0.032978 | 0
2016-05-18 03:00:00 | 0.1679 | 0.17403 | 0.17404 | [6 empty] | -24.79 |  |  | 24.57 | 48.37 | 2.1415 | 5.1278 |  |  |  | 0.058199 | 0
2016-05-18 04:00:00 | 0.22128 | 0.22707 | 0.22708 | [6 empty] | -24.79 |  |  | 31.12 | 48.73 | 3.1 | 7.4981 |  |  |  | 0.11158 | 0
2016-05-18 05:00:00 | 0.30162 | 0.30543 | 0.30544 | [6 empty] | -24.79 |  |  | 37.06 | 49.94 | 4.7386 | 11.6139 |  |  |  | 0.19191 | 0
2016-05-18 06:00:00 | 0.33022 | 0.33033 | 0.33034 | [6 empty] | -24.79 |  |  | 39.48 | 57.56 | 5.5603 | 13.615 |  |  |  | 0.22051 | 0
2016-05-18 07:00:00 | 0.308 | 0.30644 | 0.30644 | [6 empty] | -24.79 |  |  | 35.31 | 69.67 | 5.2577 | 12.7864 |  |  |  | 0.1983 | 0
2016-05-18 08:00:00 | 0.28577 | 0.28373 | 0.28373 | [6 empty] | -24.79 |  |  | 32.58 | 73.58 | 4.9045 | 11.8873 |  |  |  | 0.17607 | 0
2016-05-18 09:00:00 | 0.26311 | 0.2599 | 0.25991 | [6 empty] | -24.79 |  |  | 30.98 | 72.18 | 4.6006 | 11.1053 |  |  |  | 0.15341 | 0
2016-05-18 10:00:00 | 0.24535 | 0.24165 | 0.24165 | [6 empty] | -24.79 |  |  | 31.12 | 69.93 | 4.3504 | 10.492 |  |  |  | 0.13565 | 0
2016-05-18 11:00:00 | 0.22807 | 0.22444 | 0.22444 | [6 empty] | -24.79 |  |  | 30.9 | 69.99 | 4.0818 | 9.8639 |  |  |  | 0.11837 | 0
2016-05-18 12:00:00 | 0.21928 | 0.21485 | 0.21485 | [6 empty] | -24.79 |  |  | 30.87 | 66.03 | 3.9812 | 9.5858 |  |  |  | 0.10958 | 0
2016-05-18 13:00:00 | 0.20895 | 0.20426 | 0.20427 | [6 empty] | -24.79 |  |  | 30.85 | 64.93 | 3.8553 | 9.3028 |  |  |  | 0.099248 | 0
2016-05-18 14:00:00 | 0.20299 | 0.19878 | 0.19879 | [6 empty] | -24.79 |  |  | 31.32 | 65.31 | 3.7223 | 8.9927 |  |  |  | 0.093292 | 0
2016-05-18 15:00:00 | 0.20111 | 0.19676 | 0.19676 | [6 empty] | -24.79 |  |  | 31.69 | 63.27 | 3.7367 | 9.0647 |  |  |  | 0.091406 | 0
2016-05-18 16:00:00 | 0.20379 | 0.19912 | 0.19913 | [6 empty] | -24.79 |  |  | 33.08 | 62.5 | 3.8291 | 9.3106 |  |  |  | 0.094089 | 0
2016-05-18 17:00:00 | 0.21139 | 0.20639 | 0.2064 | [6 empty] | -24.79 |  |  | 34.94 | 64.96 | 4.0193 | 9.8096 |  |  |  | 0.10169 | 0
2016-05-18 18:00:00 | 0.22723 | 0.22212 | 0.22213 | [6 empty] | -24.79 |  |  | 34.64 | 65.37 | 4.3164 | 10.5567 |  |  |  | 0.11753 | 0
2016-05-18 19:00:00 | 0.23653 | 0.2288 | 0.2288 | [6 empty] | -24.79 |  |  | 34.95 | 66.06 | 4.6769 | 11.3883 |  |  |  | 0.12683 | 0
2016-05-18 20:00:00 | 0.23839 | 0.22956 | 0.22956 | [6 empty] | -24.79 |  |  | 33.09 | 68.35 | 4.7826 | 11.609 |  |  |  | 0.12869 | 0
2016-05-18 21:00:00 | 0.22002 | 0.20978 | 0.20979 | [6 empty] | -24.79 |  |  | 27.2 | 63.97 | 4.5718 | 11.0502 |  |  |  | 0.11032 | 0
2016-05-18 22:00:00 | 0.17807 | 0.16831 | 0.16831 | [6 empty] | -24.79 |  |  | 24.88 | 58.97 | 3.747 | 8.9473 |  |  |  | 0.068373 | 0
2016-05-18 23:00:00 | 0.14256 | 0.1407 | 0.14071 | [6 empty] | -24.79 |  |  | 22.91 | 52.9 | 2.517 | 6.0728 |  |  |  | 0.032855 | 0
2016-05-19 00:00:00 | 0.091774 | 0.093853 | 0.093858 | [6 empty] | -24.79 |  |  | 22.23 | 49.93 | 1.3072 | 3.1475 |  |  |  | 0 | 0
2016-05-19 01:00:00 | 0.095559 | 0.098122 | 0.098127 | [6 empty] | -24.79 |  |  | 21.85 | 47.9 | 1.3079 | 3.133 |  |  |  | 0 | 0
2016-05-19 02:00:00 | 0.099858 | 0.10336 | 0.10337 | [6 empty] | -24.79 |  |  | 22.29 | 47.75 | 1.2891 | 3.088 |  |  |  | 0 | 0
2016-05-19 03:00:00 | 0.11754 | 0.1219 | 0.12191 | [6 empty] | -24.79 |  |  | 23.9 | 47.38 | 1.4742 | 3.5088 |  |  |  | 0.0078394 | 0
2016-05-19 04:00:00 | 0.15476 | 0.15888 | 0.15889 | [6 empty] | -24.79 |  |  | 31.58 | 47.1 | 2.1341 | 5.1308 |  |  |  | 0.045058 | 0
2016-05-19 05:00:00 | 0.21064 | 0.21333 | 0.21334 | [6 empty] | -24.79 |  |  | 39.4 | 47.86 | 3.261 | 7.9424 |  |  |  | 0.10094 | 0
2016-05-19 06:00:00 | 0.2304 | 0.23047 | 0.23047 | [6 empty] | -24.79 |  |  | 46 | 53.89 | 3.8259 | 9.3079 |  |  |  | 0.1207 | 0
2016-05-19 07:00:00 | 0.21484 | 0.21374 | 0.21374 | [6 empty] | -24.79 |  |  | 44.13 | 69.91 | 3.617 | 8.7384 |  |  |  | 0.10514 | 0
2016-05-19 08:00:00 | 0.19934 | 0.19791 | 0.19792 | [6 empty] | -24.79 |  |  | 45 | 69.94 | 3.3748 | 8.1274 |  |  |  | 0.089638 | 0
2016-05-19 09:00:00 | 0.18349 | 0.18125 | 0.18126 | [6 empty] | -24.79 |  |  | 44.91 | 69.94 | 3.1658 | 7.5935 |  |  |  | 0.073791 | 0
2016-05-19 10:00:00 | 0.17108 | 0.16849 | 0.16849 | [6 empty] | -24.79 |  |  | 40.07 | 70.16 | 2.9939 | 7.1752 |  |  |  | 0.061377 | 0
2016-05-19 11:00:00 | 0.15901 | 0.15647 | 0.15647 | [6 empty] | -24.79 |  |  | 38.96 | 73.91 | 2.8092 | 6.7466 |  |  |  | 0.049312 | 0
2016-05-19 12:00:00 | 0.15286 | 0.14976 | 0.14976 | [6 empty] | -24.79 |  |  | 35 | 70.41 | 2.7402 | 6.5571 |  |  |  | 0.043157 | 0
2016-05-19 13:00:00 | 0.14562 | 0.14234 | 0.14234 | [6 empty] | -24.79 |  |  | 33.06 | 69.93 | 2.6535 | 6.3634 |  |  |  | 0.03592 | 0
2016-05-19 14:00:00 | 0.14148 | 0.13853 | 0.13853 | [6 empty] | -24.79 |  |  | 31.91 | 71.58 | 2.5618 | 6.1507 |  |  |  | 0.031779 | 0
2016-05-19 15:00:00 | 0.14014 | 0.13708 | 0.13708 | [6 empty] | -24.79 |  |  | 32.35 | 70.43 | 2.5716 | 6.1994 |  |  |  | 0.030435 | 0
2016-05-19 16:00:00 | 0.14198 | 0.13869 | 0.13869 | [6 empty] | -24.79 |  |  | 34 | 65.13 | 2.635 | 6.3666 |  |  |  | 0.032276 | 0
2016-05-19 17:00:00 | 0.14724 | 0.14371 | 0.14371 | [6 empty] | -24.79 |  |  | 36.08 | 65.53 | 2.7657 | 6.7073 |  |  |  | 0.037541 | 0
2016-05-19 18:00:00 | 0.15828 | 0.15466 | 0.15467 | [6 empty] | -24.79 |  |  | 34.96 | 66.09 | 2.9702 | 7.2181 |  |  |  | 0.04858 | 0
2016-05-19 19:00:00 | 0.16466 | 0.1592 | 0.1592 | [6 empty] | -24.79 |  |  | 33.85 | 66.93 | 3.2183 | 7.7867 |  |  |  | 0.054954 | 0
2016-05-19 20:00:00 | 0.16592 | 0.15969 | 0.1597 | [6 empty] | -24.79 |  |  | 32.08 | 66.13 | 3.2914 | 7.9391 |  |  |  | 0.056222 | 0
2016-05-19 21:00:00 | 0.15306 | 0.14585 | 0.14585 | [6 empty] | -24.79 |  |  | 29.14 | 65.17 | 3.1466 | 7.5589 |  |  |  | 0.043356 | 0
2016-05-19 22:00:00 | 0.12387 | 0.11703 | 0.11703 | [6 empty] | -24.79 |  |  | 24.73 | 64.93 | 2.5797 | 6.124 |  |  |  | 0.01417 | 0
2016-05-19 23:00:00 | 0.09944 | 0.098161 | 0.098166 | [6 empty] | -24.79 |  |  | 23.42 | 53.76 | 1.7335 | 4.1593 |  |  |  | 0 | 0
2016-05-20 00:00:00 | 0.075027 | 0.076321 | 0.076326 | [6 empty] | -24.79 |  |  | 21.5 | 55.6 | 1.0705 | 2.5346 |  |  |  | 0 | 0
2016-05-20 01:00:00 | 0.075564 | 0.076496 | 0.0765 | [6 empty] | -24.79 |  |  | 21.34 | 51.65 | 1.0941 | 2.5715 |  |  |  | 0 | 0
2016-05-20 02:00:00 | 0.077717 | 0.079952 | 0.079956 | [6 empty] | -24.79 |  |  | 21.52 | 50.06 | 1.0216 | 2.4135 |  |  |  | 0 | 0
2016-05-20 03:00:00 | 0.093009 | 0.096461 | 0.096466 | [6 empty] | -24.79 |  |  | 23.23 | 48.75 | 1.1501 | 2.7167 |  |  |  | 0 | 0
2016-05-20 04:00:00 | 0.13032 | 0.13306 | 0.13307 | [6 empty] | -24.79 |  |  | 27.71 | 48.76 | 1.851 | 4.433 |  |  |  | 0.020619 | 0
2016-05-20 05:00:00 | 0.17716 | 0.17984 | 0.17984 | [6 empty] | -24.79 |  |  | 33.07 | 49.99 | 2.772 | 6.8305 |  |  |  | 0.067461 | 0
2016-05-20 06:00:00 | 0.20008 | 0.2026 | 0.2026 | [6 empty] | -24.79 |  |  | 34.97 | 56.73 | 3.1413 | 7.707 |  |  |  | 0.090377 | 0
2016-05-20 07:00:00 | 0.18488 | 0.18283 | 0.18283 | [6 empty] | -24.79 |  |  | 31.91 | 72.06 | 3.153 | 7.5518 |  |  |  | 0.075182 | 0
2016-05-20 08:00:00 | 0.16521 | 0.16382 | 0.16382 | [6 empty] | -24.79 |  |  | 27.5 | 88.78 | 2.7827 | 6.666 |  |  |  | 0.055513 | 0
2016-05-20 09:00:00 | 0.1573 | 0.15503 | 0.15504 | [6 empty] | -24.79 |  |  | 26.27 | 80.97 | 2.735 | 6.551 |  |  |  | 0.047601 | 0
2016-05-20 10:00:00 | 0.14162 | 0.13858 | 0.13859 | [6 empty] | -24.79 |  |  | 24.99 | 78.98 | 2.5377 | 6.0573 |  |  |  | 0.031922 | 0
2016-05-20 11:00:00 | 0.13649 | 0.13438 | 0.13438 | [6 empty] | -24.79 |  |  | 24.3 | 86 | 2.3875 | 5.717 |  |  |  | 0.026787 | 0
2016-05-20 12:00:00 | 0.12906 | 0.12591 | 0.12591 | [6 empty] | -24.79 |  |  | 24.22 | 82.81 | 2.3554 | 5.6278 |  |  |  | 0.019363 | 0
2016-05-20 13:00:00 | 0.11615 | 0.11286 | 0.11286 | [6 empty] | -24.79 |  |  | 24.2 | 76.35 | 2.1475 | 5.1149 |  |  |  | 0.0064517 | 0
2016-05-20 14:00:00 | 0.11307 | 0.10942 | 0.10942 | [6 empty] | -24.79 |  |  | 24.57 | 75.18 | 2.1227 | 5.0464 |  |  |  | 0.0033674 | 0
2016-05-20 15:00:00 | 0.10527 | 0.10162 | 0.10162 | [6 empty] | -24.79 |  |  | 28.9 | 71.91 | 2.0082 | 4.7844 |  |  |  | 0 | 0
2016-05-20 16:00:00 | 0.10912 | 0.10612 | 0.10613 | [6 empty] | -24.79 |  |  | 32.69 | 66.08 | 2.0397 | 4.8946 |  |  |  | 0 | 0
2016-05-20 17:00:00 | 0.11609 | 0.1135 | 0.1135 | [6 empty] | -24.79 |  |  | 33.92 | 67 | 2.1313 | 5.1324 |  |  |  | 0.0063933 | 0
2016-05-20 18:00:00 | 0.12704 | 0.12446 | 0.12447 | [6 empty] | -24.79 |  |  | 34.06 | 68.19 | 2.3021 | 5.5367 |  |  |  | 0.017344 | 0
2016-05-20 19:00:00 | 0.13185 | 0.12854 | 0.12855 | [6 empty] | -24.79 |  |  | 33.21 | 65.8 | 2.4618 | 5.9384 |  |  |  | 0.022151 | 0
2016-05-20 20:00:00 | 0.13465 | 0.1303 | 0.1303 | [6 empty] | -24.79 |  |  | 33.66 | 65.5 | 2.592 | 6.2376 |  |  |  | 0.02495 | 0
2016-05-20 21:00:00 | 0.12656 | 0.12058 | 0.12059 | [6 empty] | -24.79 |  |  | 27.98 | 67.51 | 2.5617 | 6.1047 |  |  |  | 0.01686 | 0
2016-05-20 22:00:00 | 0.10363 | 0.097249 | 0.097252 | [6 empty] | -24.79 |  |  | 24.36 | 70 | 2.1772 | 5.1222 |  |  |  | 0 | 0
2016-05-20 23:00:00 | 0.081062 | 0.07887 | 0.078874 | [6 empty] | -24.79 |  |  | 23.49 | 60.35 | 1.4823 | 3.5127 |  |  |  | 0 | 0
2016-05-21 00:00:00 | 0.060777 | 0.061465 | 0.061469 | [6 empty] | -24.79 |  |  | 22.6 | 53.82 | 0.88982 | 2.0958 |  |  |  | 0 | 0
2016-05-21 01:00:00 | 0.059947 | 0.060108 | 0.060112 | [6 empty] | -24.79 |  |  | 21.75 | 52.29 | 0.90942 | 2.1261 |  |  |  | 0 | 0
2016-05-21 02:00:00 | 0.062592 | 0.063993 | 0.063997 | [6 empty] | -24.79 |  |  | 21.26 | 49.97 | 0.84913 | 1.9953 |  |  |  | 0 | 0
2016-05-21 03:00:00 | 0.074785 | 0.077092 | 0.077096 | [6 empty] | -24.79 |  |  | 20.5 | 49.51 | 0.9557 | 2.2451 |  |  |  | 0 | 0
2016-05-21 04:00:00 | 0.099574 | 0.10012 | 0.10013 | [6 empty] | -24.79 |  |  | 20.66 | 49.38 | 1.5382 | 3.6633 |  |  |  | 0 | 0
2016-05-21 05:00:00 | 0.14271 | 0.14384 | 0.14384 | [6 empty] | -24.79 |  |  | 22.88 | 47.9 | 2.3024 | 5.6402 |  |  |  | 0.03301 | 0
2016-05-21 06:00:00 | 0.15655 | 0.15659 | 0.15659 | [6 empty] | -24.79 |  |  | 23.06 | 47.87 | 2.6089 | 6.3627 |  |  |  | 0.046846 | 0
2016-05-21 07:00:00 | 0.14811 | 0.14509 | 0.14509 | [6 empty] | -24.79 |  |  | 22.55 | 49.95 | 2.6186 | 6.2349 |  |  |  | 0.038405 | 0
2016-05-21 08:00:00 | 0.13182 | 0.1294 | 0.1294 | [6 empty] | -24.79 |  |  | 20.32 | 51.83 | 2.3114 | 5.5048 |  |  |  | 0.022116 | 0
2016-05-21 09:00:00 | 0.13007 | 0.12778 | 0.12778 | [6 empty] | -24.79 |  |  | 18.95 | 55.69 | 2.2718 | 5.4099 |  |  |  | 0.020374 | 0
2016-05-21 10:00:00 | 0.11551 | 0.11233 | 0.11233 | [6 empty] | -24.79 |  |  | 16.19 | 57.78 | 2.1081 | 5.0028 |  |  |  | 0.005809 | 0
2016-05-21 11:00:00 | 0.11035 | 0.1078 | 0.1078 | [6 empty] | -24.79 |  |  | 15.24 | 62.57 | 1.9833 | 4.7219 |  |  |  | 0.00064532 | 0
2016-05-21 12:00:00 | 0.10249 | 0.09878 | 0.098782 | [6 empty] | -24.79 |  |  | 15.09 | 61.39 | 1.9569 | 4.649 |  |  |  | 0 | 0
2016-05-21 13:00:00 | 0.099984 | 0.097622 | 0.097624 | [6 empty] | -24.79 |  |  | 13.29 | 53.48 | 1.7841 | 4.2253 |  |  |  | 0 | 0
2016-05-21 14:00:00 | 0.096363 | 0.093526 | 0.093528 | [6 empty] | -24.79 |  |  | 17.42 | 51.78 | 1.7636 | 4.169 |  |  |  | 0 | 0
2016-05-21 15:00:00 | 0.091708 | 0.089204 | 0.089206 | [6 empty] | -24.79 |  |  | 19.06 | 50.89 | 1.6684 | 3.9525 |  |  |  | 0 | 0
2016-05-21 16:00:00 | 0.090466 | 0.087718 | 0.087719 | [6 empty] | -24.79 |  |  | 23.9 | 50.94 | 1.6945 | 4.0429 |  |  |  | 0 | 0
2016-05-21 17:00:00 | 0.092456 | 0.089364 | 0.089365 | [6 empty] | -24.79 |  |  | 26.28 | 53.17 | 1.7705 | 4.2392 |  |  |  | 0 | 0
2016-05-21 18:00:00 | 0.099316 | 0.095824 | 0.095826 | [6 empty] | -24.79 |  |  | 30.94 | 57.07 | 1.9125 | 4.5734 |  |  |  | 0 | 0
2016-05-21 19:00:00 | 0.10213 | 0.097814 | 0.097815 | [6 empty] | -24.79 |  |  | 31.49 | 57.22 | 2.045 | 4.9047 |  |  |  | 0 | 0
2016-05-21 20:00:00 | 0.10777 | 0.10315 | 0.10315 | [6 empty] | -24.79 |  |  | 28.94 | 56.68 | 2.1533 | 5.1522 |  |  |  | 0 | 0
2016-05-21 21:00:00 | 0.10254 | 0.096839 | 0.096841 | [6 empty] | -24.79 |  |  | 23.42 | 56.37 | 2.1284 | 5.0436 |  |  |  | 0 | 0
2016-05-21 22:00:00 | 0.085757 | 0.080166 | 0.080168 | [6 empty] | -24.79 |  |  | 17.79 | 60.45 | 1.8092 | 4.233 |  |  |  | 0 | 0
2016-05-21 23:00:00 | 0.070257 | 0.068787 | 0.068791 | [6 empty] | -24.79 |  |  | 10.38 | 50.52 | 1.2321 | 2.9043 |  |  |  | 0 | 0
2016-05-22 00:00:00 | 0.050759 | 0.05206 | 0.052063 | [6 empty] | -24.79 |  |  | 7.62 | 52.05 | 0.66198 | 1.5406 |  |  |  | 0 | 0
2016-05-22 01:00:00 | 0.056315 | 0.058304 | 0.058308 | [6 empty] | -24.79 |  |  | 4.6 | 49.93 | 0.67647 | 1.5626 |  |  |  | 0 | 0
2016-05-22 02:00:00 | 0.062178 | 0.065783 | 0.065788 | [6 empty] | -24.79 |  |  | 2.81 | 46.03 | 0.63154 | 1.466 |  |  |  | 0 | 0
2016-05-22 03:00:00 | 0.077648 | 0.083028 | 0.083033 | [6 empty] | -24.79 |  |  | 0.13 | 40.09 | 0.71054 | 1.6486 |  |  |  | 0 | 0
2016-05-22 04:00:00 | 0.10119 | 0.10604 | 0.10604 | [6 empty] | -24.79 |  |  | -1 | 38.45 | 1.1435 | 2.6896 |  |  |  | 0 | 0
2016-05-22 05:00:00 | 0.10166 | 0.10121 | 0.10121 | [6 empty] | -24.79 |  |  | 0.5 | 40.26 | 1.7101 | 4.1352 |  |  |  | 0 | 0
2016-05-22 06:00:00 | 0.11437 | 0.11346 | 0.11347 | [6 empty] | -24.79 |  |  | 2.59 | 34.92 | 1.9374 | 4.6632 |  |  |  | 0.0046656 | 0
2016-05-22 07:00:00 | 0.10077 | 0.096324 | 0.096324 | [6 empty] | -24.79 |  |  | -0.94 | 46.44 | 1.9448 | 4.5699 |  |  |  | 0 | 0
2016-05-22 08:00:00 | 0.090864 | 0.087318 | 0.087319 | [6 empty] | -24.79 |  |  | -1.11 | 47.91 | 1.7171 | 4.0366 |  |  |  | 0 | 0
2016-05-22 09:00:00 | 0.089256 | 0.085756 | 0.085757 | [6 empty] | -24.79 |  |  | -0.9 | 49.97 | 1.6877 | 3.967 |  |  |  | 0 | 0
2016-05-22 10:00:00 | 0.081321 | 0.077706 | 0.077707 | [6 empty] | -24.79 |  |  | -5.68 | 51 | 1.5662 | 3.6694 |  |  |  | 0 | 0
2016-05-22 11:00:00 | 0.077957 | 0.074922 | 0.074923 | [6 empty] | -24.79 |  |  | -25.72 | 54.01 | 1.4736 | 3.4636 |  |  |  | 0 | 0
2016-05-22 12:00:00 | 0.075726 | 0.072465 | 0.072467 | [6 empty] | -24.79 |  |  | -10.97 | 56.18 | 1.4542 | 3.411 |  |  |  | 0 | 0
2016-05-22 13:00:00 | 0.070651 | 0.067868 | 0.067869 | [6 empty] | -24.79 |  |  | -7.82 | 50.02 | 1.3258 | 3.1002 |  |  |  | 0 | 0
2016-05-22 14:00:00 | 0.068813 | 0.065831 | 0.065833 | [6 empty] | -24.79 |  |  | -5.19 | 46.51 | 1.3107 | 3.0592 |  |  |  | 0 | 0
2016-05-22 15:00:00 | 0.066271 | 0.063718 | 0.06372 | [6 empty] | -24.79 |  |  | 2.02 | 42.95 | 1.24 | 2.9004 |  |  |  | 0 | 0
2016-05-22 16:00:00 | 0.069428 | 0.067401 | 0.067403 | [6 empty] | -24.79 |  |  | 21.33 | 42.22 | 1.2591 | 2.9658 |  |  |  | 0 | 0
2016-05-22 17:00:00 | 0.072013 | 0.069906 | 0.069907 | [6 empty] | -24.79 |  |  | 23.65 | 45.35 | 1.3155 | 3.1096 |  |  |  | 0 | 0
2016-05-22 18:00:00 | 0.075776 | 0.073108 | 0.073109 | [6 empty] | -24.79 |  |  | 25.32 | 50.07 | 1.4212 | 3.3552 |  |  |  | 0 | 0
2016-05-22 19:00:00 | 0.082661 | 0.080186 | 0.080187 | [6 empty] | -24.79 |  |  | 26.11 | 53.63 | 1.5194 | 3.5975 |  |  |  | 0 | 0
2016-05-22 20:00:00 | 0.088022 | 0.085509 | 0.085511 | [6 empty] | -24.79 |  |  | 27.22 | 53.19 | 1.6 | 3.7795 |  |  |  | 0 | 0
2016-05-22 21:00:00 | 0.081082 | 0.077237 | 0.077239 | [6 empty] | -24.79 |  |  | 22.9 | 54.94 | 1.582 | 3.7016 |  |  |  | 0 | 0
2016-05-22 22:00:00 | 0.068928 | 0.065297 | 0.065299 | [6 empty] | -24.79 |  |  | 22.61 | 59.05 | 1.3451 | 3.1082 |  |  |  | 0 | 0
2016-05-22 23:00:00 | 0.053575 | 0.052456 | 0.052459 | [6 empty] | -24.79 |  |  | 20.89 | 53.03 | 0.91656 | 2.1346 |  |  |  | 0 | 0
2016-05-23 00:00:00 | 0.045985 | 0.047238 | 0.047241 | [6 empty] | -24.79 |  |  | 19.51 | 44.88 | 0.58535 | 1.3532 |  |  |  | 0 | 0
2016-05-23 01:00:00 | 0.046074 | 0.04709 | 0.047093 | [6 empty] | -24.79 |  |  | 18.91 | 44.69 | 0.59813 | 1.3724 |  |  |  | 0 | 0
2016-05-23 02:00:00 | 0.047991 | 0.049868 | 0.049871 | [6 empty] | -24.79 |  |  | 19.46 | 39.16 | 0.55837 | 1.2874 |  |  |  | 0 | 0
2016-05-23 03:00:00 | 0.0578 | 0.060557 | 0.060561 | [6 empty] | -24.79 |  |  | 20.69 | 34.98 | 0.62809 | 1.4473 |  |  |  | 0 | 0
2016-05-23 04:00:00 | 0.080563 | 0.083124 | 0.083128 | [6 empty] | -24.79 |  |  | 28.05 | 40.23 | 1.0108 | 2.361 |  |  |  | 0 | 0
2016-05-23 05:00:00 | 0.10855 | 0.11119 | 0.11119 | [6 empty] | -24.79 |  |  | 34.51 | 46.84 | 1.5109 | 3.6273 |  |  |  | 0 | 0
2016-05-23 06:00:00 | 0.1176 | 0.11941 | 0.11942 | [6 empty] | -24.79 |  |  | 35.93 | 58.96 | 1.7116 | 4.0897 |  |  |  | 0.0078948 | 0
2016-05-23 07:00:00 | 0.10393 | 0.10233 | 0.10233 | [6 empty] | -24.79 |  |  | 33.99 | 74.32 | 1.7181 | 4.0081 |  |  |  | 0 | 0
2016-05-23 08:00:00 | 0.093574 | 0.092522 | 0.092524 | [6 empty] | -24.79 |  |  | 36 | 77.85 | 1.5172 | 3.5411 |  |  |  | 0 | 0
2016-05-23 09:00:00 | 0.089721 | 0.088288 | 0.088291 | [6 empty] | -24.79 |  |  | 35.94 | 77.99 | 1.4912 | 3.4801 |  |  |  | 0 | 0
2016-05-23 10:00:00 | 0.082186 | 0.08058 | 0.080582 | [6 empty] | -24.79 |  |  | 33.91 | 76.61 | 1.384 | 3.2194 |  |  |  | 0 | 0
2016-05-23 11:00:00 | 0.079043 | 0.07793 | 0.077932 | [6 empty] | -24.79 |  |  | 33.54 | 74.95 | 1.3022 | 3.0389 |  |  |  | 0 | 0
2016-05-23 12:00:00 | 0.073407 | 0.071456 | 0.071458 | [6 empty] | -24.79 |  |  | 32.5 | 68.97 | 1.2851 | 2.9932 |  |  |  | 0 | 0
2016-05-23 13:00:00 | 0.069328 | 0.067888 | 0.06789 | [6 empty] | -24.79 |  |  | 32.78 | 68.16 | 1.1717 | 2.7205 |  |  |  | 0 | 0
2016-05-23 14:00:00 | 0.06585 | 0.063913 | 0.063915 | [6 empty] | -24.79 |  |  | 31.96 | 70 | 1.1583 | 2.6847 |  |  |  | 0 | 0
2016-05-23 15:00:00 | 0.062705 | 0.060999 | 0.061 | [6 empty] | -24.79 |  |  | 31.68 | 65.24 | 1.0959 | 2.5454 |  |  |  | 0 | 0
2016-05-23 16:00:00 | 0.064493 | 0.063072 | 0.063074 | [6 empty] | -24.79 |  |  | 32.49 | 65.22 | 1.1126 | 2.6024 |  |  |  | 0 | 0
2016-05-23 17:00:00 | 0.067356 | 0.065958 | 0.06596 | [6 empty] | -24.79 |  |  | 33.09 | 66.78 | 1.1625 | 2.7284 |  |  |  | 0 | 0
2016-05-23 18:00:00 | 0.073292 | 0.071839 | 0.071841 | [6 empty] | -24.79 |  |  | 33.97 | 69.04 | 1.2559 | 2.9441 |  |  |  | 0 | 0
2016-05-23 19:00:00 | 0.078168 | 0.076659 | 0.076661 | [6 empty] | -24.79 |  |  | 31.97 | 70.67 | 1.3427 | 3.1564 |  |  |  | 0 | 0
2016-05-23 20:00:00 | 0.078299 | 0.075939 | 0.07594 | [6 empty] | -24.79 |  |  | 24.47 | 69.01 | 1.4139 | 3.3163 |  |  |  | 0 | 0
2016-05-23 21:00:00 | 0.074399 | 0.071258 | 0.07126 | [6 empty] | -24.79 |  |  | 22.71 | 65.13 | 1.3982 | 3.2488 |  |  |  | 0 | 0
2016-05-23 22:00:00 | 0.061632 | 0.058359 | 0.058361 | [6 empty] | -24.79 |  |  | 21.99 | 55.68 | 1.189 | 2.7286 |  |  |  | 0 | 0
2016-05-23 23:00:00 | 0.048575 | 0.047671 | 0.047674 | [6 empty] | -24.79 |  |  | 21.75 | 49.9 | 0.81043 | 1.8747 |  |  |  | 0 | 0
2016-05-24 00:00:00 | 0.047394 | 0.048461 | 0.048464 | [6 empty] | -24.79 |  |  | 20.48 | 45 | 0.62749 | 1.4563 |  |  |  | 0 | 0
2016-05-24 01:00:00 | 0.048186 | 0.04912 | 0.049123 | [6 empty] | -24.79 |  |  | 20 | 44.55 | 0.64121 | 1.477 |  |  |  | 0 | 0
2016-05-24 02:00:00 | 0.050273 | 0.052133 | 0.052136 | [6 empty] | -24.79 |  |  | 20.72 | 43.5 | 0.59861 | 1.3857 |  |  |  | 0 | 0
2016-05-24 03:00:00 | 0.060721 | 0.063519 | 0.063523 | [6 empty] | -24.79 |  |  | 22.61 | 42.55 | 0.67343 | 1.558 |  |  |  | 0 | 0
2016-05-24 04:00:00 | 0.084089 | 0.086534 | 0.086538 | [6 empty] | -24.79 |  |  | 26.13 | 44.61 | 1.0838 | 2.5418 |  |  |  | 0 | 0
2016-05-24 05:00:00 | 0.11549 | 0.11831 | 0.11831 | [6 empty] | -24.79 |  |  | 34.38 | 47.49 | 1.6205 | 3.9068 |  |  |  | 0.0057901 | 0
2016-05-24 06:00:00 | 0.12493 | 0.12685 | 0.12685 | [6 empty] | -24.79 |  |  | 37.09 | 52.1 | 1.8358 | 4.4052 |  |  |  | 0.015224 | 0
2016-05-24 07:00:00 | 0.11323 | 0.112 | 0.11201 | [6 empty] | -24.79 |  |  | 36.19 | 57.17 | 1.8428 | 4.3172 |  |  |  | 0.0035282 | 0
2016-05-24 08:00:00 | 0.10183 | 0.10111 | 0.10112 | [6 empty] | -24.79 |  |  | 36.94 | 66.3 | 1.6271 | 3.8137 |  |  |  | 0 | 0
2016-05-24 09:00:00 | 0.097861 | 0.096765 | 0.096768 | [6 empty] | -24.79 |  |  | 36.06 | 69 | 1.5992 | 3.748 |  |  |  | 0 | 0
2016-05-24 10:00:00 | 0.089089 | 0.087673 | 0.087676 | [6 empty] | -24.79 |  |  | 33.09 | 68.07 | 1.4842 | 3.467 |  |  |  | 0 | 0
2016-05-24 11:00:00 | 0.086128 | 0.085306 | 0.085309 | [6 empty] | -24.79 |  |  | 33 | 68.9 | 1.3965 | 3.2726 |  |  |  | 0 | 0
2016-05-24 12:00:00 | 0.079506 | 0.077682 | 0.077684 | [6 empty] | -24.79 |  |  | 32.69 | 65.63 | 1.3781 | 3.2231 |  |  |  | 0 | 0
2016-05-24 13:00:00 | 0.073377 | 0.071782 | 0.071785 | [6 empty] | -24.79 |  |  | 30.92 | 58.96 | 1.2564 | 2.9294 |  |  |  | 0 | 0
2016-05-24 14:00:00 | 0.070207 | 0.068176 | 0.068178 | [6 empty] | -24.79 |  |  | 29.12 | 56.28 | 1.2421 | 2.8908 |  |  |  | 0 | 0
2016-05-24 15:00:00 | 0.066175 | 0.064268 | 0.06427 | [6 empty] | -24.79 |  |  | 29.8 | 53.87 | 1.1751 | 2.7407 |  |  |  | 0 | 0
2016-05-24 16:00:00 | 0.06777 | 0.066116 | 0.066117 | [6 empty] | -24.79 |  |  | 31.25 | 53.63 | 1.1931 | 2.8023 |  |  |  | 0 | 0
2016-05-24 17:00:00 | 0.070712 | 0.069064 | 0.069066 | [6 empty] | -24.79 |  |  | 32.2 | 53.88 | 1.2466 | 2.9381 |  |  |  | 0 | 0
2016-05-24 18:00:00 | 0.076809 | 0.075066 | 0.075068 | [6 empty] | -24.79 |  |  | 31.64 | 61.71 | 1.3468 | 3.1703 |  |  |  | 0 | 0
2016-05-24 19:00:00 | 0.081101 | 0.079144 | 0.079146 | [6 empty] | -24.79 |  |  | 32.38 | 66.02 | 1.4399 | 3.3991 |  |  |  | 0 | 0
2016-05-24 20:00:00 | 0.081678 | 0.07889 | 0.078892 | [6 empty] | -24.79 |  |  | 30.43 | 58.99 | 1.5163 | 3.5712 |  |  |  | 0 | 0
2016-05-24 21:00:00 | 0.077766 | 0.074185 | 0.074187 | [6 empty] | -24.79 |  |  | 24.98 | 61.5 | 1.4993 | 3.4979 |  |  |  | 0 | 0
2016-05-24 22:00:00 | 0.064021 | 0.060268 | 0.06027 | [6 empty] | -24.79 |  |  | 22.97 | 62.2 | 1.2749 | 2.9375 |  |  |  | 0 | 0
2016-05-24 23:00:00 | 0.049668 | 0.048356 | 0.048358 | [6 empty] | -24.79 |  |  | 22.57 | 50.8 | 0.86879 | 2.0177 |  |  |  | 0 | 0
2016-05-25 00:00:00 | 0.054207 | 0.0553 | 0.055303 | [6 empty] | -24.79 |  |  | 21.57 | 50.91 | 0.74045 | 1.7321 |  |  |  | 0 | 0
2016-05-25 01:00:00 | 0.05512 | 0.056053 | 0.056057 | [6 empty] | -24.79 |  |  | 21 | 49.43 | 0.7567 | 1.757 |  |  |  | 0 | 0
2016-05-25 02:00:00 | 0.057385 | 0.059369 | 0.059372 | [6 empty] | -24.79 |  |  | 21.63 | 45.66 | 0.70648 | 1.6486 |  |  |  | 0 | 0
2016-05-25 03:00:00 | 0.069229 | 0.07225 | 0.072254 | [6 empty] | -24.79 |  |  | 22.99 | 45.32 | 0.79498 | 1.8543 |  |  |  | 0 | 0
2016-05-25 04:00:00 | 0.096136 | 0.098716 | 0.098721 | [6 empty] | -24.79 |  |  | 30.92 | 46.6 | 1.2794 | 3.0254 |  |  |  | 0 | 0
2016-05-25 05:00:00 | 0.13229 | 0.13528 | 0.13529 | [6 empty] | -24.79 |  |  | 35.8 | 49.43 | 1.9141 | 4.6542 |  |  |  | 0.022591 | 0
2016-05-25 06:00:00 | 0.14325 | 0.1452 | 0.1452 | [6 empty] | -24.79 |  |  | 39.2 | 53.89 | 2.1687 | 5.2493 |  |  |  | 0.03355 | 0
2016-05-25 07:00:00 | 0.13015 | 0.1285 | 0.1285 | [6 empty] | -24.79 |  |  | 34.99 | 69.09 | 2.1769 | 5.1441 |  |  |  | 0.020454 | 0
2016-05-25 08:00:00 | 0.11699 | 0.11594 | 0.11595 | [6 empty] | -24.79 |  |  | 34.16 | 69.07 | 1.9218 | 4.5429 |  |  |  | 0.0072864 | 0
2016-05-25 09:00:00 | 0.11249 | 0.11103 | 0.11103 | [6 empty] | -24.79 |  |  | 33.07 | 68.36 | 1.8889 | 4.4646 |  |  |  | 0.0027932 | 0
2016-05-25 10:00:00 | 0.10246 | 0.10064 | 0.10064 | [6 empty] | -24.79 |  |  | 31.02 | 66.84 | 1.7529 | 4.1292 |  |  |  | 0 | 0
2016-05-25 11:00:00 | 0.098983 | 0.097853 | 0.097855 | [6 empty] | -24.79 |  |  | 28.95 | 73.35 | 1.6492 | 3.8975 |  |  |  | 0 | 0
2016-05-25 12:00:00 | 0.091527 | 0.089272 | 0.089274 | [6 empty] | -24.79 |  |  | 30.13 | 72.06 | 1.6273 | 3.8379 |  |  |  | 0 | 0
2016-05-25 13:00:00 | 0.084444 | 0.082458 | 0.08246 | [6 empty] | -24.79 |  |  | 30.12 | 71.43 | 1.4837 | 3.4882 |  |  |  | 0 | 0
2016-05-25 14:00:00 | 0.080865 | 0.078388 | 0.07839 | [6 empty] | -24.79 |  |  | 30.9 | 72.82 | 1.4667 | 3.4419 |  |  |  | 0 | 0
2016-05-25 15:00:00 | 0.076228 | 0.073906 | 0.073908 | [6 empty] | -24.79 |  |  | 32.92 | 68.9 | 1.3875 | 3.2633 |  |  |  | 0 | 0
2016-05-25 16:00:00 | 0.078051 | 0.076022 | 0.076023 | [6 empty] | -24.79 |  |  | 35.8 | 67.92 | 1.409 | 3.3373 |  |  |  | 0 | 0
2016-05-25 17:00:00 | 0.081442 | 0.07942 | 0.079422 | [6 empty] | -24.79 |  |  | 36.61 | 69.04 | 1.4722 | 3.4992 |  |  |  | 0 | 0
2016-05-25 18:00:00 | 0.08845 | 0.086305 | 0.086306 | [6 empty] | -24.79 |  |  | 36.76 | 71.49 | 1.5904 | 3.7753 |  |  |  | 0 | 0
2016-05-25 19:00:00 | 0.093427 | 0.091035 | 0.091036 | [6 empty] | -24.79 |  |  | 35.49 | 69.83 | 1.7005 | 4.0483 |  |  |  | 0 | 0
2016-05-25 20:00:00 | 0.094207 | 0.090867 | 0.090869 | [6 empty] | -24.79 |  |  | 34.92 | 72.05 | 1.7906 | 4.2529 |  |  |  | 0 | 0
2016-05-25 21:00:00 | 0.089785 | 0.085537 | 0.085539 | [6 empty] | -24.79 |  |  | 28.06 | 69.62 | 1.7702 | 4.1645 |  |  |  | 0 | 0
2016-05-25 22:00:00 | 0.073982 | 0.069551 | 0.069553 | [6 empty] | -24.79 |  |  | 25.74 | 66.05 | 1.505 | 3.4962 |  |  |  | 0 | 0
2016-05-25 23:00:00 | 0.057177 | 0.055565 | 0.055567 | [6 empty] | -24.79 |  |  | 24.16 | 53.2 | 1.0252 | 2.4001 |  |  |  | 0 | 0
2016-05-26 00:00:00 | 0.065849 | 0.067146 | 0.06715 | [6 empty] | -24.79 |  |  | 23.42 | 50.48 | 0.91667 | 2.1611 |  |  |  | 0 | 0
2016-05-26 01:00:00 | 0.066963 | 0.068063 | 0.068067 | [6 empty] | -24.79 |  |  | 23.27 | 48.5 | 0.93687 | 2.1924 |  |  |  | 0 | 0
2016-05-26 02:00:00 | 0.069625 | 0.071989 | 0.071993 | [6 empty] | -24.79 |  |  | 23.33 | 46.92 | 0.87477 | 2.0575 |  |  |  | 0 | 0
2016-05-26 03:00:00 | 0.083934 | 0.087542 | 0.087546 | [6 empty] | -24.79 |  |  | 23.79 | 46.3 | 0.98459 | 2.3153 |  |  |  | 0 | 0
2016-05-26 04:00:00 | 0.11676 | 0.11985 | 0.11986 | [6 empty] | -24.79 |  |  | 26.15 | 47.23 | 1.5847 | 3.7778 |  |  |  | 0.0070584 | 0
2016-05-26 05:00:00 | 0.16088 | 0.16453 | 0.16453 | [6 empty] | -24.79 |  |  | 30.96 | 47 | 2.3722 | 5.8173 |  |  |  | 0.051182 | 0
2016-05-26 06:00:00 | 0.17433 | 0.17672 | 0.17673 | [6 empty] | -24.79 |  |  | 30.97 | 52.83 | 2.688 | 6.5627 |  |  |  | 0.064629 | 0
2016-05-26 07:00:00 | 0.15863 | 0.15665 | 0.15665 | [6 empty] | -24.79 |  |  | 27.94 | 68.39 | 2.698 | 6.4308 |  |  |  | 0.048932 | 0
2016-05-26 08:00:00 | 0.14253 | 0.14128 | 0.14128 | [6 empty] | -24.79 |  |  | 25.57 | 68.92 | 2.3815 | 5.6776 |  |  |  | 0.032832 | 0
2016-05-26 09:00:00 | 0.13711 | 0.13534 | 0.13534 | [6 empty] | -24.79 |  |  | 24.79 | 61.2 | 2.3407 | 5.5797 |  |  |  | 0.027405 | 0
2016-05-26 10:00:00 | 0.12491 | 0.12272 | 0.12272 | [6 empty] | -24.79 |  |  | 25.46 | 62.27 | 2.172 | 5.1597 |  |  |  | 0.015207 | 0
2016-05-26 11:00:00 | 0.12062 | 0.11926 | 0.11926 | [6 empty] | -24.79 |  |  | 24.71 | 63.27 | 2.0434 | 4.8699 |  |  |  | 0.010918 | 0
2016-05-26 12:00:00 | 0.11165 | 0.10893 | 0.10894 | [6 empty] | -24.79 |  |  | 24.69 | 61.19 | 2.0161 | 4.7946 |  |  |  | 0.001945 | 0
2016-05-26 13:00:00 | 0.10299 | 0.10059 | 0.10059 | [6 empty] | -24.79 |  |  | 25.16 | 61.48 | 1.8381 | 4.3576 |  |  |  | 0 | 0
2016-05-26 14:00:00 | 0.098672 | 0.095685 | 0.095687 | [6 empty] | -24.79 |  |  | 25.76 | 58.97 | 1.817 | 4.2995 |  |  |  | 0 | 0
2016-05-26 15:00:00 | 0.09302 | 0.090223 | 0.090225 | [6 empty] | -24.79 |  |  | 28.07 | 56.18 | 1.7189 | 4.0763 |  |  |  | 0 | 0
2016-05-26 16:00:00 | 0.095236 | 0.092802 | 0.092803 | [6 empty] | -24.79 |  |  | 34 | 54.09 | 1.7458 | 4.1696 |  |  |  | 0 | 0
2016-05-26 17:00:00 | 0.099378 | 0.096958 | 0.09696 | [6 empty] | -24.79 |  |  | 35.27 | 54.21 | 1.8241 | 4.3721 |  |  |  | 0 | 0
2016-05-26 18:00:00 | 0.10792 | 0.10535 | 0.10535 | [6 empty] | -24.79 |  |  | 34.95 | 54.6 | 1.9704 | 4.7167 |  |  |  | 0 | 0
2016-05-26 19:00:00 | 0.11402 | 0.11116 | 0.11116 | [6 empty] | -24.79 |  |  | 32.94 | 54.69 | 2.107 | 5.0584 |  |  |  | 0.0043157 | 0
2016-05-26 20:00:00 | 0.11505 | 0.11105 | 0.11106 | [6 empty] | -24.79 |  |  | 33.1 | 54.35 | 2.2186 | 5.3136 |  |  |  | 0.0053527 | 0
2016-05-26 21:00:00 | 0.10972 | 0.10461 | 0.10461 | [6 empty] | -24.79 |  |  | 26.94 | 54.09 | 2.1928 | 5.2015 |  |  |  | 1.6962e-05 | 0
2016-05-26 22:00:00 | 0.090452 | 0.085102 | 0.085104 | [6 empty] | -24.79 |  |  | 24.43 | 53.26 | 1.8639 | 4.3653 |  |  |  | 0 | 0
2016-05-26 23:00:00 | 0.069736 | 0.067786 | 0.067789 | [6 empty] | -24.79 |  |  | 23.42 | 51.27 | 1.2693 | 2.9948 |  |  |  | 0 | 0
2016-05-27 00:00:00 | 0.074255 | 0.07554 | 0.075544 | [6 empty] | -24.79 |  |  | 21.95 | 49.24 | 1.0586 | 2.5058 |  |  |  | 0 | 0
2016-05-27 01:00:00 | 0.074786 | 0.075712 | 0.075716 | [6 empty] | -24.79 |  |  | 20.61 | 48.45 | 1.082 | 2.5423 |  |  |  | 0 | 0
2016-05-27 02:00:00 | 0.076921 | 0.079137 | 0.079141 | [6 empty] | -24.79 |  |  | 21.69 | 47.75 | 1.0103 | 2.3861 |  |  |  | 0 | 0
2016-05-27 03:00:00 | 0.09206 | 0.09548 | 0.095485 | [6 empty] | -24.79 |  |  | 23.45 | 47.38 | 1.1373 | 2.6857 |  |  |  | 0 | 0
2016-05-27 04:00:00 | 0.12898 | 0.1317 | 0.1317 | [6 empty] | -24.79 |  |  | 27.88 | 48.14 | 1.8305 | 4.3825 |  |  |  | 0.019279 | 0
2016-05-27 05:00:00 | 0.17533 | 0.17798 | 0.17798 | [6 empty] | -24.79 |  |  | 32.99 | 48.09 | 2.7411 | 6.7524 |  |  |  | 0.065627 | 0
2016-05-27 06:00:00 | 0.19801 | 0.2005 | 0.2005 | [6 empty] | -24.79 |  |  | 35.48 | 56.79 | 3.1063 | 7.6188 |  |  |  | 0.088305 | 0
2016-05-27 07:00:00 | 0.18296 | 0.18093 | 0.18093 | [6 empty] | -24.79 |  |  | 34.26 | 64.16 | 3.1178 | 7.4653 |  |  |  | 0.073258 | 0
2016-05-27 08:00:00 | 0.1635 | 0.16212 | 0.16212 | [6 empty] | -24.79 |  |  | 32.95 | 64.94 | 2.7517 | 6.5897 |  |  |  | 0.053795 | 0
2016-05-27 09:00:00 | 0.15566 | 0.15342 | 0.15342 | [6 empty] | -24.79 |  |  | 32.91 | 64.16 | 2.7045 | 6.4761 |  |  |  | 0.045962 | 0
2016-05-27 10:00:00 | 0.14014 | 0.13714 | 0.13714 | [6 empty] | -24.79 |  |  | 30.37 | 67.16 | 2.5095 | 5.9881 |  |  |  | 0.030443 | 0
2016-05-27 11:00:00 | 0.13507 | 0.13298 | 0.13298 | [6 empty] | -24.79 |  |  | 27.2 | 70.88 | 2.3609 | 5.6516 |  |  |  | 0.025365 | 0
2016-05-27 12:00:00 | 0.12772 | 0.12459 | 0.1246 | [6 empty] | -24.79 |  |  | 26.64 | 70.08 | 2.3292 | 5.5636 |  |  |  | 0.018014 | 0
2016-05-27 13:00:00 | 0.11494 | 0.11168 | 0.11168 | [6 empty] | -24.79 |  |  | 26.86 | 68.4 | 2.1236 | 5.0565 |  |  |  | 0.0052364 | 0
2016-05-27 14:00:00 | 0.11188 | 0.10827 | 0.10828 | [6 empty] | -24.79 |  |  | 27.68 | 65.12 | 2.0991 | 4.9888 |  |  |  | 0.0021832 | 0
2016-05-27 15:00:00 | 0.10416 | 0.10055 | 0.10055 | [6 empty] | -24.79 |  |  | 30.96 | 56.2 | 1.9858 | 4.7298 |  |  |  | 0 | 0
2016-05-27 16:00:00 | 0.10798 | 0.10501 | 0.10502 | [6 empty] | -24.79 |  |  | 32.91 | 58.24 | 2.017 | 4.8386 |  |  |  | 0 | 0
2016-05-27 17:00:00 | 0.11488 | 0.11231 | 0.11231 | [6 empty] | -24.79 |  |  | 33.2 | 57.82 | 2.1076 | 5.0738 |  |  |  | 0.005179 | 0
2016-05-27 18:00:00 | 0.12572 | 0.12316 | 0.12317 | [6 empty] | -24.79 |  |  | 32.19 | 57.87 | 2.2765 | 5.4735 |  |  |  | 0.016016 | 0
2016-05-27 19:00:00 | 0.13047 | 0.1272 | 0.1272 | [6 empty] | -24.79 |  |  | 31.85 | 55.16 | 2.4344 | 5.8705 |  |  |  | 0.02077 | 0
2016-05-27 20:00:00 | 0.13324 | 0.12893 | 0.12894 | [6 empty] | -24.79 |  |  | 30.23 | 52.79 | 2.5632 | 6.1663 |  |  |  | 0.023537 | 0
2016-05-27 21:00:00 | 0.12523 | 0.11931 | 0.11931 | [6 empty] | -24.79 |  |  | 25.99 | 52.64 | 2.5332 | 6.035 |  |  |  | 0.015527 | 0
2016-05-27 22:00:00 | 0.10253 | 0.096221 | 0.096223 | [6 empty] | -24.79 |  |  | 28.92 | 60.53 | 2.153 | 5.0638 |  |  |  | 0 | 0
2016-05-27 23:00:00 | 0.080216 | 0.078047 | 0.078051 | [6 empty] | -24.79 |  |  | 24.38 | 54.58 | 1.4658 | 3.4728 |  |  |  | 0 | 0
2016-05-28 00:00:00 | 0.072367 | 0.073132 | 0.073136 | [6 empty] | -24.79 |  |  | 22.79 | 52.15 | 1.0765 | 2.5494 |  |  |  | 0 | 0
2016-05-28 01:00:00 | 0.071412 | 0.07155 | 0.071553 | [6 empty] | -24.79 |  |  | 22.14 | 50.5 | 1.1003 | 2.5865 |  |  |  | 0 | 0
2016-05-28 02:00:00 | 0.074466 | 0.076069 | 0.076073 | [6 empty] | -24.79 |  |  | 21.69 | 47.67 | 1.0274 | 2.4276 |  |  |  | 0 | 0
2016-05-28 03:00:00 | 0.088918 | 0.091583 | 0.091587 | [6 empty] | -24.79 |  |  | 21.91 | 46.93 | 1.1566 | 2.7325 |  |  |  | 0 | 0
2016-05-28 04:00:00 | 0.11866 | 0.11925 | 0.11925 | [6 empty] | -24.79 |  |  | 22.56 | 45.52 | 1.8616 | 4.4589 |  |  |  | 0.0089557 | 0
2016-05-28 05:00:00 | 0.17019 | 0.17149 | 0.17149 | [6 empty] | -24.79 |  |  | 24.02 | 45.3 | 2.7878 | 6.8706 |  |  |  | 0.060488 | 0
2016-05-28 06:00:00 | 0.18678 | 0.18679 | 0.18679 | [6 empty] | -24.79 |  |  | 26.57 | 49.79 | 3.1592 | 7.7522 |  |  |  | 0.077078 | 0
2016-05-28 07:00:00 | 0.17686 | 0.17321 | 0.17321 | [6 empty] | -24.79 |  |  | 26.95 | 52.31 | 3.1709 | 7.596 |  |  |  | 0.067157 | 0
2016-05-28 08:00:00 | 0.15738 | 0.15445 | 0.15445 | [6 empty] | -24.79 |  |  | 24.46 | 54.95 | 2.7985 | 6.705 |  |  |  | 0.047678 | 0
2016-05-28 09:00:00 | 0.15529 | 0.15251 | 0.15251 | [6 empty] | -24.79 |  |  | 23.49 | 58.74 | 2.7506 | 6.5894 |  |  |  | 0.045588 | 0
2016-05-28 10:00:00 | 0.13799 | 0.13416 | 0.13416 | [6 empty] | -24.79 |  |  | 22.87 | 56.08 | 2.5522 | 6.0927 |  |  |  | 0.028288 | 0
2016-05-28 11:00:00 | 0.13179 | 0.12872 | 0.12872 | [6 empty] | -24.79 |  |  | 22.06 | 55.96 | 2.4011 | 5.7504 |  |  |  | 0.022087 | 0
2016-05-28 12:00:00 | 0.12252 | 0.11807 | 0.11808 | [6 empty] | -24.79 |  |  | 21.47 | 53.32 | 2.3688 | 5.6607 |  |  |  | 0.012814 | 0
2016-05-28 13:00:00 | 0.1194 | 0.11654 | 0.11654 | [6 empty] | -24.79 |  |  | 20.42 | 52.16 | 2.1597 | 5.1448 |  |  |  | 0.009694 | 0
2016-05-28 14:00:00 | 0.11511 | 0.1117 | 0.1117 | [6 empty] | -24.79 |  |  | 20 | 50.73 | 2.1348 | 5.0759 |  |  |  | 0.0054121 | 0
2016-05-28 15:00:00 | 0.10954 | 0.10653 | 0.10653 | [6 empty] | -24.79 |  |  | 22.01 | 48.91 | 2.0196 | 4.8124 |  |  |  | 0 | 0
2016-05-28 16:00:00 | 0.10811 | 0.10482 | 0.10482 | [6 empty] | -24.79 |  |  | 25.57 | 47.61 | 2.0513 | 4.9232 |  |  |  | 0 | 0
2016-05-28 17:00:00 | 0.11053 | 0.10684 | 0.10684 | [6 empty] | -24.79 |  |  | 26.42 | 51.59 | 2.1434 | 5.1624 |  |  |  | 0.00083011 | 0
2016-05-28 18:00:00 | 0.11874 | 0.11457 | 0.11457 | [6 empty] | -24.79 |  |  | 27.1 | 52.6 | 2.3152 | 5.5691 |  |  |  | 0.0090376 | 0
2016-05-28 19:00:00 | 0.12219 | 0.11705 | 0.11705 | [6 empty] | -24.79 |  |  | 25.69 | 52.73 | 2.4758 | 5.9731 |  |  |  | 0.01249 | 0
2016-05-28 20:00:00 | 0.12893 | 0.12342 | 0.12342 | [6 empty] | -24.79 |  |  | 23.37 | 52.56 | 2.6068 | 6.2741 |  |  |  | 0.019225 | 0
2016-05-28 21:00:00 | 0.12274 | 0.11594 | 0.11595 | [6 empty] | -24.79 |  |  | 22.31 | 52.75 | 2.5763 | 6.1403 |  |  |  | 0.013041 | 0
2016-05-28 22:00:00 | 0.10267 | 0.095996 | 0.095998 | [6 empty] | -24.79 |  |  | 18.03 | 53.2 | 2.1896 | 5.1521 |  |  |  | 0 | 0
2016-05-28 23:00:00 | 0.083858 | 0.082067 | 0.082071 | [6 empty] | -24.79 |  |  | 13.15 | 51.01 | 1.4907 | 3.5331 |  |  |  | 0 | 0
2016-05-29 00:00:00 | 0.057965 | 0.059375 | 0.059379 | [6 empty] | -24.79 |  |  | 12.97 | 47.97 | 0.77321 | 1.812 |  |  |  | 0 | 0
2016-05-29 01:00:00 | 0.064239 | 0.066417 | 0.066422 | [6 empty] | -24.79 |  |  | 13.17 | 33.86 | 0.7902 | 1.838 |  |  |  | 0 | 0
2016-05-29 02:00:00 | 0.070784 | 0.07479 | 0.074795 | [6 empty] | -24.79 |  |  | 8.9 | 28.36 | 0.73777 | 1.7247 |  |  |  | 0 | 0
2016-05-29 03:00:00 | 0.088302 | 0.094298 | 0.094304 | [6 empty] | -24.79 |  |  | 6.16 | 34 | 0.83023 | 1.9401 |  |  |  | 0 | 0
2016-05-29 04:00:00 | 0.11535 | 0.12073 | 0.12073 | [6 empty] | -24.79 |  |  | 10.58 | 39.41 | 1.3362 | 3.1654 |  |  |  | 0.0056496 | 0
2016-05-29 05:00:00 | 0.11661 | 0.11604 | 0.11604 | [6 empty] | -24.79 |  |  | 13.87 | 38.89 | 1.9993 | 4.8707 |  |  |  | 0.0069093 | 0
2016-05-29 06:00:00 | 0.1312 | 0.13011 | 0.13011 | [6 empty] | -24.79 |  |  | 14.67 | 29.94 | 2.2652 | 5.4937 |  |  |  | 0.021504 | 0
2016-05-29 07:00:00 | 0.1159 | 0.11077 | 0.11077 | [6 empty] | -24.79 |  |  | 15.23 | 40.59 | 2.2738 | 5.3835 |  |  |  | 0.006204 | 0
2016-05-29 08:00:00 | 0.10446 | 0.10035 | 0.10035 | [6 empty] | -24.79 |  |  | 12.87 | 45.02 | 2.0072 | 4.7541 |  |  |  | 0 | 0
2016-05-29 09:00:00 | 0.10261 | 0.098555 | 0.098556 | [6 empty] | -24.79 |  |  | 14.03 | 49.04 | 1.9728 | 4.6721 |  |  |  | 0 | 0
2016-05-29 10:00:00 | 0.093522 | 0.089339 | 0.08934 | [6 empty] | -24.79 |  |  | 10.46 | 47.74 | 1.8308 | 4.321 |  |  |  | 0 | 0
2016-05-29 11:00:00 | 0.089618 | 0.086099 | 0.0861 | [6 empty] | -24.79 |  |  | 8.57 | 47.96 | 1.7225 | 4.0785 |  |  |  | 0 | 0
2016-05-29 12:00:00 | 0.087078 | 0.083304 | 0.083305 | [6 empty] | -24.79 |  |  | 4.6 | 45.81 | 1.6996 | 4.016 |  |  |  | 0 | 0
2016-05-29 13:00:00 | 0.081204 | 0.077971 | 0.077972 | [6 empty] | -24.79 |  |  | 3.78 | 29.96 | 1.5496 | 3.65 |  |  |  | 0 | 0
2016-05-29 14:00:00 | 0.079113 | 0.075656 | 0.075657 | [6 empty] | -24.79 |  |  | 5.32 | 27.63 | 1.5318 | 3.6016 |  |  |  | 0 | 0
2016-05-29 15:00:00 | 0.076164 | 0.073197 | 0.073198 | [6 empty] | -24.79 |  |  | 8.42 | 28.25 | 1.4492 | 3.4146 |  |  |  | 0 | 0
2016-05-29 16:00:00 | 0.079745 | 0.077379 | 0.077381 | [6 empty] | -24.79 |  |  | 18.08 | 32.57 | 1.4716 | 3.4922 |  |  |  | 0 | 0
2016-05-29 17:00:00 | 0.082726 | 0.080272 | 0.080274 | [6 empty] | -24.79 |  |  | 21.88 | 49.27 | 1.5376 | 3.6616 |  |  |  | 0 | 0
2016-05-29 18:00:00 | 0.087095 | 0.084 | 0.084002 | [6 empty] | -24.79 |  |  | 22.77 | 51.61 | 1.661 | 3.9506 |  |  |  | 0 | 0
2016-05-29 19:00:00 | 0.094971 | 0.092093 | 0.092095 | [6 empty] | -24.79 |  |  | 23.04 | 52.76 | 1.776 | 4.2363 |  |  |  | 0 | 0
2016-05-29 20:00:00 | 0.10111 | 0.098177 | 0.098179 | [6 empty] | -24.79 |  |  | 23.1 | 56.31 | 1.8702 | 4.4503 |  |  |  | 0 | 0
2016-05-29 21:00:00 | 0.093265 | 0.088819 | 0.088821 | [6 empty] | -24.79 |  |  | 19.73 | 59.97 | 1.8488 | 4.3575 |  |  |  | 0 | 0
2016-05-29 22:00:00 | 0.07928 | 0.075071 | 0.075073 | [6 empty] | -24.79 |  |  | 18.07 | 61.11 | 1.5717 | 3.658 |  |  |  | 0 | 0
2016-05-29 23:00:00 | 0.061452 | 0.060119 | 0.060122 | [6 empty] | -24.79 |  |  | 13.87 | 51.89 | 1.0706 | 2.5108 |  |  |  | 0 | 0
2016-05-30 00:00:00 | 0.049038 | 0.050334 | 0.050337 | [6 empty] | -24.79 |  |  | 12.27 | 50.34 | 0.63317 | 1.4702 |  |  |  | 0 | 0
2016-05-30 01:00:00 | 0.049143 | 0.050184 | 0.050187 | [6 empty] | -24.79 |  |  | 11.28 | 48.5 | 0.64702 | 1.4911 |  |  |  | 0 | 0
2016-05-30 02:00:00 | 0.051141 | 0.053097 | 0.0531 | [6 empty] | -24.79 |  |  | 11.86 | 47.12 | 0.60404 | 1.3989 |  |  |  | 0 | 0
2016-05-30 03:00:00 | 0.061564 | 0.064446 | 0.06445 | [6 empty] | -24.79 |  |  | 18.01 | 46.93 | 0.67955 | 1.573 |  |  |  | 0 | 0
2016-05-30 04:00:00 | 0.085907 | 0.088572 | 0.088577 | [6 empty] | -24.79 |  |  | 26.16 | 46.55 | 1.0936 | 2.5662 |  |  |  | 0 | 0
2016-05-30 05:00:00 | 0.11587 | 0.11862 | 0.11862 | [6 empty] | -24.79 |  |  | 34.94 | 48.58 | 1.6353 | 3.9444 |  |  |  | 0.0061713 | 0
2016-05-30 06:00:00 | 0.12558 | 0.12746 | 0.12746 | [6 empty] | -24.79 |  |  | 35.25 | 55.61 | 1.8525 | 4.4478 |  |  |  | 0.015882 | 0
2016-05-30 07:00:00 | 0.11114 | 0.10937 | 0.10938 | [6 empty] | -24.79 |  |  | 35.43 | 67.5 | 1.8596 | 4.3589 |  |  |  | 0.0014355 | 0
2016-05-30 08:00:00 | 0.10004 | 0.098861 | 0.098864 | [6 empty] | -24.79 |  |  | 34.79 | 69.62 | 1.6419 | 3.8505 |  |  |  | 0 | 0
2016-05-30 09:00:00 | 0.095946 | 0.094367 | 0.094369 | [6 empty] | -24.79 |  |  | 34.25 | 66.68 | 1.6138 | 3.7841 |  |  |  | 0 | 0
2016-05-30 10:00:00 | 0.087901 | 0.086139 | 0.086141 | [6 empty] | -24.79 |  |  | 29 | 67.3 | 1.4977 | 3.5004 |  |  |  | 0 | 0
2016-05-30 11:00:00 | 0.084517 | 0.083284 | 0.083287 | [6 empty] | -24.79 |  |  | 26.33 | 69.61 | 1.4092 | 3.3041 |  |  |  | 0 | 0
2016-05-30 12:00:00 | 0.078544 | 0.076424 | 0.076426 | [6 empty] | -24.79 |  |  | 25.08 | 68.3 | 1.3907 | 3.2541 |  |  |  | 0 | 0
2016-05-30 13:00:00 | 0.074149 | 0.072572 | 0.072575 | [6 empty] | -24.79 |  |  | 24.67 | 66.4 | 1.2679 | 2.9576 |  |  |  | 0 | 0
2016-05-30 14:00:00 | 0.070462 | 0.068359 | 0.068361 | [6 empty] | -24.79 |  |  | 25.06 | 66.28 | 1.2534 | 2.9185 |  |  |  | 0 | 0
2016-05-30 15:00:00 | 0.067091 | 0.065236 | 0.065238 | [6 empty] | -24.79 |  |  | 25.47 | 64.14 | 1.1858 | 2.767 |  |  |  | 0 | 0
2016-05-30 16:00:00 | 0.068996 | 0.067447 | 0.067449 | [6 empty] | -24.79 |  |  | 28.74 | 60.19 | 1.204 | 2.8293 |  |  |  | 0 | 0
2016-05-30 17:00:00 | 0.07206 | 0.070535 | 0.070537 | [6 empty] | -24.79 |  |  | 28.99 | 62.58 | 1.258 | 2.9664 |  |  |  | 0 | 0
2016-05-30 18:00:00 | 0.078402 | 0.076816 | 0.076818 | [6 empty] | -24.79 |  |  | 25.48 | 64.15 | 1.359 | 3.2008 |  |  |  | 0 | 0
2016-05-30 19:00:00 | 0.083621 | 0.081975 | 0.081977 | [6 empty] | -24.79 |  |  | 24.68 | 64.96 | 1.453 | 3.4318 |  |  |  | 0 | 0
2016-05-30 20:00:00 | 0.083812 | 0.08126 | 0.081261 | [6 empty] | -24.79 |  |  | 23.9 | 65.9 | 1.5301 | 3.6055 |  |  |  | 0 | 0
2016-05-30 21:00:00 | 0.079674 | 0.076288 | 0.07629 | [6 empty] | -24.79 |  |  | 21.94 | 60.71 | 1.5129 | 3.5315 |  |  |  | 0 | 0
2016-05-30 22:00:00 | 0.06602 | 0.062496 | 0.062498 | [6 empty] | -24.79 |  |  | 21.17 | 58.44 | 1.2864 | 2.9657 |  |  |  | 0 | 0
2016-05-30 23:00:00 | 0.051938 | 0.050943 | 0.050946 | [6 empty] | -24.79 |  |  | 19.25 | 52.08 | 0.87667 | 2.037 |  |  |  | 0 | 0
2016-05-31 00:00:00 | 0.047881 | 0.048953 | 0.048956 | [6 empty] | -24.79 |  |  | 16.44 | 45.79 | 0.63525 | 1.4752 |  |  |  | 0 | 0
2016-05-31 01:00:00 | 0.048681 | 0.049619 | 0.049622 | [6 empty] | -24.79 |  |  | 16.09 | 43.45 | 0.64915 | 1.4963 |  |  |  | 0 | 0
2016-05-31 02:00:00 | 0.050782 | 0.052655 | 0.052658 | [6 empty] | -24.79 |  |  | 17.31 | 40.99 | 0.60602 | 1.4038 |  |  |  | 0 | 0
2016-05-31 03:00:00 | 0.061331 | 0.06415 | 0.064153 | [6 empty] | -24.79 |  |  | 20.98 | 44.01 | 0.68179 | 1.5784 |  |  |  | 0 | 0
2016-05-31 04:00:00 | 0.084949 | 0.08741 | 0.087414 | [6 empty] | -24.79 |  |  | 24.52 | 45.83 | 1.0972 | 2.5751 |  |  |  | 0 | 0
2016-05-31 05:00:00 | 0.11669 | 0.11953 | 0.11953 | [6 empty] | -24.79 |  |  | 32.93 | 46.13 | 1.6407 | 3.9582 |  |  |  | 0.0069872 | 0
2016-05-31 06:00:00 | 0.12623 | 0.12816 | 0.12816 | [6 empty] | -24.79 |  |  | 35.81 | 52.76 | 1.8587 | 4.4633 |  |  |  | 0.016528 | 0
2016-05-31 07:00:00 | 0.11443 | 0.11318 | 0.11318 | [6 empty] | -24.79 |  |  | 35.47 | 59.94 | 1.8657 | 4.3741 |  |  |  | 0.0047284 | 0
2016-05-31 08:00:00 | 0.1029 | 0.10217 | 0.10217 | [6 empty] | -24.79 |  |  | 34.94 | 69.09 | 1.6474 | 3.8639 |  |  |  | 0 | 0
2016-05-31 09:00:00 | 0.098899 | 0.097783 | 0.097786 | [6 empty] | -24.79 |  |  | 35.8 | 71.02 | 1.6191 | 3.7973 |  |  |  | 0 | 0
2016-05-31 10:00:00 | 0.090036 | 0.088599 | 0.088601 | [6 empty] | -24.79 |  |  | 32.78 | 70.5 | 1.5027 | 3.5126 |  |  |  | 0 | 0
2016-05-31 11:00:00 | 0.08704 | 0.086202 | 0.086205 | [6 empty] | -24.79 |  |  | 30.94 | 71.3 | 1.4138 | 3.3156 |  |  |  | 0 | 0
2016-05-31 12:00:00 | 0.080357 | 0.078508 | 0.07851 | [6 empty] | -24.79 |  |  | 30.57 | 68.09 | 1.3952 | 3.2654 |  |  |  | 0 | 0
2016-05-31 13:00:00 | 0.074161 | 0.072543 | 0.072546 | [6 empty] | -24.79 |  |  | 28.82 | 68.51 | 1.2721 | 2.9679 |  |  |  | 0 | 0
2016-05-31 14:00:00 | 0.070961 | 0.068903 | 0.068905 | [6 empty] | -24.79 |  |  | 29.26 | 67.96 | 1.2575 | 2.9287 |  |  |  | 0 | 0
2016-05-31 15:00:00 | 0.066886 | 0.064954 | 0.064956 | [6 empty] | -24.79 |  |  | 32.37 | 65.98 | 1.1897 | 2.7767 |  |  |  | 0 | 0
2016-05-31 16:00:00 | 0.068497 | 0.066821 | 0.066823 | [6 empty] | -24.79 |  |  | 34.94 | 65.12 | 1.208 | 2.8392 |  |  |  | 0 | 0
2016-05-31 17:00:00 | 0.07147 | 0.069801 | 0.069803 | [6 empty] | -24.79 |  |  | 35.92 | 61.07 | 1.2621 | 2.9768 |  |  |  | 0 | 0
2016-05-31 18:00:00 | 0.077632 | 0.075866 | 0.075868 | [6 empty] | -24.79 |  |  | 32.95 | 61.78 | 1.3635 | 3.2119 |  |  |  | 0 | 0
2016-05-31 19:00:00 | 0.081973 | 0.07999 | 0.079992 | [6 empty] | -24.79 |  |  | 31.98 | 56.25 | 1.4578 | 3.4438 |  |  |  | 0 | 0
2016-05-31 20:00:00 | 0.082563 | 0.079741 | 0.079743 | [6 empty] | -24.79 |  |  | 30.78 | 54.68 | 1.5351 | 3.6181 |  |  |  | 0 | 0
2016-05-31 21:00:00 | 0.078613 | 0.07499 | 0.074992 | [6 empty] | -24.79 |  |  | 26.15 | 54.36 | 1.5179 | 3.5438 |  |  |  | 0 | 0
2016-05-31 22:00:00 | 0.064723 | 0.060926 | 0.060928 | [6 empty] | -24.79 |  |  | 24 | 55.01 | 1.2907 | 2.9759 |  |  |  | 0 | 0
2016-05-31 23:00:00 | 0.050199 | 0.048869 | 0.048872 | [6 empty] | -24.79 |  |  | 22.23 | 51.59 | 0.87954 | 2.044 |  |  |  | 0 | 0
2016-06-01 00:00:00 | 0.045632 | 0.046636 | 0.046638 | [6 empty] | -24.79 |  |  | 21.07 | 50.56 | 0.60365 | 1.398 |  |  |  | 0 | 0
2016-06-01 01:00:00 | 0.046394 | 0.04727 | 0.047272 | [6 empty] | -24.79 |  |  | 20.08 | 48.6 | 0.61684 | 1.4178 |  |  |  | 0 | 0
2016-06-01 02:00:00 | 0.048406 | 0.050175 | 0.050178 | [6 empty] | -24.79 |  |  | 20.18 | 46.25 | 0.57584 | 1.3301 |  |  |  | 0 | 0
2016-06-01 03:00:00 | 0.058467 | 0.061136 | 0.06114 | [6 empty] | -24.79 |  |  | 23.1 | 45.23 | 0.64778 | 1.4954 |  |  |  | 0 | 0
2016-06-01 04:00:00 | 0.08096 | 0.083272 | 0.083277 | [6 empty] | -24.79 |  |  | 29.9 | 45.08 | 1.0425 | 2.4395 |  |  |  | 0 | 0
2016-06-01 05:00:00 | 0.11118 | 0.11383 | 0.11383 | [6 empty] | -24.79 |  |  | 37.49 | 49.92 | 1.5585 | 3.7487 |  |  |  | 0.0014818 | 0
2016-06-01 06:00:00 | 0.12026 | 0.12203 | 0.12203 | [6 empty] | -24.79 |  |  | 40.87 | 54.59 | 1.7655 | 4.2268 |  |  |  | 0.010559 | 0
2016-06-01 07:00:00 | 0.10899 | 0.10774 | 0.10774 | [6 empty] | -24.79 |  |  | 41 | 64.09 | 1.7722 | 4.1424 |  |  |  | 0 | 0
2016-06-01 08:00:00 | 0.09802 | 0.097267 | 0.097269 | [6 empty] | -24.79 |  |  | 40.44 | 65 | 1.5649 | 3.6596 |  |  |  | 0 | 0
2016-06-01 09:00:00 | 0.094201 | 0.093081 | 0.093084 | [6 empty] | -24.79 |  |  | 40.51 | 66.94 | 1.5381 | 3.5965 |  |  |  | 0 | 0
2016-06-01 10:00:00 | 0.085757 | 0.084334 | 0.084336 | [6 empty] | -24.79 |  |  | 36.64 | 68.98 | 1.4275 | 3.327 |  |  |  | 0 | 0
2016-06-01 11:00:00 | 0.082909 | 0.082061 | 0.082063 | [6 empty] | -24.79 |  |  | 32.11 | 74.33 | 1.3431 | 3.1404 |  |  |  | 0 | 0
2016-06-01 12:00:00 | 0.076531 | 0.074719 | 0.074721 | [6 empty] | -24.79 |  |  | 30.9 | 70.96 | 1.3255 | 3.0931 |  |  |  | 0 | 0
2016-06-01 13:00:00 | 0.070633 | 0.069046 | 0.069048 | [6 empty] | -24.79 |  |  | 28.96 | 70.27 | 1.2085 | 2.8113 |  |  |  | 0 | 0
2016-06-01 14:00:00 | 0.06758 | 0.065573 | 0.065575 | [6 empty] | -24.79 |  |  | 28.12 | 69.6 | 1.1947 | 2.7742 |  |  |  | 0 | 0
2016-06-01 15:00:00 | 0.063698 | 0.061815 | 0.061817 | [6 empty] | -24.79 |  |  | 30.11 | 66.98 | 1.1303 | 2.6302 |  |  |  | 0 | 0
2016-06-01 16:00:00 | 0.065233 | 0.063591 | 0.063593 | [6 empty] | -24.79 |  |  | 32.66 | 61.63 | 1.1476 | 2.6892 |  |  |  | 0 | 0
2016-06-01 17:00:00 | 0.068064 | 0.066426 | 0.066428 | [6 empty] | -24.79 |  |  | 32.92 | 64.95 | 1.199 | 2.8195 |  |  |  | 0 | 0
2016-06-01 18:00:00 | 0.073934 | 0.0722 | 0.072202 | [6 empty] | -24.79 |  |  | 30.95 | 60.1 | 1.2954 | 3.0424 |  |  |  | 0 | 0
2016-06-01 19:00:00 | 0.078064 | 0.07612 | 0.076121 | [6 empty] | -24.79 |  |  | 29.57 | 59.96 | 1.3849 | 3.2618 |  |  |  | 0 | 0
2016-06-01 20:00:00 | 0.078617 | 0.07587 | 0.075871 | [6 empty] | -24.79 |  |  | 30.9 | 64.94 | 1.4584 | 3.427 |  |  |  | 0 | 0
2016-06-01 21:00:00 | 0.074851 | 0.071342 | 0.071343 | [6 empty] | -24.79 |  |  | 26.64 | 61.28 | 1.4421 | 3.357 |  |  |  | 0 | 0
2016-06-01 22:00:00 | 0.061621 | 0.057956 | 0.057958 | [6 empty] | -24.79 |  |  | 21.96 | 57.71 | 1.2263 | 2.8194 |  |  |  | 0 | 0
2016-06-01 23:00:00 | 0.047812 | 0.046515 | 0.046517 | [6 empty] | -24.79 |  |  | 20.75 | 53.45 | 0.83578 | 1.9369 |  |  |  | 0 | 0
2016-06-02 00:00:00 | 0.045297 | 0.045785 | 0.045788 | [6 empty] | -24.79 |  |  | 20.06 | 50.37 | 0.62194 | 1.4135 |  |  |  | 0 | 0
2016-06-02 01:00:00 | 0.047089 | 0.047407 | 0.047411 | [6 empty] | -24.79 |  |  | 20 | 49.92 | 0.65803 | 1.4906 |  |  |  | 0 | 0
2016-06-02 02:00:00 | 0.04693 | 0.047723 | 0.047726 | [6 empty] | -24.79 |  |  | 20 | 48.8 | 0.62443 | 1.4238 |  |  |  | 0 | 0
2016-06-02 03:00:00 | 0.056143 | 0.058684 | 0.058688 | [6 empty] | -24.79 |  |  | 22.37 | 48.48 | 0.61378 | 1.4017 |  |  |  | 0 | 0
2016-06-02 04:00:00 | 0.087892 | 0.091989 | 0.091995 | [6 empty] | -24.79 |  |  | 29.03 | 48.11 | 0.97622 | 2.262 |  |  |  | 0 | 0
2016-06-02 05:00:00 | 0.1083 | 0.11278 | 0.11279 | [6 empty] | -24.79 |  |  | 37.97 | 47.97 | 1.3534 | 3.2674 |  |  |  | 0 | 0
2016-06-02 06:00:00 | 0.1068 | 0.11181 | 0.11181 | [6 empty] | -24.79 |  |  | 39.54 | 49.51 | 1.2942 | 3.154 |  |  |  | 0 | 0
2016-06-02 07:00:00 | 0.10143 | 0.099844 | 0.099845 | [6 empty] | -24.79 |  |  | 37.98 | 51.98 | 1.662 | 3.8597 |  |  |  | 0 | 0
2016-06-02 08:00:00 | 0.090958 | 0.090482 | 0.090485 | [6 empty] | -24.79 |  |  | 37.09 | 53.13 | 1.4222 | 3.3143 |  |  |  | 0 | 0
2016-06-02 09:00:00 | 0.090861 | 0.090069 | 0.090072 | [6 empty] | -24.79 |  |  | 36.37 | 52.8 | 1.4404 | 3.3465 |  |  |  | 0 | 0
2016-06-02 10:00:00 | 0.0847 | 0.083904 | 0.083906 | [6 empty] | -24.79 |  |  | 32.08 | 52.84 | 1.3523 | 3.1468 |  |  |  | 0 | 0
2016-06-02 11:00:00 | 0.080607 | 0.079991 | 0.079993 | [6 empty] | -24.79 |  |  | 28.67 | 53.18 | 1.2938 | 3.0337 |  |  |  | 0 | 0
2016-06-02 12:00:00 | 0.073092 | 0.070927 | 0.070928 | [6 empty] | -24.79 |  |  | 26.68 | 50.86 | 1.3033 | 3.0428 |  |  |  | 0 | 0
2016-06-02 13:00:00 | 0.066506 | 0.06455 | 0.064552 | [6 empty] | -24.79 |  |  | 25.95 | 48.18 | 1.1815 | 2.7527 |  |  |  | 0 | 0
2016-06-02 14:00:00 | 0.065612 | 0.063302 | 0.063304 | [6 empty] | -24.79 |  |  | 25.92 | 46.33 | 1.1976 | 2.7881 |  |  |  | 0 | 0
2016-06-02 15:00:00 | 0.059351 | 0.056931 | 0.056933 | [6 empty] | -24.79 |  |  | 28.22 | 44.93 | 1.0998 | 2.546 |  |  |  | 0 | 0
2016-06-02 16:00:00 | 0.060342 | 0.058399 | 0.0584 | [6 empty] | -24.79 |  |  | 31.84 | 46.88 | 1.0908 | 2.5476 |  |  |  | 0 | 0
2016-06-02 17:00:00 | 0.063209 | 0.061111 | 0.061111 | [6 empty] | -24.79 |  |  | 32.96 | 52.16 | 1.1639 | 2.7382 |  |  |  | 0 | 0
2016-06-02 18:00:00 | 0.069797 | 0.068118 | 0.068119 | [6 empty] | -24.79 |  |  | 31.96 | 53.37 | 1.219 | 2.8553 |  |  |  | 0 | 0
2016-06-02 19:00:00 | 0.072723 | 0.071119 | 0.071121 | [6 empty] | -24.79 |  |  | 29.46 | 54.25 | 1.2595 | 2.9529 |  |  |  | 0 | 0
2016-06-02 20:00:00 | 0.072662 | 0.069683 | 0.069685 | [6 empty] | -24.79 |  |  | 29.16 | 54.33 | 1.3729 | 3.2106 |  |  |  | 0 | 0
2016-06-02 21:00:00 | 0.070256 | 0.06714 | 0.067142 | [6 empty] | -24.79 |  |  | 24.59 | 56.08 | 1.3275 | 3.0785 |  |  |  | 0 | 0
2016-06-02 22:00:00 | 0.059075 | 0.055163 | 0.055165 | [6 empty] | -24.79 |  |  | 24.1 | 55.13 | 1.1918 | 2.7168 |  |  |  | 0 | 0
2016-06-02 23:00:00 | 0.046131 | 0.044364 | 0.044367 | [6 empty] | -24.79 |  |  | 21.68 | 52.33 | 0.83147 | 1.9024 |  |  |  | 0 | 0
2016-06-03 00:00:00 | 0.043809 | 0.044259 | 0.044262 | [6 empty] | -24.79 |  |  | 21.22 | 49.17 | 0.60096 | 1.3629 |  |  |  | 0 | 0
2016-06-03 01:00:00 | 0.045358 | 0.045611 | 0.045614 | [6 empty] | -24.79 |  |  | 20.64 | 45.4 | 0.63581 | 1.4372 |  |  |  | 0 | 0
2016-06-03 02:00:00 | 0.044583 | 0.045186 | 0.04519 | [6 empty] | -24.79 |  |  | 20.9 | 44.91 | 0.60335 | 1.3728 |  |  |  | 0 | 0
2016-06-03 03:00:00 | 0.052087 | 0.054135 | 0.054139 | [6 empty] | -24.79 |  |  | 22.5 | 43.66 | 0.59304 | 1.3514 |  |  |  | 0 | 0
2016-06-03 04:00:00 | 0.08206 | 0.085472 | 0.085477 | [6 empty] | -24.79 |  |  | 27.46 | 44.91 | 0.94317 | 2.1806 |  |  |  | 0 | 0
2016-06-03 05:00:00 | 0.09932 | 0.10265 | 0.10266 | [6 empty] | -24.79 |  |  | 35.45 | 48.43 | 1.3073 | 3.1487 |  |  |  | 0 | 0
2016-06-03 06:00:00 | 0.10243 | 0.10707 | 0.10707 | [6 empty] | -24.79 |  |  | 40.08 | 52.48 | 1.2498 | 3.0382 |  |  |  | 0 | 0
2016-06-03 07:00:00 | 0.09922 | 0.097826 | 0.097827 | [6 empty] | -24.79 |  |  | 39.93 | 55.79 | 1.6052 | 3.719 |  |  |  | 0 | 0
2016-06-03 08:00:00 | 0.088875 | 0.088521 | 0.088523 | [6 empty] | -24.79 |  |  | 36.44 | 58.38 | 1.3737 | 3.1938 |  |  |  | 0 | 0
2016-06-03 09:00:00 | 0.087118 | 0.086165 | 0.086167 | [6 empty] | -24.79 |  |  | 35.64 | 59.92 | 1.3913 | 3.225 |  |  |  | 0 | 0
2016-06-03 10:00:00 | 0.080403 | 0.079318 | 0.07932 | [6 empty] | -24.79 |  |  | 30.92 | 57.81 | 1.3063 | 3.0325 |  |  |  | 0 | 0
2016-06-03 11:00:00 | 0.076469 | 0.075563 | 0.075565 | [6 empty] | -24.79 |  |  | 27.77 | 58.03 | 1.2498 | 2.9236 |  |  |  | 0 | 0
2016-06-03 12:00:00 | 0.071382 | 0.06936 | 0.069362 | [6 empty] | -24.79 |  |  | 25.28 | 58.11 | 1.259 | 2.9324 |  |  |  | 0 | 0
2016-06-03 13:00:00 | 0.063023 | 0.060861 | 0.060862 | [6 empty] | -24.79 |  |  | 25.26 | 55.53 | 1.1413 | 2.6529 |  |  |  | 0 | 0
2016-06-03 14:00:00 | 0.062787 | 0.060391 | 0.060392 | [6 empty] | -24.79 |  |  | 25.49 | 54.4 | 1.1569 | 2.6872 |  |  |  | 0 | 0
2016-06-03 15:00:00 | 0.056239 | 0.053654 | 0.053655 | [6 empty] | -24.79 |  |  | 28 | 52.46 | 1.0624 | 2.4538 |  |  |  | 0 | 0
2016-06-03 16:00:00 | 0.058502 | 0.056607 | 0.056608 | [6 empty] | -24.79 |  |  | 31.82 | 52.86 | 1.0537 | 2.4551 |  |  |  | 0 | 0
2016-06-03 17:00:00 | 0.062145 | 0.060248 | 0.060249 | [6 empty] | -24.79 |  |  | 33.61 | 54.3 | 1.1243 | 2.6387 |  |  |  | 0 | 0
2016-06-03 18:00:00 | 0.0697 | 0.068415 | 0.068417 | [6 empty] | -24.79 |  |  | 31.98 | 55.11 | 1.1775 | 2.7517 |  |  |  | 0 | 0
2016-06-03 19:00:00 | 0.071194 | 0.069746 | 0.069747 | [6 empty] | -24.79 |  |  | 30.66 | 58.35 | 1.2166 | 2.8457 |  |  |  | 0 | 0
2016-06-03 20:00:00 | 0.072217 | 0.069626 | 0.069627 | [6 empty] | -24.79 |  |  | 32.16 | 55.14 | 1.3262 | 3.0941 |  |  |  | 0 | 0
2016-06-03 21:00:00 | 0.06797 | 0.064911 | 0.064913 | [6 empty] | -24.79 |  |  | 28.94 | 55.03 | 1.2824 | 2.9671 |  |  |  | 0 | 0
2016-06-03 22:00:00 | 0.056966 | 0.053111 | 0.053113 | [6 empty] | -24.79 |  |  | 23.72 | 61.26 | 1.1514 | 2.6189 |  |  |  | 0 | 0
2016-06-03 23:00:00 | 0.045976 | 0.044476 | 0.044479 | [6 empty] | -24.79 |  |  | 23.21 | 53.86 | 0.80337 | 1.8342 |  |  |  | 0 | 0
2016-06-04 00:00:00 | 0.042379 | 0.042995 | 0.042997 | [6 empty] | -24.79 |  |  | 21.63 | 50.34 | 0.58591 | 1.3545 |  |  |  | 0 | 0
2016-06-04 01:00:00 | 0.041735 | 0.041983 | 0.041986 | [6 empty] | -24.79 |  |  | 21.29 | 46.91 | 0.5987 | 1.3738 |  |  |  | 0 | 0
2016-06-04 02:00:00 | 0.043775 | 0.044907 | 0.04491 | [6 empty] | -24.79 |  |  | 21.26 | 45.01 | 0.5589 | 1.2887 |  |  |  | 0 | 0
2016-06-04 03:00:00 | 0.052413 | 0.054219 | 0.054222 | [6 empty] | -24.79 |  |  | 21.3 | 44.92 | 0.62869 | 1.4487 |  |  |  | 0 | 0
2016-06-04 04:00:00 | 0.069249 | 0.069817 | 0.06982 | [6 empty] | -24.79 |  |  | 21.53 | 43.93 | 1.0118 | 2.3634 |  |  |  | 0 | 0
2016-06-04 05:00:00 | 0.099008 | 0.099953 | 0.099955 | [6 empty] | -24.79 |  |  | 23.5 | 44.95 | 1.5124 | 3.631 |  |  |  | 0 | 0
2016-06-04 06:00:00 | 0.10843 | 0.10862 | 0.10862 | [6 empty] | -24.79 |  |  | 27.49 | 46.9 | 1.7132 | 4.0938 |  |  |  | 0 | 0
2016-06-04 07:00:00 | 0.10228 | 0.10037 | 0.10037 | [6 empty] | -24.79 |  |  | 28.98 | 50.91 | 1.7197 | 4.0122 |  |  |  | 0 | 0
2016-06-04 08:00:00 | 0.09108 | 0.089576 | 0.089578 | [6 empty] | -24.79 |  |  | 26.56 | 52.65 | 1.5186 | 3.5447 |  |  |  | 0 | 0
2016-06-04 09:00:00 | 0.089895 | 0.088478 | 0.088481 | [6 empty] | -24.79 |  |  | 26.91 | 53.75 | 1.4926 | 3.4836 |  |  |  | 0 | 0
2016-06-04 10:00:00 | 0.07965 | 0.077585 | 0.077587 | [6 empty] | -24.79 |  |  | 25.73 | 55.93 | 1.3853 | 3.2227 |  |  |  | 0 | 0
2016-06-04 11:00:00 | 0.076154 | 0.074522 | 0.074524 | [6 empty] | -24.79 |  |  | 22.78 | 55.94 | 1.3034 | 3.042 |  |  |  | 0 | 0
2016-06-04 12:00:00 | 0.070506 | 0.068034 | 0.068036 | [6 empty] | -24.79 |  |  | 21.58 | 53.98 | 1.2864 | 2.9962 |  |  |  | 0 | 0
2016-06-04 13:00:00 | 0.069036 | 0.067534 | 0.067536 | [6 empty] | -24.79 |  |  | 21.41 | 52.46 | 1.1728 | 2.7233 |  |  |  | 0 | 0
2016-06-04 14:00:00 | 0.066449 | 0.064605 | 0.064607 | [6 empty] | -24.79 |  |  | 21.53 | 51.27 | 1.1594 | 2.6874 |  |  |  | 0 | 0
2016-06-04 15:00:00 | 0.063259 | 0.061639 | 0.061641 | [6 empty] | -24.79 |  |  | 25.29 | 50.49 | 1.0969 | 2.5479 |  |  |  | 0 | 0
2016-06-04 16:00:00 | 0.062297 | 0.06048 | 0.060482 | [6 empty] | -24.79 |  |  | 28.19 | 49.99 | 1.1137 | 2.605 |  |  |  | 0 | 0
2016-06-04 17:00:00 | 0.063587 | 0.061517 | 0.061518 | [6 empty] | -24.79 |  |  | 30.07 | 51.61 | 1.1636 | 2.7312 |  |  |  | 0 | 0
2016-06-04 18:00:00 | 0.068287 | 0.065945 | 0.065946 | [6 empty] | -24.79 |  |  | 29.87 | 52.87 | 1.2571 | 2.9471 |  |  |  | 0 | 0
2016-06-04 19:00:00 | 0.070061 | 0.067118 | 0.06712 | [6 empty] | -24.79 |  |  | 29.88 | 53.91 | 1.3439 | 3.1596 |  |  |  | 0 | 0
2016-06-04 20:00:00 | 0.073939 | 0.070801 | 0.070802 | [6 empty] | -24.79 |  |  | 30.99 | 52.48 | 1.4153 | 3.3197 |  |  |  | 0 | 0
2016-06-04 21:00:00 | 0.070204 | 0.066314 | 0.066315 | [6 empty] | -24.79 |  |  | 28.88 | 52.32 | 1.3995 | 3.252 |  |  |  | 0 | 0
2016-06-04 22:00:00 | 0.058665 | 0.054861 | 0.054862 | [6 empty] | -24.79 |  |  | 24.43 | 53.24 | 1.1901 | 2.7314 |  |  |  | 0 | 0
2016-06-04 23:00:00 | 0.048581 | 0.04767 | 0.047673 | [6 empty] | -24.79 |  |  | 22 | 51 | 0.8112 | 1.8766 |  |  |  | 0 | 0
2016-06-05 00:00:00 | 0.045465 | 0.046692 | 0.046695 | [6 empty] | -24.79 |  |  | 20.08 | 49.91 | 0.57903 | 1.3377 |  |  |  | 0 | 0
2016-06-05 01:00:00 | 0.050499 | 0.052357 | 0.052361 | [6 empty] | -24.79 |  |  | 19.08 | 46.13 | 0.59167 | 1.3567 |  |  |  | 0 | 0
2016-06-05 02:00:00 | 0.05587 | 0.059192 | 0.059195 | [6 empty] | -24.79 |  |  | 18.03 | 44.12 | 0.55233 | 1.2726 |  |  |  | 0 | 0
2016-06-05 03:00:00 | 0.069846 | 0.074786 | 0.074791 | [6 empty] | -24.79 |  |  | 16.61 | 41.15 | 0.62129 | 1.4306 |  |  |  | 0 | 0
2016-06-05 04:00:00 | 0.090808 | 0.095275 | 0.09528 | [6 empty] | -24.79 |  |  | 16.09 | 41.15 | 0.99984 | 2.3338 |  |  |  | 0 | 0
2016-06-05 05:00:00 | 0.090645 | 0.090291 | 0.090293 | [6 empty] | -24.79 |  |  | 17.78 | 42.07 | 1.4945 | 3.5854 |  |  |  | 0 | 0
2016-06-05 06:00:00 | 0.10195 | 0.10121 | 0.10121 | [6 empty] | -24.79 |  |  | 17.89 | 44.51 | 1.6929 | 4.0423 |  |  |  | 0 | 0
2016-06-05 07:00:00 | 0.089591 | 0.085669 | 0.08567 | [6 empty] | -24.79 |  |  | 17.08 | 46.17 | 1.6994 | 3.9617 |  |  |  | 0 | 0
2016-06-05 08:00:00 | 0.080828 | 0.077707 | 0.077708 | [6 empty] | -24.79 |  |  | 17.84 | 48.22 | 1.5007 | 3.5002 |  |  |  | 0 | 0
2016-06-05 09:00:00 | 0.079396 | 0.076316 | 0.076318 | [6 empty] | -24.79 |  |  | 18.48 | 49.61 | 1.475 | 3.4399 |  |  |  | 0 | 0
2016-06-05 10:00:00 | 0.07231 | 0.069125 | 0.069126 | [6 empty] | -24.79 |  |  | 17.94 | 50.47 | 1.3689 | 3.1822 |  |  |  | 0 | 0
2016-06-05 11:00:00 | 0.069349 | 0.066679 | 0.06668 | [6 empty] | -24.79 |  |  | 15.15 | 51.69 | 1.288 | 3.0038 |  |  |  | 0 | 0
2016-06-05 12:00:00 | 0.067343 | 0.06447 | 0.064472 | [6 empty] | -24.79 |  |  | 14.47 | 51.26 | 1.2712 | 2.9587 |  |  |  | 0 | 0
2016-06-05 13:00:00 | 0.062862 | 0.060418 | 0.06042 | [6 empty] | -24.79 |  |  | 14.03 | 49.87 | 1.159 | 2.6891 |  |  |  | 0 | 0
2016-06-05 14:00:00 | 0.061207 | 0.058585 | 0.058586 | [6 empty] | -24.79 |  |  | 14.54 | 46.71 | 1.1458 | 2.6538 |  |  |  | 0 | 0
2016-06-05 15:00:00 | 0.05897 | 0.056729 | 0.056731 | [6 empty] | -24.79 |  |  | 18.62 | 45.6 | 1.084 | 2.516 |  |  |  | 0 | 0
2016-06-05 16:00:00 | 0.061816 | 0.060047 | 0.060049 | [6 empty] | -24.79 |  |  | 23.91 | 47.82 | 1.1005 | 2.5723 |  |  |  | 0 | 0
2016-06-05 17:00:00 | 0.064107 | 0.062264 | 0.062266 | [6 empty] | -24.79 |  |  | 26.92 | 51.08 | 1.1498 | 2.6969 |  |  |  | 0 | 0
2016-06-05 18:00:00 | 0.067422 | 0.065076 | 0.065077 | [6 empty] | -24.79 |  |  | 28.85 | 52.64 | 1.2423 | 2.9101 |  |  |  | 0 | 0
2016-06-05 19:00:00 | 0.073576 | 0.071407 | 0.071409 | [6 empty] | -24.79 |  |  | 29.14 | 53.67 | 1.3281 | 3.1199 |  |  |  | 0 | 0
2016-06-05 20:00:00 | 0.078368 | 0.076173 | 0.076174 | [6 empty] | -24.79 |  |  | 30.74 | 53.74 | 1.3986 | 3.278 |  |  |  | 0 | 0
2016-06-05 21:00:00 | 0.072085 | 0.068692 | 0.068694 | [6 empty] | -24.79 |  |  | 27.93 | 53.83 | 1.383 | 3.2113 |  |  |  | 0 | 0
2016-06-05 22:00:00 | 0.061283 | 0.058085 | 0.058087 | [6 empty] | -24.79 |  |  | 24.59 | 56.03 | 1.1761 | 2.6973 |  |  |  | 0 | 0
2016-06-05 23:00:00 | 0.047769 | 0.046814 | 0.046816 | [6 empty] | -24.79 |  |  | 22.76 | 51.03 | 0.80167 | 1.8533 |  |  |  | 0 | 0
2016-06-06 00:00:00 | 0.054873 | 0.056258 | 0.056261 | [6 empty] | -24.79 |  |  | 21.87 | 48.53 | 0.72355 | 1.6909 |  |  |  | 0 | 0
2016-06-06 01:00:00 | 0.055005 | 0.056101 | 0.056105 | [6 empty] | -24.79 |  |  | 21.19 | 44.88 | 0.73942 | 1.7151 |  |  |  | 0 | 0
2016-06-06 02:00:00 | 0.057165 | 0.059279 | 0.059282 | [6 empty] | -24.79 |  |  | 21.15 | 42.43 | 0.69034 | 1.6093 |  |  |  | 0 | 0
2016-06-06 03:00:00 | 0.068766 | 0.071896 | 0.0719 | [6 empty] | -24.79 |  |  | 22.71 | 41.15 | 0.77679 | 1.81 |  |  |  | 0 | 0
2016-06-06 04:00:00 | 0.096122 | 0.098995 | 0.099 | [6 empty] | -24.79 |  |  | 29.98 | 42.07 | 1.2502 | 2.9531 |  |  |  | 0 | 0
2016-06-06 05:00:00 | 0.12985 | 0.13283 | 0.13283 | [6 empty] | -24.79 |  |  | 36.16 | 46.21 | 1.8702 | 4.5425 |  |  |  | 0.020149 | 0
2016-06-06 06:00:00 | 0.14083 | 0.14283 | 0.14283 | [6 empty] | -24.79 |  |  | 37.82 | 52.54 | 2.1189 | 5.1231 |  |  |  | 0.031126 | 0
2016-06-06 07:00:00 | 0.12488 | 0.12281 | 0.12281 | [6 empty] | -24.79 |  |  | 34.94 | 65.48 | 2.1269 | 5.0205 |  |  |  | 0.015178 | 0
2016-06-06 08:00:00 | 0.11237 | 0.11096 | 0.11096 | [6 empty] | -24.79 |  |  | 32.57 | 67.91 | 1.8777 | 4.4339 |  |  |  | 0.0026656 | 0
2016-06-06 09:00:00 | 0.10781 | 0.10597 | 0.10597 | [6 empty] | -24.79 |  |  | 31.93 | 68.08 | 1.8455 | 4.3575 |  |  |  | 0 | 0
2016-06-06 10:00:00 | 0.098793 | 0.096745 | 0.096747 | [6 empty] | -24.79 |  |  | 28.63 | 67.98 | 1.7127 | 4.0302 |  |  |  | 0 | 0
2016-06-06 11:00:00 | 0.094954 | 0.093502 | 0.093504 | [6 empty] | -24.79 |  |  | 28.08 | 69.41 | 1.6114 | 3.8041 |  |  |  | 0 | 0
2016-06-06 12:00:00 | 0.088333 | 0.085899 | 0.085901 | [6 empty] | -24.79 |  |  | 28.78 | 68.6 | 1.59 | 3.746 |  |  |  | 0 | 0
2016-06-06 13:00:00 | 0.083339 | 0.081509 | 0.081511 | [6 empty] | -24.79 |  |  | 29.63 | 68.62 | 1.4497 | 3.4047 |  |  |  | 0 | 0
2016-06-06 14:00:00 | 0.079249 | 0.076836 | 0.076838 | [6 empty] | -24.79 |  |  | 30.99 | 68.91 | 1.4331 | 3.3596 |  |  |  | 0 | 0
2016-06-06 15:00:00 | 0.075449 | 0.073318 | 0.07332 | [6 empty] | -24.79 |  |  | 34.68 | 65.69 | 1.3558 | 3.1852 |  |  |  | 0 | 0
2016-06-06 16:00:00 | 0.077576 | 0.075791 | 0.075792 | [6 empty] | -24.79 |  |  | 38.76 | 64.93 | 1.3767 | 3.2573 |  |  |  | 0 | 0
2016-06-06 17:00:00 | 0.081022 | 0.079265 | 0.079267 | [6 empty] | -24.79 |  |  | 41.06 | 68.08 | 1.4384 | 3.4153 |  |  |  | 0 | 0
2016-06-06 18:00:00 | 0.088141 | 0.086308 | 0.08631 | [6 empty] | -24.79 |  |  | 37.31 | 69.03 | 1.5539 | 3.6849 |  |  |  | 0 | 0
2016-06-06 19:00:00 | 0.094015 | 0.092115 | 0.092117 | [6 empty] | -24.79 |  |  | 34.2 | 67.95 | 1.6615 | 3.9512 |  |  |  | 0 | 0
2016-06-06 20:00:00 | 0.094311 | 0.091402 | 0.091404 | [6 empty] | -24.79 |  |  | 33.81 | 67.02 | 1.7496 | 4.151 |  |  |  | 0 | 0
2016-06-06 21:00:00 | 0.089716 | 0.085872 | 0.085874 | [6 empty] | -24.79 |  |  | 28.79 | 67.81 | 1.7296 | 4.0648 |  |  |  | 0 | 0
2016-06-06 22:00:00 | 0.074374 | 0.070375 | 0.070378 | [6 empty] | -24.79 |  |  | 24.85 | 63.1 | 1.4705 | 3.4127 |  |  |  | 0 | 0
2016-06-06 23:00:00 | 0.058351 | 0.057187 | 0.05719 | [6 empty] | -24.79 |  |  | 23.34 | 53.12 | 1.0018 | 2.3429 |  |  |  | 0 | 0
2016-06-07 00:00:00 | 0.058962 | 0.060165 | 0.060169 | [6 empty] | -24.79 |  |  | 22.59 | 50.83 | 0.8099 | 1.9013 |  |  |  | 0 | 0
2016-06-07 01:00:00 | 0.059956 | 0.060986 | 0.06099 | [6 empty] | -24.79 |  |  | 21.58 | 48.89 | 0.8277 | 1.9287 |  |  |  | 0 | 0
2016-06-07 02:00:00 | 0.062397 | 0.064565 | 0.064569 | [6 empty] | -24.79 |  |  | 21.67 | 48 | 0.7728 | 1.8099 |  |  |  | 0 | 0
2016-06-07 03:00:00 | 0.07526 | 0.078555 | 0.078559 | [6 empty] | -24.79 |  |  | 22.09 | 46.24 | 0.8697 | 2.0361 |  |  |  | 0 | 0
2016-06-07 04:00:00 | 0.10457 | 0.1074 | 0.10741 | [6 empty] | -24.79 |  |  | 29.68 | 47.32 | 1.3997 | 3.3222 |  |  |  | 0 | 0
2016-06-07 05:00:00 | 0.14395 | 0.14727 | 0.14728 | [6 empty] | -24.79 |  |  | 35.82 | 49.55 | 2.0946 | 5.1129 |  |  |  | 0.03425 | 0
2016-06-07 06:00:00 | 0.15591 | 0.15811 | 0.15811 | [6 empty] | -24.79 |  |  | 39.48 | 53.59 | 2.3733 | 5.7672 |  |  |  | 0.046207 | 0
2016-06-07 07:00:00 | 0.14172 | 0.14 | 0.14 | [6 empty] | -24.79 |  |  | 34.49 | 68.04 | 2.3822 | 5.6515 |  |  |  | 0.032018 | 0
2016-06-07 08:00:00 | 0.12737 | 0.1263 | 0.1263 | [6 empty] | -24.79 |  |  | 29.15 | 69.51 | 2.1029 | 4.9904 |  |  |  | 0.017665 | 0
2016-06-07 09:00:00 | 0.12249 | 0.12096 | 0.12096 | [6 empty] | -24.79 |  |  | 28.8 | 68.92 | 2.0669 | 4.9044 |  |  |  | 0.012786 | 0
2016-06-07 10:00:00 | 0.11157 | 0.10965 | 0.10965 | [6 empty] | -24.79 |  |  | 25.94 | 71.07 | 1.918 | 4.5356 |  |  |  | 0.0018664 | 0
2016-06-07 11:00:00 | 0.10777 | 0.1066 | 0.1066 | [6 empty] | -24.79 |  |  | 25.59 | 72.92 | 1.8045 | 4.281 |  |  |  | 0 | 0
2016-06-07 12:00:00 | 0.09968 | 0.097287 | 0.09729 | [6 empty] | -24.79 |  |  | 25.18 | 70.51 | 1.7805 | 4.2152 |  |  |  | 0 | 0
2016-06-07 13:00:00 | 0.091961 | 0.089854 | 0.089856 | [6 empty] | -24.79 |  |  | 26.41 | 69.14 | 1.6233 | 3.8311 |  |  |  | 0 | 0
2016-06-07 14:00:00 | 0.088077 | 0.085436 | 0.085438 | [6 empty] | -24.79 |  |  | 27.53 | 69.98 | 1.6047 | 3.7802 |  |  |  | 0 | 0
2016-06-07 15:00:00 | 0.083028 | 0.080553 | 0.080555 | [6 empty] | -24.79 |  |  | 32.13 | 71.31 | 1.5181 | 3.5839 |  |  |  | 0 | 0
2016-06-07 16:00:00 | 0.085012 | 0.082859 | 0.082861 | [6 empty] | -24.79 |  |  | 36.02 | 71.31 | 1.5417 | 3.6655 |  |  |  | 0 | 0
2016-06-07 17:00:00 | 0.088707 | 0.086565 | 0.086567 | [6 empty] | -24.79 |  |  | 38.48 | 69.41 | 1.6109 | 3.8434 |  |  |  | 0 | 0
2016-06-07 18:00:00 | 0.096336 | 0.094064 | 0.094066 | [6 empty] | -24.79 |  |  | 34.9 | 69.02 | 1.7401 | 4.1466 |  |  |  | 0 | 0
2016-06-07 19:00:00 | 0.10177 | 0.099231 | 0.099233 | [6 empty] | -24.79 |  |  | 32.97 | 68.96 | 1.8607 | 4.4467 |  |  |  | 0 | 0
2016-06-07 20:00:00 | 0.10264 | 0.099077 | 0.099079 | [6 empty] | -24.79 |  |  | 32.59 | 67.08 | 1.9592 | 4.6712 |  |  |  | 0 | 0
2016-06-07 21:00:00 | 0.097835 | 0.093285 | 0.093287 | [6 empty] | -24.79 |  |  | 27.54 | 63.73 | 1.9367 | 4.5735 |  |  |  | 0 | 0
2016-06-07 22:00:00 | 0.080626 | 0.075862 | 0.075864 | [6 empty] | -24.79 |  |  | 25.98 | 58.49 | 1.6464 | 3.839 |  |  |  | 0 | 0
2016-06-07 23:00:00 | 0.062265 | 0.060546 | 0.060549 | [6 empty] | -24.79 |  |  | 23.89 | 51.23 | 1.1214 | 2.6347 |  |  |  | 0 | 0
2016-06-08 00:00:00 | 0.054844 | 0.055944 | 0.055947 | [6 empty] | -24.79 |  |  | 22.83 | 50.2 | 0.75051 | 1.7566 |  |  |  | 0 | 0
2016-06-08 01:00:00 | 0.055768 | 0.056707 | 0.05671 | [6 empty] | -24.79 |  |  | 21.68 | 48.58 | 0.76699 | 1.7819 |  |  |  | 0 | 0
2016-06-08 02:00:00 | 0.058053 | 0.060053 | 0.060057 | [6 empty] | -24.79 |  |  | 21.54 | 46.11 | 0.71609 | 1.6719 |  |  |  | 0 | 0
2016-06-08 03:00:00 | 0.070029 | 0.073077 | 0.073081 | [6 empty] | -24.79 |  |  | 23.38 | 45.84 | 0.8058 | 1.8807 |  |  |  | 0 | 0
2016-06-08 04:00:00 | 0.097264 | 0.099865 | 0.099869 | [6 empty] | -24.79 |  |  | 28.21 | 45.8 | 1.2969 | 3.0684 |  |  |  | 0 | 0
2016-06-08 05:00:00 | 0.13386 | 0.13688 | 0.13688 | [6 empty] | -24.79 |  |  | 35.07 | 48.94 | 1.9403 | 4.7207 |  |  |  | 0.024159 | 0
2016-06-08 06:00:00 | 0.14496 | 0.14692 | 0.14692 | [6 empty] | -24.79 |  |  | 41.31 | 57.66 | 2.1983 | 5.3243 |  |  |  | 0.035256 | 0
2016-06-08 07:00:00 | 0.13172 | 0.13004 | 0.13005 | [6 empty] | -24.79 |  |  | 37.33 | 70.26 | 2.2066 | 5.2176 |  |  |  | 0.022023 | 0
2016-06-08 08:00:00 | 0.11839 | 0.11733 | 0.11733 | [6 empty] | -24.79 |  |  | 34.25 | 77.98 | 1.948 | 4.6078 |  |  |  | 0.0086931 | 0
2016-06-08 09:00:00 | 0.11385 | 0.11236 | 0.11236 | [6 empty] | -24.79 |  |  | 32.99 | 76.07 | 1.9146 | 4.5283 |  |  |  | 0.0041496 | 0
2016-06-08 10:00:00 | 0.1037 | 0.10185 | 0.10185 | [6 empty] | -24.79 |  |  | 28.52 | 79.09 | 1.7768 | 4.1881 |  |  |  | 0 | 0
2016-06-08 11:00:00 | 0.10018 | 0.099025 | 0.099027 | [6 empty] | -24.79 |  |  | 27.6 | 84.94 | 1.6717 | 3.9531 |  |  |  | 0 | 0
2016-06-08 12:00:00 | 0.092638 | 0.090351 | 0.090353 | [6 empty] | -24.79 |  |  | 27.18 | 74.83 | 1.6495 | 3.8926 |  |  |  | 0 | 0
2016-06-08 13:00:00 | 0.085468 | 0.083453 | 0.083455 | [6 empty] | -24.79 |  |  | 26.37 | 74.92 | 1.5039 | 3.5379 |  |  |  | 0 | 0
2016-06-08 14:00:00 | 0.081849 | 0.079338 | 0.07934 | [6 empty] | -24.79 |  |  | 26 | 71.53 | 1.4867 | 3.491 |  |  |  | 0 | 0
2016-06-08 15:00:00 | 0.077156 | 0.074803 | 0.074805 | [6 empty] | -24.79 |  |  | 28.24 | 68.89 | 1.4065 | 3.3097 |  |  |  | 0 | 0
2016-06-08 16:00:00 | 0.079 | 0.076944 | 0.076945 | [6 empty] | -24.79 |  |  | 30.68 | 62.04 | 1.4282 | 3.3848 |  |  |  | 0 | 0
2016-06-08 17:00:00 | 0.082434 | 0.080384 | 0.080385 | [6 empty] | -24.79 |  |  | 32.9 | 57.71 | 1.4923 | 3.5491 |  |  |  | 0 | 0
2016-06-08 18:00:00 | 0.089526 | 0.08735 | 0.087352 | [6 empty] | -24.79 |  |  | 32.12 | 55.39 | 1.6121 | 3.8291 |  |  |  | 0 | 0
2016-06-08 19:00:00 | 0.094566 | 0.09214 | 0.092142 | [6 empty] | -24.79 |  |  | 32.55 | 52.96 | 1.7237 | 4.106 |  |  |  | 0 | 0
2016-06-08 20:00:00 | 0.095361 | 0.091979 | 0.09198 | [6 empty] | -24.79 |  |  | 30.9 | 52.86 | 1.815 | 4.3135 |  |  |  | 0 | 0
2016-06-08 21:00:00 | 0.090891 | 0.086589 | 0.086591 | [6 empty] | -24.79 |  |  | 26.5 | 53.71 | 1.7943 | 4.2237 |  |  |  | 0 | 0
2016-06-08 22:00:00 | 0.074897 | 0.07041 | 0.070412 | [6 empty] | -24.79 |  |  | 23.67 | 54.57 | 1.5254 | 3.5459 |  |  |  | 0 | 0
2016-06-08 23:00:00 | 0.057871 | 0.056236 | 0.056239 | [6 empty] | -24.79 |  |  | 21.87 | 50.91 | 1.0392 | 2.4341 |  |  |  | 0 | 0
2016-06-09 00:00:00 | 0.060319 | 0.06154 | 0.061544 | [6 empty] | -24.79 |  |  | 20.81 | 47.88 | 0.83103 | 1.9528 |  |  |  | 0 | 0
2016-06-09 01:00:00 | 0.061337 | 0.06238 | 0.062384 | [6 empty] | -24.79 |  |  | 20.58 | 43.89 | 0.84931 | 1.9809 |  |  |  | 0 | 0
2016-06-09 02:00:00 | 0.063821 | 0.066027 | 0.066031 | [6 empty] | -24.79 |  |  | 21.11 | 39.61 | 0.79298 | 1.8589 |  |  |  | 0 | 0
2016-06-09 03:00:00 | 0.076968 | 0.080324 | 0.080328 | [6 empty] | -24.79 |  |  | 23.06 | 39.28 | 0.89244 | 2.0914 |  |  |  | 0 | 0
2016-06-09 04:00:00 | 0.10697 | 0.10985 | 0.10986 | [6 empty] | -24.79 |  |  | 28.03 | 42.01 | 1.4363 | 3.4124 |  |  |  | 0 | 0
2016-06-09 05:00:00 | 0.14729 | 0.15067 | 0.15068 | [6 empty] | -24.79 |  |  | 33.97 | 46.61 | 2.1495 | 5.2524 |  |  |  | 0.037587 | 0
2016-06-09 06:00:00 | 0.15954 | 0.16177 | 0.16178 | [6 empty] | -24.79 |  |  | 43.08 | 51.12 | 2.4356 | 5.9247 |  |  |  | 0.049839 | 0
2016-06-09 07:00:00 | 0.14505 | 0.14328 | 0.14328 | [6 empty] | -24.79 |  |  | 44 | 54.81 | 2.4447 | 5.8058 |  |  |  | 0.035353 | 0
2016-06-09 08:00:00 | 0.13036 | 0.12925 | 0.12925 | [6 empty] | -24.79 |  |  | 42.89 | 58.65 | 2.1581 | 5.1265 |  |  |  | 0.020656 | 0
2016-06-09 09:00:00 | 0.12537 | 0.12379 | 0.1238 | [6 empty] | -24.79 |  |  | 41.4 | 58.84 | 2.1211 | 5.0381 |  |  |  | 0.015669 | 0
2016-06-09 10:00:00 | 0.1142 | 0.11223 | 0.11223 | [6 empty] | -24.79 |  |  | 34.99 | 61.51 | 1.9683 | 4.6592 |  |  |  | 0.0044974 | 0
2016-06-09 11:00:00 | 0.1103 | 0.10909 | 0.1091 | [6 empty] | -24.79 |  |  | 33.93 | 65.58 | 1.8518 | 4.3977 |  |  |  | 0.0006025 | 0
2016-06-09 12:00:00 | 0.10204 | 0.099583 | 0.099586 | [6 empty] | -24.79 |  |  | 30.2 | 65.09 | 1.8272 | 4.33 |  |  |  | 0 | 0
2016-06-09 13:00:00 | 0.094136 | 0.09197 | 0.091973 | [6 empty] | -24.79 |  |  | 27.34 | 65.12 | 1.6658 | 3.9354 |  |  |  | 0 | 0
2016-06-09 14:00:00 | 0.090167 | 0.087457 | 0.087459 | [6 empty] | -24.79 |  |  | 27.01 | 61.72 | 1.6467 | 3.883 |  |  |  | 0 | 0
2016-06-09 15:00:00 | 0.084999 | 0.08246 | 0.082462 | [6 empty] | -24.79 |  |  | 28.84 | 60 | 1.5579 | 3.6814 |  |  |  | 0 | 0
2016-06-09 16:00:00 | 0.087028 | 0.084819 | 0.084821 | [6 empty] | -24.79 |  |  | 32.95 | 61.8 | 1.5821 | 3.7653 |  |  |  | 0 | 0
2016-06-09 17:00:00 | 0.090812 | 0.088615 | 0.088616 | [6 empty] | -24.79 |  |  | 34.94 | 59.69 | 1.6531 | 3.9481 |  |  |  | 0 | 0
2016-06-09 18:00:00 | 0.09862 | 0.096289 | 0.096291 | [6 empty] | -24.79 |  |  | 33.7 | 59.78 | 1.7857 | 4.2595 |  |  |  | 0 | 0
2016-06-09 19:00:00 | 0.10418 | 0.10158 | 0.10158 | [6 empty] | -24.79 |  |  | 31.51 | 61.24 | 1.9094 | 4.5678 |  |  |  | 0 | 0
2016-06-09 20:00:00 | 0.10509 | 0.10144 | 0.10144 | [6 empty] | -24.79 |  |  | 30.49 | 64.5 | 2.0106 | 4.7985 |  |  |  | 0 | 0
2016-06-09 21:00:00 | 0.10018 | 0.095518 | 0.09552 | [6 empty] | -24.79 |  |  | 25.89 | 62.51 | 1.9874 | 4.6978 |  |  |  | 0 | 0
2016-06-09 22:00:00 | 0.082565 | 0.077685 | 0.077687 | [6 empty] | -24.79 |  |  | 23.55 | 55.86 | 1.6895 | 3.9432 |  |  |  | 0 | 0
2016-06-09 23:00:00 | 0.063739 | 0.061974 | 0.061977 | [6 empty] | -24.79 |  |  | 21.57 | 51.35 | 1.1507 | 2.706 |  |  |  | 0 | 0
2016-06-10 00:00:00 | 0.066164 | 0.067341 | 0.067345 | [6 empty] | -24.79 |  |  | 21.03 | 48.54 | 0.93334 | 2.2016 |  |  |  | 0 | 0
2016-06-10 01:00:00 | 0.066628 | 0.067488 | 0.067492 | [6 empty] | -24.79 |  |  | 19.91 | 46.76 | 0.9539 | 2.2335 |  |  |  | 0 | 0
2016-06-10 02:00:00 | 0.068578 | 0.070591 | 0.070596 | [6 empty] | -24.79 |  |  | 19.16 | 44.51 | 0.89068 | 2.0961 |  |  |  | 0 | 0
2016-06-10 03:00:00 | 0.082106 | 0.085204 | 0.085209 | [6 empty] | -24.79 |  |  | 20.97 | 42.32 | 1.0025 | 2.3588 |  |  |  | 0 | 0
2016-06-10 04:00:00 | 0.11492 | 0.11739 | 0.1174 | [6 empty] | -24.79 |  |  | 27.25 | 43.75 | 1.6135 | 3.8488 |  |  |  | 0.0052195 | 0
2016-06-10 05:00:00 | 0.15608 | 0.15847 | 0.15847 | [6 empty] | -24.79 |  |  | 33.94 | 47.08 | 2.4155 | 5.9271 |  |  |  | 0.046378 | 0
2016-06-10 06:00:00 | 0.17626 | 0.17851 | 0.17852 | [6 empty] | -24.79 |  |  | 35.95 | 52.61 | 2.7371 | 6.6867 |  |  |  | 0.066557 | 0
2016-06-10 07:00:00 | 0.16274 | 0.16097 | 0.16098 | [6 empty] | -24.79 |  |  | 30.97 | 66.74 | 2.7473 | 6.5523 |  |  |  | 0.053043 | 0
2016-06-10 08:00:00 | 0.14545 | 0.14426 | 0.14427 | [6 empty] | -24.79 |  |  | 24.68 | 66.98 | 2.4249 | 5.7847 |  |  |  | 0.035753 | 0
2016-06-10 09:00:00 | 0.13844 | 0.13648 | 0.13648 | [6 empty] | -24.79 |  |  | 24.47 | 66.7 | 2.3834 | 5.685 |  |  |  | 0.028743 | 0
2016-06-10 10:00:00 | 0.12461 | 0.12196 | 0.12196 | [6 empty] | -24.79 |  |  | 22.52 | 67.43 | 2.2116 | 5.257 |  |  |  | 0.014908 | 0
2016-06-10 11:00:00 | 0.12012 | 0.11829 | 0.11829 | [6 empty] | -24.79 |  |  | 21.37 | 69.02 | 2.0807 | 4.9618 |  |  |  | 0.01042 | 0
2016-06-10 12:00:00 | 0.11354 | 0.11078 | 0.11078 | [6 empty] | -24.79 |  |  | 21.06 | 67.89 | 2.0529 | 4.8849 |  |  |  | 0.0038394 | 0
2016-06-10 13:00:00 | 0.10217 | 0.099282 | 0.099284 | [6 empty] | -24.79 |  |  | 21.8 | 67.01 | 1.8716 | 4.4397 |  |  |  | 0 | 0
2016-06-10 14:00:00 | 0.099439 | 0.096242 | 0.096244 | [6 empty] | -24.79 |  |  | 23.09 | 64.51 | 1.8501 | 4.3805 |  |  |  | 0 | 0
2016-06-10 15:00:00 | 0.092562 | 0.08936 | 0.089362 | [6 empty] | -24.79 |  |  | 26.29 | 61.95 | 1.7503 | 4.1531 |  |  |  | 0 | 0
2016-06-10 16:00:00 | 0.095971 | 0.093341 | 0.093343 | [6 empty] | -24.79 |  |  | 30.01 | 62.01 | 1.7776 | 4.2482 |  |  |  | 0 | 0
2016-06-10 17:00:00 | 0.10212 | 0.099846 | 0.099848 | [6 empty] | -24.79 |  |  | 32.85 | 64.91 | 1.8574 | 4.4545 |  |  |  | 0 | 0
2016-06-10 18:00:00 | 0.11177 | 0.10951 | 0.10952 | [6 empty] | -24.79 |  |  | 32.06 | 65.12 | 2.0063 | 4.8056 |  |  |  | 0.0020703 | 0
2016-06-10 19:00:00 | 0.11596 | 0.11306 | 0.11306 | [6 empty] | -24.79 |  |  | 31.67 | 65.95 | 2.1454 | 5.1538 |  |  |  | 0.0062599 | 0
2016-06-10 20:00:00 | 0.11838 | 0.11456 | 0.11456 | [6 empty] | -24.79 |  |  | 32.86 | 64.92 | 2.259 | 5.4138 |  |  |  | 0.0086832 | 0
2016-06-10 21:00:00 | 0.11121 | 0.10595 | 0.10595 | [6 empty] | -24.79 |  |  | 29.45 | 59.03 | 2.2328 | 5.2994 |  |  |  | 0.0015115 | 0
2016-06-10 22:00:00 | 0.091024 | 0.085413 | 0.085416 | [6 empty] | -24.79 |  |  | 26.14 | 54.97 | 1.8978 | 4.4474 |  |  |  | 0 | 0
2016-06-10 23:00:00 | 0.071321 | 0.069409 | 0.069412 | [6 empty] | -24.79 |  |  | 24.2 | 52.09 | 1.2924 | 3.051 |  |  |  | 0 | 0
2016-06-11 00:00:00 | 0.075435 | 0.076742 | 0.076746 | [6 empty] | -24.79 |  |  | 23.01 | 50.51 | 1.103 | 2.6458 |  |  |  | 0 | 0
2016-06-11 01:00:00 | 0.076689 | 0.078064 | 0.078068 | [6 empty] | -24.79 |  |  | 21.57 | 47.51 | 1.1034 | 2.6333 |  |  |  | 0 | 0
2016-06-11 02:00:00 | 0.07928 | 0.081269 | 0.081272 | [6 empty] | -24.79 |  |  | 21.71 | 46.16 | 1.0875 | 2.5951 |  |  |  | 0 | 0
2016-06-11 03:00:00 | 0.093773 | 0.096397 | 0.096401 | [6 empty] | -24.79 |  |  | 21.25 | 46.91 | 1.2436 | 2.9485 |  |  |  | 0 | 0
2016-06-11 04:00:00 | 0.11906 | 0.12035 | 0.12036 | [6 empty] | -24.79 |  |  | 21.82 | 45.66 | 1.8003 | 4.3116 |  |  |  | 0.0093547 | 0
2016-06-11 05:00:00 | 0.1635 | 0.16302 | 0.16303 | [6 empty] | -24.79 |  |  | 22.85 | 44.97 | 2.7506 | 6.6726 |  |  |  | 0.053796 | 0
2016-06-11 06:00:00 | 0.1837 | 0.1816 | 0.1816 | [6 empty] | -24.79 |  |  | 26.06 | 44.51 | 3.2268 | 7.8187 |  |  |  | 0.074004 | 0
2016-06-11 07:00:00 | 0.17359 | 0.17104 | 0.17104 | [6 empty] | -24.79 |  |  | 29.47 | 48.83 | 3.0504 | 7.3392 |  |  |  | 0.063894 | 0
2016-06-11 08:00:00 | 0.15915 | 0.15611 | 0.15611 | [6 empty] | -24.79 |  |  | 29.46 | 54.3 | 2.8464 | 6.8272 |  |  |  | 0.049452 | 0
2016-06-11 09:00:00 | 0.15051 | 0.14762 | 0.14762 | [6 empty] | -24.79 |  |  | 30.03 | 59.02 | 2.6702 | 6.379 |  |  |  | 0.040807 | 0
2016-06-11 10:00:00 | 0.13929 | 0.13599 | 0.136 | [6 empty] | -24.79 |  |  | 28.49 | 61.17 | 2.5253 | 6.028 |  |  |  | 0.029588 | 0
2016-06-11 11:00:00 | 0.13111 | 0.12822 | 0.12822 | [6 empty] | -24.79 |  |  | 25.69 | 60.99 | 2.3696 | 5.6683 |  |  |  | 0.021407 | 0
2016-06-11 12:00:00 | 0.1202 | 0.11584 | 0.11584 | [6 empty] | -24.79 |  |  | 23.85 | 56.9 | 2.3115 | 5.5093 |  |  |  | 0.010495 | 0
2016-06-11 13:00:00 | 0.11916 | 0.11554 | 0.11554 | [6 empty] | -24.79 |  |  | 23.8 | 53.2 | 2.2383 | 5.3465 |  |  |  | 0.0094612 | 0
2016-06-11 14:00:00 | 0.11479 | 0.1113 | 0.1113 | [6 empty] | -24.79 |  |  | 24.06 | 51.23 | 2.1609 | 5.1676 |  |  |  | 0.0050882 | 0
2016-06-11 15:00:00 | 0.11251 | 0.10873 | 0.10873 | [6 empty] | -24.79 |  |  | 27.92 | 48.53 | 2.1692 | 5.2084 |  |  |  | 0.0028075 | 0
2016-06-11 16:00:00 | 0.1142 | 0.11024 | 0.11024 | [6 empty] | -24.79 |  |  | 30.23 | 49.14 | 2.2226 | 5.3485 |  |  |  | 0.0044982 | 0
2016-06-11 17:00:00 | 0.12119 | 0.11747 | 0.11747 | [6 empty] | -24.79 |  |  | 31.47 | 52.03 | 2.3328 | 5.6345 |  |  |  | 0.011494 | 0
2016-06-11 18:00:00 | 0.12806 | 0.12382 | 0.12382 | [6 empty] | -24.79 |  |  | 31.85 | 55.74 | 2.5052 | 6.0636 |  |  |  | 0.018363 | 0
2016-06-11 19:00:00 | 0.13238 | 0.12639 | 0.12639 | [6 empty] | -24.79 |  |  | 29.47 | 60 | 2.7145 | 6.5412 |  |  |  | 0.022684 | 0
2016-06-11 20:00:00 | 0.13701 | 0.13098 | 0.13099 | [6 empty] | -24.79 |  |  | 30.94 | 57.85 | 2.7762 | 6.6698 |  |  |  | 0.027311 | 0
2016-06-11 21:00:00 | 0.12718 | 0.12052 | 0.12052 | [6 empty] | -24.79 |  |  | 27.73 | 59.87 | 2.6543 | 6.351 |  |  |  | 0.017475 | 0
2016-06-11 22:00:00 | 0.10581 | 0.10007 | 0.10007 | [6 empty] | -24.79 |  |  | 22.74 | 61.19 | 2.1764 | 5.1467 |  |  |  | 0 | 0
2016-06-11 23:00:00 | 0.088387 | 0.087967 | 0.087971 | [6 empty] | -24.79 |  |  | 18.6 | 54.53 | 1.4627 | 3.4965 |  |  |  | 0 | 0
2016-06-12 00:00:00 | 0.089825 | 0.092049 | 0.092054 | [6 empty] | -24.79 |  |  | 18.58 | 50 | 1.2598 | 3.0311 |  |  |  | 0 | 0
2016-06-12 01:00:00 | 0.092846 | 0.095426 | 0.095431 | [6 empty] | -24.79 |  |  | 18.58 | 47.65 | 1.2604 | 3.0171 |  |  |  | 0 | 0
2016-06-12 02:00:00 | 0.10645 | 0.1116 | 0.11161 | [6 empty] | -24.79 |  |  | 18.54 | 45.99 | 1.2423 | 2.9736 |  |  |  | 0 | 0
2016-06-12 03:00:00 | 0.13443 | 0.14231 | 0.14232 | [6 empty] | -24.79 |  |  | 17.5 | 44.71 | 1.4206 | 3.3788 |  |  |  | 0.024724 | 0
2016-06-12 04:00:00 | 0.16932 | 0.17679 | 0.1768 | [6 empty] | -24.79 |  |  | 17.58 | 41 | 2.0566 | 4.9407 |  |  |  | 0.059615 | 0
2016-06-12 05:00:00 | 0.17406 | 0.17153 | 0.17153 | [6 empty] | -24.79 |  |  | 19.16 | 38.14 | 3.1425 | 7.6477 |  |  |  | 0.064362 | 0
2016-06-12 06:00:00 | 0.20015 | 0.19632 | 0.19632 | [6 empty] | -24.79 |  |  | 21.57 | 35.11 | 3.6868 | 8.9623 |  |  |  | 0.09045 | 0
2016-06-12 07:00:00 | 0.18179 | 0.17623 | 0.17623 | [6 empty] | -24.79 |  |  | 22.91 | 41.88 | 3.4854 | 8.4136 |  |  |  | 0.072086 | 0
2016-06-12 08:00:00 | 0.16547 | 0.15937 | 0.15937 | [6 empty] | -24.79 |  |  | 21.19 | 44.14 | 3.2521 | 7.8256 |  |  |  | 0.055771 | 0
2016-06-12 09:00:00 | 0.1572 | 0.15154 | 0.15154 | [6 empty] | -24.79 |  |  | 25.3 | 48.54 | 3.0507 | 7.3116 |  |  |  | 0.047496 | 0
2016-06-12 10:00:00 | 0.14886 | 0.14351 | 0.14351 | [6 empty] | -24.79 |  |  | 22.94 | 51.15 | 2.8851 | 6.9089 |  |  |  | 0.039157 | 0
2016-06-12 11:00:00 | 0.14048 | 0.13574 | 0.13574 | [6 empty] | -24.79 |  |  | 19.16 | 52.9 | 2.7072 | 6.4963 |  |  |  | 0.030778 | 0
2016-06-12 12:00:00 | 0.13409 | 0.12874 | 0.12874 | [6 empty] | -24.79 |  |  | 18.53 | 51.36 | 2.6407 | 6.3139 |  |  |  | 0.024389 | 0
2016-06-12 13:00:00 | 0.13243 | 0.12783 | 0.12783 | [6 empty] | -24.79 |  |  | 19.07 | 48.2 | 2.5571 | 6.1274 |  |  |  | 0.022727 | 0
2016-06-12 14:00:00 | 0.1284 | 0.12411 | 0.12411 | [6 empty] | -24.79 |  |  | 21.06 | 46.86 | 2.4687 | 5.9226 |  |  |  | 0.018695 | 0
2016-06-12 15:00:00 | 0.1293 | 0.1253 | 0.1253 | [6 empty] | -24.79 |  |  | 23.93 | 46.16 | 2.4782 | 5.9694 |  |  |  | 0.019599 | 0
2016-06-12 16:00:00 | 0.13139 | 0.12722 | 0.12722 | [6 empty] | -24.79 |  |  | 27.52 | 47.78 | 2.5392 | 6.1303 |  |  |  | 0.021691 | 0
2016-06-12 17:00:00 | 0.13873 | 0.13473 | 0.13473 | [6 empty] | -24.79 |  |  | 29.78 | 51 | 2.6652 | 6.4583 |  |  |  | 0.029033 | 0
2016-06-12 18:00:00 | 0.14848 | 0.14423 | 0.14424 | [6 empty] | -24.79 |  |  | 31.33 | 58.58 | 2.8622 | 6.9501 |  |  |  | 0.038783 | 0
2016-06-12 19:00:00 | 0.15581 | 0.14999 | 0.14999 | [6 empty] | -24.79 |  |  | 29.4 | 66.87 | 3.1013 | 7.4976 |  |  |  | 0.046112 | 0
2016-06-12 20:00:00 | 0.15838 | 0.15206 | 0.15206 | [6 empty] | -24.79 |  |  | 29.81 | 64.97 | 3.1718 | 7.6445 |  |  |  | 0.04868 | 0
2016-06-12 21:00:00 | 0.14764 | 0.14067 | 0.14067 | [6 empty] | -24.79 |  |  | 23.24 | 67.06 | 3.0323 | 7.2785 |  |  |  | 0.037941 | 0
2016-06-12 22:00:00 | 0.12245 | 0.11636 | 0.11636 | [6 empty] | -24.79 |  |  | 21.34 | 67.1 | 2.4861 | 5.8972 |  |  |  | 0.012754 | 0
2016-06-12 23:00:00 | 0.095224 | 0.093856 | 0.09386 | [6 empty] | -24.79 |  |  | 19.46 | 51.66 | 1.6706 | 4.0055 |  |  |  | 0 | 0
2016-06-13 00:00:00 | 0.093827 | 0.096091 | 0.096096 | [6 empty] | -24.79 |  |  | 17.63 | 47.98 | 1.3243 | 3.1893 |  |  |  | 0 | 0
2016-06-13 01:00:00 | 0.097657 | 0.10041 | 0.10042 | [6 empty] | -24.79 |  |  | 18.37 | 42.72 | 1.3249 | 3.1747 |  |  |  | 0 | 0
2016-06-13 02:00:00 | 0.10328 | 0.10721 | 0.10722 | [6 empty] | -24.79 |  |  | 18.57 | 38.06 | 1.3059 | 3.1291 |  |  |  | 0 | 0
2016-06-13 03:00:00 | 0.11991 | 0.12448 | 0.12449 | [6 empty] | -24.79 |  |  | 21.03 | 32.18 | 1.4934 | 3.5555 |  |  |  | 0.010206 | 0
2016-06-13 04:00:00 | 0.15705 | 0.16128 | 0.16129 | [6 empty] | -24.79 |  |  | 27.31 | 32.8 | 2.1619 | 5.1991 |  |  |  | 0.047345 | 0
2016-06-13 05:00:00 | 0.21181 | 0.21428 | 0.21429 | [6 empty] | -24.79 |  |  | 33.49 | 37.85 | 3.3036 | 8.0483 |  |  |  | 0.10211 | 0
2016-06-13 06:00:00 | 0.232 | 0.23185 | 0.23186 | [6 empty] | -24.79 |  |  | 37.13 | 45.56 | 3.8758 | 9.4321 |  |  |  | 0.1223 | 0
2016-06-13 07:00:00 | 0.21261 | 0.21062 | 0.21063 | [6 empty] | -24.79 |  |  | 39.91 | 48.96 | 3.6643 | 8.8551 |  |  |  | 0.1029 | 0
2016-06-13 08:00:00 | 0.19837 | 0.19632 | 0.19632 | [6 empty] | -24.79 |  |  | 38.17 | 51.81 | 3.4188 | 8.2358 |  |  |  | 0.088667 | 0
2016-06-13 09:00:00 | 0.18306 | 0.18031 | 0.18031 | [6 empty] | -24.79 |  |  | 39.09 | 54.31 | 3.2071 | 7.6947 |  |  |  | 0.073354 | 0
2016-06-13 10:00:00 | 0.17067 | 0.1676 | 0.16761 | [6 empty] | -24.79 |  |  | 34.23 | 57.22 | 3.033 | 7.2708 |  |  |  | 0.060967 | 0
2016-06-13 11:00:00 | 0.159 | 0.15608 | 0.15608 | [6 empty] | -24.79 |  |  | 32.32 | 64.79 | 2.8459 | 6.8365 |  |  |  | 0.049299 | 0
2016-06-13 12:00:00 | 0.15259 | 0.14907 | 0.14907 | [6 empty] | -24.79 |  |  | 31.68 | 62.95 | 2.776 | 6.6444 |  |  |  | 0.042885 | 0
2016-06-13 13:00:00 | 0.14654 | 0.14305 | 0.14306 | [6 empty] | -24.79 |  |  | 30.89 | 57.04 | 2.6881 | 6.4482 |  |  |  | 0.036836 | 0
2016-06-13 14:00:00 | 0.14435 | 0.14156 | 0.14156 | [6 empty] | -24.79 |  |  | 29.38 | 54.25 | 2.5952 | 6.2327 |  |  |  | 0.03465 | 0
2016-06-13 15:00:00 | 0.14117 | 0.13794 | 0.13795 | [6 empty] | -24.79 |  |  | 30.45 | 53.29 | 2.6052 | 6.2821 |  |  |  | 0.031465 | 0
2016-06-13 16:00:00 | 0.14504 | 0.14193 | 0.14194 | [6 empty] | -24.79 |  |  | 31.75 | 52.55 | 2.6694 | 6.4515 |  |  |  | 0.035338 | 0
2016-06-13 17:00:00 | 0.15074 | 0.14745 | 0.14745 | [6 empty] | -24.79 |  |  | 32.97 | 54.98 | 2.8019 | 6.7967 |  |  |  | 0.041035 | 0
2016-06-13 18:00:00 | 0.16246 | 0.15919 | 0.15919 | [6 empty] | -24.79 |  |  | 32.58 | 61.06 | 3.009 | 7.3144 |  |  |  | 0.05276 | 0
2016-06-13 19:00:00 | 0.1702 | 0.16528 | 0.16528 | [6 empty] | -24.79 |  |  | 29.98 | 64.74 | 3.2603 | 7.8906 |  |  |  | 0.060495 | 0
2016-06-13 20:00:00 | 0.17075 | 0.16493 | 0.16493 | [6 empty] | -24.79 |  |  | 29.31 | 61.18 | 3.3343 | 8.0449 |  |  |  | 0.06105 | 0
2016-06-13 21:00:00 | 0.15754 | 0.1507 | 0.1507 | [6 empty] | -24.79 |  |  | 26.14 | 61.16 | 3.1877 | 7.6596 |  |  |  | 0.047843 | 0
2016-06-13 22:00:00 | 0.12781 | 0.1213 | 0.1213 | [6 empty] | -24.79 |  |  | 24.82 | 61.93 | 2.6134 | 6.2055 |  |  |  | 0.018106 | 0
2016-06-13 23:00:00 | 0.10069 | 0.099391 | 0.099395 | [6 empty] | -24.79 |  |  | 22.76 | 52.11 | 1.7561 | 4.2145 |  |  |  | 0 | 0
2016-06-14 00:00:00 | 0.078694 | 0.080496 | 0.0805 | [6 empty] | -24.79 |  |  | 21.88 | 49.29 | 1.1104 | 2.664 |  |  |  | 0 | 0
2016-06-14 01:00:00 | 0.081959 | 0.084181 | 0.084185 | [6 empty] | -24.79 |  |  | 21.64 | 45.63 | 1.1109 | 2.6514 |  |  |  | 0 | 0
2016-06-14 02:00:00 | 0.085675 | 0.088709 | 0.088714 | [6 empty] | -24.79 |  |  | 22.04 | 44.14 | 1.0948 | 2.613 |  |  |  | 0 | 0
2016-06-14 03:00:00 | 0.10086 | 0.10464 | 0.10465 | [6 empty] | -24.79 |  |  | 23 | 43.63 | 1.252 | 2.9689 |  |  |  | 0 | 0
2016-06-14 04:00:00 | 0.13272 | 0.13629 | 0.1363 | [6 empty] | -24.79 |  |  | 27.4 | 44 | 1.8124 | 4.3413 |  |  |  | 0.023022 | 0
2016-06-14 05:00:00 | 0.18049 | 0.18282 | 0.18282 | [6 empty] | -24.79 |  |  | 35.29 | 46.06 | 2.7691 | 6.7187 |  |  |  | 0.070792 | 0
2016-06-14 06:00:00 | 0.19731 | 0.19737 | 0.19737 | [6 empty] | -24.79 |  |  | 38.39 | 54.33 | 3.2485 | 7.8727 |  |  |  | 0.087609 | 0
2016-06-14 07:00:00 | 0.18396 | 0.18302 | 0.18302 | [6 empty] | -24.79 |  |  | 38.44 | 69.46 | 3.0709 | 7.39 |  |  |  | 0.074261 | 0
2016-06-14 08:00:00 | 0.17069 | 0.16947 | 0.16947 | [6 empty] | -24.79 |  |  | 37.25 | 71.51 | 2.8656 | 6.8744 |  |  |  | 0.060986 | 0
2016-06-14 09:00:00 | 0.1571 | 0.15518 | 0.15518 | [6 empty] | -24.79 |  |  | 35.83 | 70.5 | 2.6882 | 6.4231 |  |  |  | 0.047394 | 0
2016-06-14 10:00:00 | 0.14645 | 0.14424 | 0.14424 | [6 empty] | -24.79 |  |  | 32 | 71.39 | 2.5423 | 6.0696 |  |  |  | 0.03675 | 0
2016-06-14 11:00:00 | 0.13611 | 0.13393 | 0.13394 | [6 empty] | -24.79 |  |  | 29.37 | 71.71 | 2.3856 | 5.7074 |  |  |  | 0.026413 | 0
2016-06-14 12:00:00 | 0.13083 | 0.12817 | 0.12818 | [6 empty] | -24.79 |  |  | 27.55 | 68.9 | 2.327 | 5.5473 |  |  |  | 0.021129 | 0
2016-06-14 13:00:00 | 0.12462 | 0.1218 | 0.1218 | [6 empty] | -24.79 |  |  | 27.38 | 66.97 | 2.2534 | 5.3834 |  |  |  | 0.014917 | 0
2016-06-14 14:00:00 | 0.12108 | 0.11855 | 0.11855 | [6 empty] | -24.79 |  |  | 28.64 | 66.86 | 2.1755 | 5.2033 |  |  |  | 0.011379 | 0
2016-06-14 15:00:00 | 0.11991 | 0.11728 | 0.11729 | [6 empty] | -24.79 |  |  | 32.51 | 63.17 | 2.1838 | 5.2443 |  |  |  | 0.010214 | 0
2016-06-14 16:00:00 | 0.12148 | 0.11864 | 0.11865 | [6 empty] | -24.79 |  |  | 35.08 | 58.79 | 2.2375 | 5.3855 |  |  |  | 0.011775 | 0
2016-06-14 17:00:00 | 0.12597 | 0.12292 | 0.12292 | [6 empty] | -24.79 |  |  | 37.5 | 61.13 | 2.3485 | 5.6734 |  |  |  | 0.016266 | 0
2016-06-14 18:00:00 | 0.13541 | 0.13229 | 0.13229 | [6 empty] | -24.79 |  |  | 36 | 62.05 | 2.5221 | 6.1055 |  |  |  | 0.025711 | 0
2016-06-14 19:00:00 | 0.14081 | 0.13611 | 0.13611 | [6 empty] | -24.79 |  |  | 32.01 | 62.13 | 2.7328 | 6.5864 |  |  |  | 0.031111 | 0
2016-06-14 20:00:00 | 0.14188 | 0.13651 | 0.13652 | [6 empty] | -24.79 |  |  | 30.1 | 64.96 | 2.7949 | 6.7159 |  |  |  | 0.032178 | 0
2016-06-14 21:00:00 | 0.13084 | 0.12463 | 0.12464 | [6 empty] | -24.79 |  |  | 26.59 | 64.56 | 2.6721 | 6.3949 |  |  |  | 0.021134 | 0
2016-06-14 22:00:00 | 0.10588 | 0.1 | 0.1 | [6 empty] | -24.79 |  |  | 26.19 | 63.43 | 2.191 | 5.1822 |  |  |  | 0 | 0
2016-06-14 23:00:00 | 0.08514 | 0.084049 | 0.084053 | [6 empty] | -24.79 |  |  | 25.34 | 52.83 | 1.4725 | 3.5206 |  |  |  | 0 | 0
2016-06-15 00:00:00 | 0.071671 | 0.072987 | 0.072991 | [6 empty] | -24.79 |  |  | 24.32 | 49.52 | 1.0124 | 2.3937 |  |  |  | 0 | 0
2016-06-15 01:00:00 | 0.072888 | 0.073985 | 0.073989 | [6 empty] | -24.79 |  |  | 23.73 | 47.7 | 1.0347 | 2.4284 |  |  |  | 0 | 0
2016-06-15 02:00:00 | 0.075707 | 0.078175 | 0.07818 | [6 empty] | -24.79 |  |  | 23.52 | 46.25 | 0.96616 | 2.2792 |  |  |  | 0 | 0
2016-06-15 03:00:00 | 0.091213 | 0.09501 | 0.095015 | [6 empty] | -24.79 |  |  | 25.31 | 45.28 | 1.0876 | 2.5652 |  |  |  | 0 | 0
2016-06-15 04:00:00 | 0.12706 | 0.13026 | 0.13026 | [6 empty] | -24.79 |  |  | 28.37 | 46.64 | 1.7504 | 4.1857 |  |  |  | 0.017356 | 0
2016-06-15 05:00:00 | 0.17524 | 0.17902 | 0.17902 | [6 empty] | -24.79 |  |  | 35.91 | 48.82 | 2.621 | 6.448 |  |  |  | 0.065535 | 0
2016-06-15 06:00:00 | 0.18998 | 0.19239 | 0.19239 | [6 empty] | -24.79 |  |  | 38.79 | 53.06 | 2.9701 | 7.275 |  |  |  | 0.080279 | 0
2016-06-15 07:00:00 | 0.17308 | 0.17072 | 0.17072 | [6 empty] | -24.79 |  |  | 36.2 | 65.12 | 2.9812 | 7.1286 |  |  |  | 0.063375 | 0
2016-06-15 08:00:00 | 0.15547 | 0.15393 | 0.15393 | [6 empty] | -24.79 |  |  | 35.91 | 68.84 | 2.6311 | 6.2928 |  |  |  | 0.045771 | 0
2016-06-15 09:00:00 | 0.14959 | 0.1475 | 0.1475 | [6 empty] | -24.79 |  |  | 35.51 | 71.11 | 2.5861 | 6.1843 |  |  |  | 0.039892 | 0
2016-06-15 10:00:00 | 0.13631 | 0.13377 | 0.13377 | [6 empty] | -24.79 |  |  | 30.21 | 74.91 | 2.3996 | 5.7184 |  |  |  | 0.026613 | 0
2016-06-15 11:00:00 | 0.13159 | 0.12996 | 0.12996 | [6 empty] | -24.79 |  |  | 28.29 | 77.8 | 2.2575 | 5.3972 |  |  |  | 0.021888 | 0
2016-06-15 12:00:00 | 0.1219 | 0.11881 | 0.11881 | [6 empty] | -24.79 |  |  | 27.99 | 72.23 | 2.2273 | 5.3133 |  |  |  | 0.012197 | 0
2016-06-15 13:00:00 | 0.11243 | 0.10969 | 0.10969 | [6 empty] | -24.79 |  |  | 27.73 | 71.42 | 2.0306 | 4.8291 |  |  |  | 0.0027243 | 0
2016-06-15 14:00:00 | 0.10776 | 0.10439 | 0.10439 | [6 empty] | -24.79 |  |  | 29.12 | 72.01 | 2.0072 | 4.7645 |  |  |  | 0 | 0
2016-06-15 15:00:00 | 0.10159 | 0.098433 | 0.098435 | [6 empty] | -24.79 |  |  | 31 | 70.22 | 1.8989 | 4.5171 |  |  |  | 0 | 0
2016-06-15 16:00:00 | 0.104 | 0.10124 | 0.10124 | [6 empty] | -24.79 |  |  | 34.53 | 68.81 | 1.9287 | 4.6209 |  |  |  | 0 | 0
2016-06-15 17:00:00 | 0.10853 | 0.10578 | 0.10578 | [6 empty] | -24.79 |  |  | 36.91 | 71.08 | 2.0153 | 4.8454 |  |  |  | 0 | 0
2016-06-15 18:00:00 | 0.11784 | 0.11492 | 0.11492 | [6 empty] | -24.79 |  |  | 35.49 | 71.41 | 2.1768 | 5.2272 |  |  |  | 0.0081423 | 0
2016-06-15 19:00:00 | 0.12453 | 0.12129 | 0.12129 | [6 empty] | -24.79 |  |  | 33.25 | 71.15 | 2.3278 | 5.6062 |  |  |  | 0.014826 | 0
2016-06-15 20:00:00 | 0.12573 | 0.12125 | 0.12125 | [6 empty] | -24.79 |  |  | 33.02 | 69.05 | 2.451 | 5.8888 |  |  |  | 0.016032 | 0
2016-06-15 21:00:00 | 0.11996 | 0.11427 | 0.11427 | [6 empty] | -24.79 |  |  | 27.33 | 67.02 | 2.4224 | 5.7637 |  |  |  | 0.010259 | 0
2016-06-15 22:00:00 | 0.098937 | 0.092999 | 0.093001 | [6 empty] | -24.79 |  |  | 26.46 | 65.14 | 2.0589 | 4.8365 |  |  |  | 0 | 0
2016-06-15 23:00:00 | 0.076139 | 0.073927 | 0.07393 | [6 empty] | -24.79 |  |  | 25.64 | 53.2 | 1.4019 | 3.3172 |  |  |  | 0 | 0
2016-06-16 00:00:00 | 0.060463 | 0.061686 | 0.06169 | [6 empty] | -24.79 |  |  | 24.6 | 49.69 | 0.83327 | 1.9582 |  |  |  | 0 | 0
2016-06-16 01:00:00 | 0.061484 | 0.062528 | 0.062532 | [6 empty] | -24.79 |  |  | 23.61 | 47.72 | 0.8516 | 1.9865 |  |  |  | 0 | 0
2016-06-16 02:00:00 | 0.063972 | 0.066182 | 0.066186 | [6 empty] | -24.79 |  |  | 23.99 | 46.35 | 0.79512 | 1.8641 |  |  |  | 0 | 0
2016-06-16 03:00:00 | 0.07715 | 0.080512 | 0.080516 | [6 empty] | -24.79 |  |  | 24.95 | 45.65 | 0.89485 | 2.0973 |  |  |  | 0 | 0
2016-06-16 04:00:00 | 0.10722 | 0.11011 | 0.11012 | [6 empty] | -24.79 |  |  | 29.84 | 44.44 | 1.4402 | 3.422 |  |  |  | 0 | 0
2016-06-16 05:00:00 | 0.14764 | 0.15103 | 0.15104 | [6 empty] | -24.79 |  |  | 37.82 | 48.28 | 2.1554 | 5.2672 |  |  |  | 0.037942 | 0
2016-06-16 06:00:00 | 0.15993 | 0.16216 | 0.16217 | [6 empty] | -24.79 |  |  | 39.74 | 54.06 | 2.4422 | 5.9415 |  |  |  | 0.050224 | 0
2016-06-16 07:00:00 | 0.14541 | 0.14363 | 0.14363 | [6 empty] | -24.79 |  |  | 35.43 | 69.06 | 2.4514 | 5.8222 |  |  |  | 0.035707 | 0
2016-06-16 08:00:00 | 0.13067 | 0.12956 | 0.12957 | [6 empty] | -24.79 |  |  | 34.88 | 69.05 | 2.1639 | 5.1409 |  |  |  | 0.020974 | 0
2016-06-16 09:00:00 | 0.12568 | 0.12409 | 0.1241 | [6 empty] | -24.79 |  |  | 33.76 | 68.31 | 2.1268 | 5.0523 |  |  |  | 0.015975 | 0
2016-06-16 10:00:00 | 0.11448 | 0.1125 | 0.1125 | [6 empty] | -24.79 |  |  | 29.71 | 68.9 | 1.9736 | 4.6723 |  |  |  | 0.0047767 | 0
2016-06-16 11:00:00 | 0.11057 | 0.10936 | 0.10936 | [6 empty] | -24.79 |  |  | 26.98 | 69.9 | 1.8568 | 4.41 |  |  |  | 0.00087158 | 0
2016-06-16 12:00:00 | 0.10229 | 0.099827 | 0.09983 | [6 empty] | -24.79 |  |  | 27.44 | 68.03 | 1.8321 | 4.3421 |  |  |  | 0 | 0
2016-06-16 13:00:00 | 0.094367 | 0.092195 | 0.092197 | [6 empty] | -24.79 |  |  | 28.47 | 66.25 | 1.6704 | 3.9464 |  |  |  | 0 | 0
2016-06-16 14:00:00 | 0.090389 | 0.087671 | 0.087674 | [6 empty] | -24.79 |  |  | 31.75 | 65.38 | 1.6512 | 3.8939 |  |  |  | 0 | 0
2016-06-16 15:00:00 | 0.085208 | 0.082663 | 0.082665 | [6 empty] | -24.79 |  |  | 33.03 | 63.68 | 1.5621 | 3.6918 |  |  |  | 0 | 0
2016-06-16 16:00:00 | 0.087243 | 0.085028 | 0.085029 | [6 empty] | -24.79 |  |  | 34.71 | 64.86 | 1.5864 | 3.7759 |  |  |  | 0 | 0
2016-06-16 17:00:00 | 0.091036 | 0.088832 | 0.088834 | [6 empty] | -24.79 |  |  | 35.2 | 65.91 | 1.6576 | 3.9592 |  |  |  | 0 | 0
2016-06-16 18:00:00 | 0.098863 | 0.096525 | 0.096527 | [6 empty] | -24.79 |  |  | 35.28 | 66.08 | 1.7905 | 4.2715 |  |  |  | 0 | 0
2016-06-16 19:00:00 | 0.10444 | 0.10183 | 0.10183 | [6 empty] | -24.79 |  |  | 33.02 | 63.15 | 1.9146 | 4.5807 |  |  |  | 0 | 0
2016-06-16 20:00:00 | 0.10535 | 0.10169 | 0.10169 | [6 empty] | -24.79 |  |  | 31.05 | 59.93 | 2.016 | 4.812 |  |  |  | 0 | 0
2016-06-16 21:00:00 | 0.10043 | 0.095756 | 0.095758 | [6 empty] | -24.79 |  |  | 26.62 | 57.36 | 1.9928 | 4.711 |  |  |  | 0 | 0
2016-06-16 22:00:00 | 0.082771 | 0.077879 | 0.077881 | [6 empty] | -24.79 |  |  | 25.9 | 55 | 1.694 | 3.9543 |  |  |  | 0 | 0
2016-06-16 23:00:00 | 0.063895 | 0.062125 | 0.062128 | [6 empty] | -24.79 |  |  | 23.73 | 51.1 | 1.1538 | 2.7136 |  |  |  | 0 | 0
2016-06-17 00:00:00 | 0.065411 | 0.06658 | 0.066584 | [6 empty] | -24.79 |  |  | 22.16 | 48.29 | 0.92162 | 2.1731 |  |  |  | 0 | 0
2016-06-17 01:00:00 | 0.06587 | 0.066724 | 0.066728 | [6 empty] | -24.79 |  |  | 21.37 | 44.7 | 0.94192 | 2.2046 |  |  |  | 0 | 0
2016-06-17 02:00:00 | 0.067802 | 0.069798 | 0.069802 | [6 empty] | -24.79 |  |  | 21.72 | 42.7 | 0.87949 | 2.0689 |  |  |  | 0 | 0
2016-06-17 03:00:00 | 0.081181 | 0.08425 | 0.084254 | [6 empty] | -24.79 |  |  | 22.45 | 40.17 | 0.98991 | 2.3282 |  |  |  | 0 | 0
2016-06-17 04:00:00 | 0.11361 | 0.11606 | 0.11607 | [6 empty] | -24.79 |  |  | 27.85 | 40.17 | 1.5932 | 3.7989 |  |  |  | 0.003912 | 0
2016-06-17 05:00:00 | 0.15429 | 0.15665 | 0.15666 | [6 empty] | -24.79 |  |  | 35.3 | 44.47 | 2.385 | 5.8499 |  |  |  | 0.044587 | 0
2016-06-17 06:00:00 | 0.17423 | 0.17647 | 0.17647 | [6 empty] | -24.79 |  |  | 39.7 | 51.63 | 2.7026 | 6.5995 |  |  |  | 0.064533 | 0
2016-06-17 07:00:00 | 0.16086 | 0.15912 | 0.15912 | [6 empty] | -24.79 |  |  | 37.5 | 58 | 2.7127 | 6.4668 |  |  |  | 0.051162 | 0
2016-06-17 08:00:00 | 0.14377 | 0.1426 | 0.14261 | [6 empty] | -24.79 |  |  | 34.94 | 62.23 | 2.3944 | 5.7094 |  |  |  | 0.034073 | 0
2016-06-17 09:00:00 | 0.13684 | 0.1349 | 0.1349 | [6 empty] | -24.79 |  |  | 33.25 | 61.29 | 2.3533 | 5.6109 |  |  |  | 0.02714 | 0
2016-06-17 10:00:00 | 0.12316 | 0.12054 | 0.12055 | [6 empty] | -24.79 |  |  | 28.81 | 63.91 | 2.1837 | 5.1886 |  |  |  | 0.013461 | 0
2016-06-17 11:00:00 | 0.11873 | 0.11693 | 0.11693 | [6 empty] | -24.79 |  |  | 24.97 | 66.43 | 2.0545 | 4.8972 |  |  |  | 0.0090293 | 0
2016-06-17 12:00:00 | 0.11222 | 0.1095 | 0.1095 | [6 empty] | -24.79 |  |  | 23.92 | 64.62 | 2.027 | 4.8214 |  |  |  | 0.0025195 | 0
2016-06-17 13:00:00 | 0.10098 | 0.098128 | 0.09813 | [6 empty] | -24.79 |  |  | 23.01 | 61.26 | 1.8481 | 4.382 |  |  |  | 0 | 0
2016-06-17 14:00:00 | 0.09828 | 0.095122 | 0.095124 | [6 empty] | -24.79 |  |  | 23.06 | 57.08 | 1.8268 | 4.3235 |  |  |  | 0 | 0
2016-06-17 15:00:00 | 0.091482 | 0.088319 | 0.088321 | [6 empty] | -24.79 |  |  | 26.55 | 54.88 | 1.7282 | 4.0991 |  |  |  | 0 | 0
2016-06-17 16:00:00 | 0.094852 | 0.092255 | 0.092256 | [6 empty] | -24.79 |  |  | 30.72 | 54.88 | 1.7552 | 4.1929 |  |  |  | 0 | 0
2016-06-17 17:00:00 | 0.10093 | 0.098686 | 0.098688 | [6 empty] | -24.79 |  |  | 32.15 | 61.29 | 1.834 | 4.3965 |  |  |  | 0 | 0
2016-06-17 18:00:00 | 0.11047 | 0.10824 | 0.10825 | [6 empty] | -24.79 |  |  | 30.59 | 65.12 | 1.9811 | 4.7431 |  |  |  | 0.00077172 | 0
2016-06-17 19:00:00 | 0.11461 | 0.11174 | 0.11174 | [6 empty] | -24.79 |  |  | 28.16 | 66.05 | 2.1184 | 5.0868 |  |  |  | 0.0049086 | 0
2016-06-17 20:00:00 | 0.117 | 0.11322 | 0.11322 | [6 empty] | -24.79 |  |  | 29.08 | 62.3 | 2.2306 | 5.3434 |  |  |  | 0.0072997 | 0
2016-06-17 21:00:00 | 0.10991 | 0.10471 | 0.10471 | [6 empty] | -24.79 |  |  | 26.07 | 59.94 | 2.2047 | 5.2305 |  |  |  | 0.00020559 | 0
2016-06-17 22:00:00 | 0.089952 | 0.084407 | 0.084409 | [6 empty] | -24.79 |  |  | 23.06 | 58.98 | 1.874 | 4.3897 |  |  |  | 0 | 0
2016-06-17 23:00:00 | 0.070493 | 0.068605 | 0.068608 | [6 empty] | -24.79 |  |  | 22.45 | 52.36 | 1.2762 | 3.0115 |  |  |  | 0 | 0
2016-06-18 00:00:00 | 0.064055 | 0.064762 | 0.064766 | [6 empty] | -24.79 |  |  | 21.02 | 51.97 | 0.94293 | 2.2249 |  |  |  | 0 | 0
2016-06-18 01:00:00 | 0.06319 | 0.063343 | 0.063346 | [6 empty] | -24.79 |  |  | 20.09 | 47.9 | 0.96371 | 2.2572 |  |  |  | 0 | 0
2016-06-18 02:00:00 | 0.065949 | 0.067405 | 0.067409 | [6 empty] | -24.79 |  |  | 20.06 | 44.24 | 0.89984 | 2.1183 |  |  |  | 0 | 0
2016-06-18 03:00:00 | 0.078779 | 0.081185 | 0.081189 | [6 empty] | -24.79 |  |  | 18.75 | 40.51 | 1.0128 | 2.3838 |  |  |  | 0 | 0
2016-06-18 04:00:00 | 0.10497 | 0.10553 | 0.10553 | [6 empty] | -24.79 |  |  | 20.73 | 36.19 | 1.6301 | 3.8897 |  |  |  | 0 | 0
2016-06-18 05:00:00 | 0.15049 | 0.15166 | 0.15166 | [6 empty] | -24.79 |  |  | 22.75 | 31.69 | 2.4404 | 5.9904 |  |  |  | 0.040785 | 0
2016-06-18 06:00:00 | 0.1651 | 0.16513 | 0.16513 | [6 empty] | -24.79 |  |  | 24.47 | 41.83 | 2.7654 | 6.7582 |  |  |  | 0.055401 | 0
2016-06-18 07:00:00 | 0.15624 | 0.15304 | 0.15305 | [6 empty] | -24.79 |  |  | 23 | 48.03 | 2.7757 | 6.6222 |  |  |  | 0.046544 | 0
2016-06-18 08:00:00 | 0.13905 | 0.13648 | 0.13649 | [6 empty] | -24.79 |  |  | 21.64 | 59.91 | 2.45 | 5.8464 |  |  |  | 0.029352 | 0
2016-06-18 09:00:00 | 0.13721 | 0.13478 | 0.13478 | [6 empty] | -24.79 |  |  | 21.08 | 62.19 | 2.408 | 5.7456 |  |  |  | 0.027511 | 0
2016-06-18 10:00:00 | 0.12187 | 0.11851 | 0.11851 | [6 empty] | -24.79 |  |  | 16.04 | 62.17 | 2.2344 | 5.313 |  |  |  | 0.012173 | 0
2016-06-18 11:00:00 | 0.11642 | 0.11372 | 0.11372 | [6 empty] | -24.79 |  |  | 12.85 | 62.97 | 2.1021 | 5.0146 |  |  |  | 0.0067155 | 0
2016-06-18 12:00:00 | 0.10816 | 0.10424 | 0.10424 | [6 empty] | -24.79 |  |  | 15.93 | 61.28 | 2.074 | 4.9369 |  |  |  | 0 | 0
2016-06-18 13:00:00 | 0.10548 | 0.10297 | 0.10298 | [6 empty] | -24.79 |  |  | 18.67 | 52.89 | 1.8909 | 4.487 |  |  |  | 0 | 0
2016-06-18 14:00:00 | 0.10167 | 0.098668 | 0.09867 | [6 empty] | -24.79 |  |  | 21.49 | 49.3 | 1.8692 | 4.4271 |  |  |  | 0 | 0
2016-06-18 15:00:00 | 0.096758 | 0.094105 | 0.094107 | [6 empty] | -24.79 |  |  | 23.38 | 47.88 | 1.7683 | 4.1973 |  |  |  | 0 | 0
2016-06-18 16:00:00 | 0.095463 | 0.092558 | 0.092559 | [6 empty] | -24.79 |  |  | 26.53 | 48.14 | 1.7959 | 4.2934 |  |  |  | 0 | 0
2016-06-18 17:00:00 | 0.097575 | 0.094309 | 0.09431 | [6 empty] | -24.79 |  |  | 27.28 | 52.08 | 1.8766 | 4.5019 |  |  |  | 0 | 0
2016-06-18 18:00:00 | 0.10482 | 0.10113 | 0.10113 | [6 empty] | -24.79 |  |  | 26.83 | 52.23 | 2.027 | 4.8568 |  |  |  | 0 | 0
2016-06-18 19:00:00 | 0.10782 | 0.10326 | 0.10326 | [6 empty] | -24.79 |  |  | 26.97 | 55.02 | 2.1675 | 5.2088 |  |  |  | 0 | 0
2016-06-18 20:00:00 | 0.11376 | 0.10889 | 0.10889 | [6 empty] | -24.79 |  |  | 28 | 51.96 | 2.2823 | 5.4715 |  |  |  | 0.004062 | 0
2016-06-18 21:00:00 | 0.10827 | 0.10225 | 0.10225 | [6 empty] | -24.79 |  |  | 24.48 | 51.33 | 2.2558 | 5.3558 |  |  |  | 0 | 0
2016-06-18 22:00:00 | 0.090551 | 0.08465 | 0.084652 | [6 empty] | -24.79 |  |  | 20.64 | 50 | 1.9174 | 4.4946 |  |  |  | 0 | 0
2016-06-18 23:00:00 | 0.074107 | 0.072544 | 0.072548 | [6 empty] | -24.79 |  |  | 15.16 | 46.96 | 1.3057 | 3.0833 |  |  |  | 0 | 0
2016-06-19 00:00:00 | 0.066125 | 0.067671 | 0.067675 | [6 empty] | -24.79 |  |  | 13.04 | 27.09 | 0.89741 | 2.1143 |  |  |  | 0 | 0
2016-06-19 01:00:00 | 0.073219 | 0.075626 | 0.07563 | [6 empty] | -24.79 |  |  | 10.88 | 10.3 | 0.91717 | 2.1449 |  |  |  | 0 | 0
2016-06-19 02:00:00 | 0.080553 | 0.085027 | 0.085033 | [6 empty] | -24.79 |  |  | 15.04 | 9.92 | 0.85637 | 2.0128 |  |  |  | 0 | 0
2016-06-19 03:00:00 | 0.10041 | 0.10712 | 0.10713 | [6 empty] | -24.79 |  |  | 13.1 | 9.96 | 0.96386 | 2.2649 |  |  |  | 0 | 0
2016-06-19 04:00:00 | 0.13141 | 0.13741 | 0.13741 | [6 empty] | -24.79 |  |  | 10.16 | 9.49 | 1.5513 | 3.6956 |  |  |  | 0.021705 | 0
2016-06-19 05:00:00 | 0.13349 | 0.13281 | 0.13281 | [6 empty] | -24.79 |  |  | 10.13 | 5.21 | 2.3221 | 5.6903 |  |  |  | 0.023788 | 0
2016-06-19 06:00:00 | 0.15022 | 0.14893 | 0.14893 | [6 empty] | -24.79 |  |  | 14.29 | 0.03 | 2.6312 | 6.4192 |  |  |  | 0.040515 | 0
2016-06-19 07:00:00 | 0.13296 | 0.12706 | 0.12706 | [6 empty] | -24.79 |  |  | 16.98 | 5.33 | 2.6411 | 6.2902 |  |  |  | 0.023264 | 0
2016-06-19 08:00:00 | 0.11979 | 0.11506 | 0.11506 | [6 empty] | -24.79 |  |  | 17.55 | 9.98 | 2.3312 | 5.5536 |  |  |  | 0.010087 | 0
2016-06-19 09:00:00 | 0.11767 | 0.113 | 0.113 | [6 empty] | -24.79 |  |  | 19.08 | 10.11 | 2.2913 | 5.4579 |  |  |  | 0.0079688 | 0
2016-06-19 10:00:00 | 0.10728 | 0.10246 | 0.10247 | [6 empty] | -24.79 |  |  | 17.12 | 10.2 | 2.1261 | 5.0472 |  |  |  | 0 | 0
2016-06-19 11:00:00 | 0.10277 | 0.098715 | 0.098716 | [6 empty] | -24.79 |  |  | 11.63 | 10.46 | 2.0003 | 4.7637 |  |  |  | 0 | 0
2016-06-19 12:00:00 | 0.099874 | 0.095533 | 0.095535 | [6 empty] | -24.79 |  |  | 9.04 | 10.75 | 1.9736 | 4.6901 |  |  |  | 0 | 0
2016-06-19 13:00:00 | 0.093102 | 0.089375 | 0.089376 | [6 empty] | -24.79 |  |  | 8.9 | 10.17 | 1.7994 | 4.2627 |  |  |  | 0 | 0
2016-06-19 14:00:00 | 0.090726 | 0.086743 | 0.086745 | [6 empty] | -24.79 |  |  | 11.79 | 1.96 | 1.7787 | 4.2059 |  |  |  | 0 | 0
2016-06-19 15:00:00 | 0.087318 | 0.083896 | 0.083898 | [6 empty] | -24.79 |  |  | 19.04 | -0.02 | 1.6827 | 3.9875 |  |  |  | 0 | 0
2016-06-19 16:00:00 | 0.091383 | 0.088648 | 0.08865 | [6 empty] | -24.79 |  |  | 22.97 | -0.59 | 1.7089 | 4.0787 |  |  |  | 0 | 0
2016-06-19 17:00:00 | 0.094811 | 0.091979 | 0.09198 | [6 empty] | -24.79 |  |  | 26.95 | 3.6 | 1.7856 | 4.2767 |  |  |  | 0 | 0
2016-06-19 18:00:00 | 0.099857 | 0.096295 | 0.096296 | [6 empty] | -24.79 |  |  | 27.8 | 10.33 | 1.9289 | 4.6139 |  |  |  | 0 | 0
2016-06-19 19:00:00 | 0.10886 | 0.10554 | 0.10554 | [6 empty] | -24.79 |  |  | 29.88 | 21.49 | 2.0625 | 4.9481 |  |  |  | 0 | 0
2016-06-19 20:00:00 | 0.11587 | 0.11248 | 0.11248 | [6 empty] | -24.79 |  |  | 29.26 | 25.33 | 2.1718 | 5.1978 |  |  |  | 0.0061656 | 0
2016-06-19 21:00:00 | 0.10699 | 0.10188 | 0.10189 | [6 empty] | -24.79 |  |  | 27.14 | 40.63 | 2.1466 | 5.0882 |  |  |  | 0 | 0
2016-06-19 22:00:00 | 0.090945 | 0.086098 | 0.086101 | [6 empty] | -24.79 |  |  | 24.92 | 46.31 | 1.8247 | 4.2704 |  |  |  | 0 | 0
2016-06-19 23:00:00 | 0.070345 | 0.06878 | 0.068784 | [6 empty] | -24.79 |  |  | 21.6 | 39.06 | 1.2426 | 2.9299 |  |  |  | 0 | 0
2016-06-20 00:00:00 | 0.064277 | 0.065818 | 0.065822 | [6 empty] | -24.79 |  |  | 20.4 | 10.19 | 0.867 | 2.0403 |  |  |  | 0 | 0
2016-06-20 01:00:00 | 0.064452 | 0.065651 | 0.065655 | [6 empty] | -24.79 |  |  | 17.45 | 9.5 | 0.88608 | 2.0698 |  |  |  | 0 | 0
2016-06-20 02:00:00 | 0.066883 | 0.069266 | 0.06927 | [6 empty] | -24.79 |  |  | 17.05 | 6.52 | 0.82733 | 1.9423 |  |  |  | 0 | 0
2016-06-20 03:00:00 | 0.080391 | 0.08394 | 0.083944 | [6 empty] | -24.79 |  |  | 19.99 | 3.59 | 0.93115 | 2.1855 |  |  |  | 0 | 0
2016-06-20 04:00:00 | 0.11259 | 0.11582 | 0.11583 | [6 empty] | -24.79 |  |  | 28.97 | 5.25 | 1.4986 | 3.5659 |  |  |  | 0.0028838 | 0
2016-06-20 05:00:00 | 0.15235 | 0.15573 | 0.15574 | [6 empty] | -24.79 |  |  | 34.42 | 10.14 | 2.243 | 5.4897 |  |  |  | 0.042652 | 0
2016-06-20 06:00:00 | 0.16536 | 0.16759 | 0.16759 | [6 empty] | -24.79 |  |  | 34.94 | 47.33 | 2.5416 | 6.1928 |  |  |  | 0.055658 | 0
2016-06-20 07:00:00 | 0.14696 | 0.14443 | 0.14443 | [6 empty] | -24.79 |  |  | 29.44 | 54.01 | 2.5511 | 6.0684 |  |  |  | 0.037256 | 0
2016-06-20 08:00:00 | 0.13218 | 0.13043 | 0.13043 | [6 empty] | -24.79 |  |  | 26.84 | 57.8 | 2.2519 | 5.358 |  |  |  | 0.022476 | 0
2016-06-20 09:00:00 | 0.12688 | 0.12462 | 0.12463 | [6 empty] | -24.79 |  |  | 26.95 | 56.19 | 2.2133 | 5.2656 |  |  |  | 0.017178 | 0
2016-06-20 10:00:00 | 0.11629 | 0.1138 | 0.11381 | [6 empty] | -24.79 |  |  | 25.51 | 60 | 2.0538 | 4.8695 |  |  |  | 0.006587 | 0
2016-06-20 11:00:00 | 0.11172 | 0.10994 | 0.10994 | [6 empty] | -24.79 |  |  | 25.24 | 64.63 | 1.9323 | 4.5961 |  |  |  | 0.0020216 | 0
2016-06-20 12:00:00 | 0.10405 | 0.10113 | 0.10113 | [6 empty] | -24.79 |  |  | 25.44 | 65.27 | 1.9065 | 4.5252 |  |  |  | 0 | 0
2016-06-20 13:00:00 | 0.098098 | 0.09588 | 0.095882 | [6 empty] | -24.79 |  |  | 25.49 | 64.66 | 1.7382 | 4.1128 |  |  |  | 0 | 0
2016-06-20 14:00:00 | 0.093354 | 0.09046 | 0.090462 | [6 empty] | -24.79 |  |  | 25.19 | 65.05 | 1.7182 | 4.058 |  |  |  | 0 | 0
2016-06-20 15:00:00 | 0.088867 | 0.086307 | 0.086309 | [6 empty] | -24.79 |  |  | 27.74 | 61.32 | 1.6255 | 3.8473 |  |  |  | 0 | 0
2016-06-20 16:00:00 | 0.091353 | 0.089204 | 0.089206 | [6 empty] | -24.79 |  |  | 32.97 | 59.29 | 1.6508 | 3.9352 |  |  |  | 0 | 0
2016-06-20 17:00:00 | 0.095413 | 0.093299 | 0.093301 | [6 empty] | -24.79 |  |  | 34.96 | 61.23 | 1.7249 | 4.1262 |  |  |  | 0 | 0
2016-06-20 18:00:00 | 0.10378 | 0.10157 | 0.10157 | [6 empty] | -24.79 |  |  | 33.57 | 63.84 | 1.8633 | 4.4516 |  |  |  | 0 | 0
2016-06-20 19:00:00 | 0.1107 | 0.10842 | 0.10842 | [6 empty] | -24.79 |  |  | 31.76 | 60.73 | 1.9924 | 4.774 |  |  |  | 0.0010032 | 0
2016-06-20 20:00:00 | 0.11116 | 0.1077 | 0.1077 | [6 empty] | -24.79 |  |  | 30.74 | 55 | 2.0979 | 5.0149 |  |  |  | 0.0014586 | 0
2016-06-20 21:00:00 | 0.10582 | 0.10126 | 0.10126 | [6 empty] | -24.79 |  |  | 25.38 | 51.67 | 2.0737 | 4.9094 |  |  |  | 0 | 0
2016-06-20 22:00:00 | 0.087767 | 0.083021 | 0.083023 | [6 empty] | -24.79 |  |  | 24.23 | 53.56 | 1.7627 | 4.1206 |  |  |  | 0 | 0
2016-06-20 23:00:00 | 0.068652 | 0.06723 | 0.067233 | [6 empty] | -24.79 |  |  | 23.37 | 49.25 | 1.2005 | 2.8274 |  |  |  | 0 | 0
2016-06-21 00:00:00 | 0.058369 | 0.059565 | 0.059569 | [6 empty] | -24.79 |  |  | 22.34 | 48.39 | 0.80065 | 1.8788 |  |  |  | 0 | 0
2016-06-21 01:00:00 | 0.059353 | 0.060378 | 0.060381 | [6 empty] | -24.79 |  |  | 21.23 | 45.46 | 0.81825 | 1.9059 |  |  |  | 0 | 0
2016-06-21 02:00:00 | 0.061775 | 0.063927 | 0.063931 | [6 empty] | -24.79 |  |  | 21.89 | 42.43 | 0.76397 | 1.7884 |  |  |  | 0 | 0
2016-06-21 03:00:00 | 0.074514 | 0.077783 | 0.077787 | [6 empty] | -24.79 |  |  | 23.93 | 41.03 | 0.85975 | 2.0119 |  |  |  | 0 | 0
2016-06-21 04:00:00 | 0.10352 | 0.10633 | 0.10634 | [6 empty] | -24.79 |  |  | 29.54 | 39.01 | 1.3837 | 3.2827 |  |  |  | 0 | 0
2016-06-21 05:00:00 | 0.14249 | 0.14579 | 0.14579 | [6 empty] | -24.79 |  |  | 38.73 | 44.75 | 2.0706 | 5.0519 |  |  |  | 0.032792 | 0
2016-06-21 06:00:00 | 0.15432 | 0.1565 | 0.15651 | [6 empty] | -24.79 |  |  | 40.78 | 49.15 | 2.3461 | 5.6983 |  |  |  | 0.044621 | 0
2016-06-21 07:00:00 | 0.14026 | 0.13857 | 0.13857 | [6 empty] | -24.79 |  |  | 42.59 | 58.35 | 2.3549 | 5.584 |  |  |  | 0.03056 | 0
2016-06-21 08:00:00 | 0.12606 | 0.12501 | 0.12501 | [6 empty] | -24.79 |  |  | 41.79 | 66.02 | 2.0788 | 4.9309 |  |  |  | 0.016359 | 0
2016-06-21 09:00:00 | 0.12123 | 0.11972 | 0.11972 | [6 empty] | -24.79 |  |  | 43.73 | 68.52 | 2.0432 | 4.8458 |  |  |  | 0.011527 | 0
2016-06-21 10:00:00 | 0.11042 | 0.10853 | 0.10853 | [6 empty] | -24.79 |  |  | 39.59 | 69.76 | 1.896 | 4.4816 |  |  |  | 0.00071697 | 0
2016-06-21 11:00:00 | 0.10666 | 0.10551 | 0.10551 | [6 empty] | -24.79 |  |  | 37.64 | 70.47 | 1.7838 | 4.23 |  |  |  | 0 | 0
2016-06-21 12:00:00 | 0.098649 | 0.096284 | 0.096287 | [6 empty] | -24.79 |  |  | 35.84 | 68.57 | 1.7601 | 4.165 |  |  |  | 0 | 0
2016-06-21 13:00:00 | 0.091011 | 0.088929 | 0.088931 | [6 empty] | -24.79 |  |  | 34.16 | 66.25 | 1.6047 | 3.7855 |  |  |  | 0 | 0
2016-06-21 14:00:00 | 0.087164 | 0.084553 | 0.084555 | [6 empty] | -24.79 |  |  | 32.45 | 63.19 | 1.5863 | 3.7352 |  |  |  | 0 | 0
2016-06-21 15:00:00 | 0.082167 | 0.07972 | 0.079722 | [6 empty] | -24.79 |  |  | 33.05 | 58.48 | 1.5007 | 3.5413 |  |  |  | 0 | 0
2016-06-21 16:00:00 | 0.084131 | 0.082002 | 0.082004 | [6 empty] | -24.79 |  |  | 34.94 | 57.76 | 1.524 | 3.6218 |  |  |  | 0 | 0
2016-06-21 17:00:00 | 0.087788 | 0.08567 | 0.085672 | [6 empty] | -24.79 |  |  | 35.91 | 57.87 | 1.5924 | 3.7976 |  |  |  | 0 | 0
2016-06-21 18:00:00 | 0.095338 | 0.093092 | 0.093094 | [6 empty] | -24.79 |  |  | 37.44 | 57.93 | 1.7202 | 4.0972 |  |  |  | 0 | 0
2016-06-21 19:00:00 | 0.10071 | 0.098203 | 0.098205 | [6 empty] | -24.79 |  |  | 34.98 | 58.19 | 1.8393 | 4.3937 |  |  |  | 0 | 0
2016-06-21 20:00:00 | 0.10157 | 0.098045 | 0.098047 | [6 empty] | -24.79 |  |  | 33.93 | 56.68 | 1.9368 | 4.6156 |  |  |  | 0 | 0
2016-06-21 21:00:00 | 0.09681 | 0.092309 | 0.092311 | [6 empty] | -24.79 |  |  | 30 | 56.17 | 1.9146 | 4.519 |  |  |  | 0 | 0
2016-06-21 22:00:00 | 0.079778 | 0.075066 | 0.075068 | [6 empty] | -24.79 |  |  | 28.06 | 52.61 | 1.6276 | 3.7934 |  |  |  | 0 | 0
2016-06-21 23:00:00 | 0.061621 | 0.059923 | 0.059926 | [6 empty] | -24.79 |  |  | 24.95 | 49.86 | 1.1086 | 2.6035 |  |  |  | 0 | 0
2016-06-22 00:00:00 | 0.046072 | 0.04708 | 0.047083 | [6 empty] | -24.79 |  |  | 23.95 | 46.91 | 0.61074 | 1.4153 |  |  |  | 0 | 0
2016-06-22 01:00:00 | 0.046842 | 0.04772 | 0.047723 | [6 empty] | -24.79 |  |  | 23.14 | 43.03 | 0.62409 | 1.4355 |  |  |  | 0 | 0
2016-06-22 02:00:00 | 0.048866 | 0.050646 | 0.050649 | [6 empty] | -24.79 |  |  | 22.97 | 41.09 | 0.58262 | 1.3466 |  |  |  | 0 | 0
2016-06-22 03:00:00 | 0.059018 | 0.061705 | 0.061709 | [6 empty] | -24.79 |  |  | 24.06 | 37.68 | 0.65541 | 1.514 |  |  |  | 0 | 0
2016-06-22 04:00:00 | 0.081739 | 0.084064 | 0.084068 | [6 empty] | -24.79 |  |  | 29.98 | 39 | 1.0548 | 2.47 |  |  |  | 0 | 0
2016-06-22 05:00:00 | 0.11227 | 0.11493 | 0.11493 | [6 empty] | -24.79 |  |  | 40 | 45 | 1.5769 | 3.7958 |  |  |  | 0.0025656 | 0
2016-06-22 06:00:00 | 0.12144 | 0.12322 | 0.12322 | [6 empty] | -24.79 |  |  | 42 | 49.23 | 1.7864 | 4.2799 |  |  |  | 0.01174 | 0
2016-06-22 07:00:00 | 0.11008 | 0.1088 | 0.10881 | [6 empty] | -24.79 |  |  | 40 | 56.44 | 1.7932 | 4.1944 |  |  |  | 0.00037979 | 0
2016-06-22 08:00:00 | 0.098995 | 0.098226 | 0.098228 | [6 empty] | -24.79 |  |  | 37.27 | 60.15 | 1.5834 | 3.7054 |  |  |  | 0 | 0
2016-06-22 09:00:00 | 0.095142 | 0.094003 | 0.094005 | [6 empty] | -24.79 |  |  | 36.62 | 60.62 | 1.5563 | 3.6416 |  |  |  | 0 | 0
2016-06-22 10:00:00 | 0.086616 | 0.085172 | 0.085174 | [6 empty] | -24.79 |  |  | 33.6 | 63.35 | 1.4444 | 3.3686 |  |  |  | 0 | 0
2016-06-22 11:00:00 | 0.083735 | 0.082872 | 0.082874 | [6 empty] | -24.79 |  |  | 30.29 | 65.97 | 1.359 | 3.1798 |  |  |  | 0 | 0
2016-06-22 12:00:00 | 0.077303 | 0.075467 | 0.075469 | [6 empty] | -24.79 |  |  | 28.94 | 64.6 | 1.3412 | 3.1318 |  |  |  | 0 | 0
2016-06-22 13:00:00 | 0.071343 | 0.069735 | 0.069738 | [6 empty] | -24.79 |  |  | 28.93 | 64.53 | 1.2228 | 2.8464 |  |  |  | 0 | 0
2016-06-22 14:00:00 | 0.068263 | 0.066232 | 0.066234 | [6 empty] | -24.79 |  |  | 30.31 | 62.13 | 1.2088 | 2.8089 |  |  |  | 0 | 0
2016-06-22 15:00:00 | 0.064343 | 0.062436 | 0.062438 | [6 empty] | -24.79 |  |  | 33.7 | 59.68 | 1.1436 | 2.6631 |  |  |  | 0 | 0
2016-06-22 16:00:00 | 0.065892 | 0.06423 | 0.064232 | [6 empty] | -24.79 |  |  | 38.12 | 58.23 | 1.1611 | 2.7229 |  |  |  | 0 | 0
2016-06-22 17:00:00 | 0.068752 | 0.067094 | 0.067096 | [6 empty] | -24.79 |  |  | 39.8 | 59.76 | 1.2132 | 2.8548 |  |  |  | 0 | 0
2016-06-22 18:00:00 | 0.074681 | 0.072925 | 0.072927 | [6 empty] | -24.79 |  |  | 38.3 | 57.95 | 1.3107 | 3.0804 |  |  |  | 0 | 0
2016-06-22 19:00:00 | 0.078855 | 0.076887 | 0.076888 | [6 empty] | -24.79 |  |  | 37.39 | 54.03 | 1.4012 | 3.3027 |  |  |  | 0 | 0
2016-06-22 20:00:00 | 0.07942 | 0.076641 | 0.076643 | [6 empty] | -24.79 |  |  | 35.98 | 52.81 | 1.4756 | 3.4699 |  |  |  | 0 | 0
2016-06-22 21:00:00 | 0.07562 | 0.072072 | 0.072074 | [6 empty] | -24.79 |  |  | 30.35 | 51.28 | 1.4591 | 3.399 |  |  |  | 0 | 0
2016-06-22 22:00:00 | 0.062258 | 0.058553 | 0.058555 | [6 empty] | -24.79 |  |  | 28.09 | 53.04 | 1.2407 | 2.8545 |  |  |  | 0 | 0
2016-06-22 23:00:00 | 0.048294 | 0.04698 | 0.046983 | [6 empty] | -24.79 |  |  | 25.64 | 48.11 | 0.8456 | 1.9609 |  |  |  | 0 | 0
2016-06-23 00:00:00 | 0.039226 | 0.039745 | 0.039748 | [6 empty] | -24.79 |  |  | 24.38 | 42 | 0.5182 | 1.1629 |  |  |  | 0 | 0
2016-06-23 01:00:00 | 0.040758 | 0.041135 | 0.041138 | [6 empty] | -24.79 |  |  | 23.3 | 31.52 | 0.54821 | 1.2261 |  |  |  | 0 | 0
2016-06-23 02:00:00 | 0.040672 | 0.04146 | 0.041463 | [6 empty] | -24.79 |  |  | 23.24 | 23.57 | 0.52027 | 1.1714 |  |  |  | 0 | 0
2016-06-23 03:00:00 | 0.048869 | 0.051207 | 0.05121 | [6 empty] | -24.79 |  |  | 24.14 | 20.99 | 0.51123 | 1.1525 |  |  |  | 0 | 0
2016-06-23 04:00:00 | 0.076473 | 0.08022 | 0.080226 | [6 empty] | -24.79 |  |  | 28.16 | 24.55 | 0.81285 | 1.8589 |  |  |  | 0 | 0
2016-06-23 05:00:00 | 0.093951 | 0.097999 | 0.098003 | [6 empty] | -24.79 |  |  | 35.91 | 28.89 | 1.1254 | 2.6793 |  |  |  | 0 | 0
2016-06-23 06:00:00 | 0.092683 | 0.097174 | 0.097176 | [6 empty] | -24.79 |  |  | 35.91 | 41.8 | 1.0746 | 2.5802 |  |  |  | 0 | 0
2016-06-23 07:00:00 | 0.087323 | 0.086097 | 0.086099 | [6 empty] | -24.79 |  |  | 34.97 | 48.99 | 1.3814 | 3.1627 |  |  |  | 0 | 0
2016-06-23 08:00:00 | 0.078434 | 0.078157 | 0.078159 | [6 empty] | -24.79 |  |  | 29.78 | 49.9 | 1.1825 | 2.7175 |  |  |  | 0 | 0
2016-06-23 09:00:00 | 0.078321 | 0.077771 | 0.077774 | [6 empty] | -24.79 |  |  | 27.95 | 50.56 | 1.1978 | 2.7445 |  |  |  | 0 | 0
2016-06-23 10:00:00 | 0.072993 | 0.072429 | 0.072431 | [6 empty] | -24.79 |  |  | 25.62 | 49.75 | 1.1246 | 2.5808 |  |  |  | 0 | 0
2016-06-23 11:00:00 | 0.069457 | 0.069029 | 0.069031 | [6 empty] | -24.79 |  |  | 25.08 | 52.48 | 1.076 | 2.4881 |  |  |  | 0 | 0
2016-06-23 12:00:00 | 0.062767 | 0.060974 | 0.060975 | [6 empty] | -24.79 |  |  | 25.37 | 51.21 | 1.084 | 2.4958 |  |  |  | 0 | 0
2016-06-23 13:00:00 | 0.057123 | 0.055507 | 0.055509 | [6 empty] | -24.79 |  |  | 25.71 | 55.07 | 0.9828 | 2.2586 |  |  |  | 0 | 0
2016-06-23 14:00:00 | 0.056305 | 0.054377 | 0.054379 | [6 empty] | -24.79 |  |  | 27.31 | 50.37 | 0.99633 | 2.2881 |  |  |  | 0 | 0
2016-06-23 15:00:00 | 0.050906 | 0.04888 | 0.048881 | [6 empty] | -24.79 |  |  | 30.83 | 49.95 | 0.91503 | 2.0895 |  |  |  | 0 | 0
2016-06-23 16:00:00 | 0.051794 | 0.050176 | 0.050177 | [6 empty] | -24.79 |  |  | 35.92 | 49.43 | 0.90719 | 2.0897 |  |  |  | 0 | 0
2016-06-23 17:00:00 | 0.054217 | 0.052455 | 0.052456 | [6 empty] | -24.79 |  |  | 40.06 | 50.51 | 0.96787 | 2.2455 |  |  |  | 0 | 0
2016-06-23 18:00:00 | 0.059981 | 0.058604 | 0.058606 | [6 empty] | -24.79 |  |  | 38.04 | 52.84 | 1.0139 | 2.3421 |  |  |  | 0 | 0
2016-06-23 19:00:00 | 0.062512 | 0.061204 | 0.061206 | [6 empty] | -24.79 |  |  | 32.72 | 51.24 | 1.0475 | 2.422 |  |  |  | 0 | 0
2016-06-23 20:00:00 | 0.062272 | 0.059759 | 0.059761 | [6 empty] | -24.79 |  |  | 30.77 | 53.6 | 1.1419 | 2.6338 |  |  |  | 0 | 0
2016-06-23 21:00:00 | 0.060217 | 0.057594 | 0.057596 | [6 empty] | -24.79 |  |  | 26.99 | 53 | 1.1045 | 2.5265 |  |  |  | 0 | 0
2016-06-23 22:00:00 | 0.050522 | 0.047208 | 0.04721 | [6 empty] | -24.79 |  |  | 26.03 | 56.65 | 0.99215 | 2.2319 |  |  |  | 0 | 0
2016-06-23 23:00:00 | 0.039623 | 0.03816 | 0.038163 | [6 empty] | -24.79 |  |  | 24.56 | 49.34 | 0.69258 | 1.5644 |  |  |  | 0 | 0
2016-06-24 00:00:00 | 0.035879 | 0.036385 | 0.036388 | [6 empty] | -24.79 |  |  | 24.08 | 44.04 | 0.46324 | 1.0294 |  |  |  | 0 | 0
2016-06-24 01:00:00 | 0.037114 | 0.037464 | 0.037467 | [6 empty] | -24.79 |  |  | 23.36 | 40.03 | 0.49003 | 1.0853 |  |  |  | 0 | 0
2016-06-24 02:00:00 | 0.036533 | 0.037166 | 0.037169 | [6 empty] | -24.79 |  |  | 23.91 | 36 | 0.4651 | 1.0369 |  |  |  | 0 | 0
2016-06-24 03:00:00 | 0.042942 | 0.044801 | 0.044805 | [6 empty] | -24.79 |  |  | 26.43 | 29.98 | 0.45689 | 1.0198 |  |  |  | 0 | 0
2016-06-24 04:00:00 | 0.067624 | 0.070682 | 0.070687 | [6 empty] | -24.79 |  |  | 31.86 | 26.62 | 0.72627 | 1.6441 |  |  |  | 0 | 0
2016-06-24 05:00:00 | 0.0814 | 0.084333 | 0.084337 | [6 empty] | -24.79 |  |  | 37.03 | 37.21 | 1.0044 | 2.3656 |  |  |  | 0 | 0
2016-06-24 06:00:00 | 0.084141 | 0.088156 | 0.088158 | [6 empty] | -24.79 |  |  | 38.84 | 44.94 | 0.95802 | 2.274 |  |  |  | 0 | 0
2016-06-24 07:00:00 | 0.080574 | 0.079646 | 0.079648 | [6 empty] | -24.79 |  |  | 34.46 | 57.64 | 1.2326 | 2.7909 |  |  |  | 0 | 0
2016-06-24 08:00:00 | 0.072345 | 0.072253 | 0.072255 | [6 empty] | -24.79 |  |  | 31.96 | 61.62 | 1.0554 | 2.3992 |  |  |  | 0 | 0
2016-06-24 09:00:00 | 0.07081 | 0.07022 | 0.070222 | [6 empty] | -24.79 |  |  | 30.01 | 61.19 | 1.0692 | 2.4234 |  |  |  | 0 | 0
2016-06-24 10:00:00 | 0.065297 | 0.064578 | 0.06458 | [6 empty] | -24.79 |  |  | 29.93 | 62.93 | 1.0038 | 2.2789 |  |  |  | 0 | 0
2016-06-24 11:00:00 | 0.062087 | 0.061488 | 0.06149 | [6 empty] | -24.79 |  |  | 28.27 | 63.42 | 0.96051 | 2.1971 |  |  |  | 0 | 0
2016-06-24 12:00:00 | 0.057734 | 0.056199 | 0.0562 | [6 empty] | -24.79 |  |  | 28.66 | 62.84 | 0.96765 | 2.2041 |  |  |  | 0 | 0
2016-06-24 13:00:00 | 0.050907 | 0.04924 | 0.049242 | [6 empty] | -24.79 |  |  | 28.38 | 57.52 | 0.87747 | 1.9952 |  |  |  | 0 | 0
2016-06-24 14:00:00 | 0.050671 | 0.048809 | 0.048811 | [6 empty] | -24.79 |  |  | 29.63 | 52.6 | 0.88962 | 2.0215 |  |  |  | 0 | 0
2016-06-24 15:00:00 | 0.045326 | 0.043301 | 0.043303 | [6 empty] | -24.79 |  |  | 31.65 | 49.2 | 0.81706 | 1.8462 |  |  |  | 0 | 0
2016-06-24 16:00:00 | 0.047264 | 0.045806 | 0.045807 | [6 empty] | -24.79 |  |  | 34.98 | 47.44 | 0.80982 | 1.8455 |  |  |  | 0 | 0
2016-06-24 17:00:00 | 0.05019 | 0.048722 | 0.048723 | [6 empty] | -24.79 |  |  | 35.53 | 48.48 | 0.86391 | 1.9827 |  |  |  | 0 | 0
2016-06-24 18:00:00 | 0.056501 | 0.055572 | 0.055574 | [6 empty] | -24.79 |  |  | 34.95 | 52.56 | 0.90514 | 2.0685 |  |  |  | 0 | 0
2016-06-24 19:00:00 | 0.057676 | 0.056612 | 0.056613 | [6 empty] | -24.79 |  |  | 33.28 | 55.3 | 0.93511 | 2.1389 |  |  |  | 0 | 0
2016-06-24 20:00:00 | 0.058285 | 0.056269 | 0.056271 | [6 empty] | -24.79 |  |  | 34.12 | 54.63 | 1.0194 | 2.3262 |  |  |  | 0 | 0
2016-06-24 21:00:00 | 0.054784 | 0.052387 | 0.052389 | [6 empty] | -24.79 |  |  | 32.04 | 52.02 | 0.98622 | 2.2322 |  |  |  | 0 | 0
2016-06-24 22:00:00 | 0.045749 | 0.042695 | 0.042697 | [6 empty] | -24.79 |  |  | 30.14 | 56.62 | 0.88633 | 1.9735 |  |  |  | 0 | 0
2016-06-24 23:00:00 | 0.037237 | 0.036113 | 0.036115 | [6 empty] | -24.79 |  |  | 28.97 | 53.02 | 0.61899 | 1.3842 |  |  |  | 0 | 0
2016-06-25 00:00:00 | 0.036544 | 0.037088 | 0.037091 | [6 empty] | -24.79 |  |  | 26.64 | 46.73 | 0.47081 | 1.0478 |  |  |  | 0 | 0
2016-06-25 01:00:00 | 0.03463 | 0.034461 | 0.034464 | [6 empty] | -24.79 |  |  | 24.28 | 42.55 | 0.49805 | 1.1047 |  |  |  | 0 | 0
2016-06-25 02:00:00 | 0.035904 | 0.036349 | 0.036352 | [6 empty] | -24.79 |  |  | 23.35 | 40.95 | 0.4727 | 1.0555 |  |  |  | 0 | 0
2016-06-25 03:00:00 | 0.040377 | 0.04171 | 0.041713 | [6 empty] | -24.79 |  |  | 23 | 33.88 | 0.46437 | 1.0381 |  |  |  | 0 | 0
2016-06-25 04:00:00 | 0.053152 | 0.053555 | 0.053558 | [6 empty] | -24.79 |  |  | 24 | 25.05 | 0.7382 | 1.6738 |  |  |  | 0 | 0
2016-06-25 05:00:00 | 0.076748 | 0.078716 | 0.078719 | [6 empty] | -24.79 |  |  | 26.93 | 23.59 | 1.0211 | 2.409 |  |  |  | 0 | 0
2016-06-25 06:00:00 | 0.079519 | 0.082584 | 0.082586 | [6 empty] | -24.79 |  |  | 30.25 | 29.84 | 0.9741 | 2.3163 |  |  |  | 0 | 0
2016-06-25 07:00:00 | 0.079902 | 0.078653 | 0.078655 | [6 empty] | -24.79 |  |  | 32.96 | 37.48 | 1.2531 | 2.8423 |  |  |  | 0 | 0
2016-06-25 08:00:00 | 0.068187 | 0.067194 | 0.067196 | [6 empty] | -24.79 |  |  | 33.86 | 47 | 1.073 | 2.4432 |  |  |  | 0 | 0
2016-06-25 09:00:00 | 0.071038 | 0.070313 | 0.070316 | [6 empty] | -24.79 |  |  | 32.95 | 50.69 | 1.0869 | 2.4678 |  |  |  | 0 | 0
2016-06-25 10:00:00 | 0.059002 | 0.057016 | 0.057017 | [6 empty] | -24.79 |  |  | 30.06 | 53.2 | 1.0204 | 2.3206 |  |  |  | 0 | 0
2016-06-25 11:00:00 | 0.058482 | 0.057097 | 0.057099 | [6 empty] | -24.79 |  |  | 27.81 | 54.67 | 0.97643 | 2.2374 |  |  |  | 0 | 0
2016-06-25 12:00:00 | 0.055708 | 0.053661 | 0.053662 | [6 empty] | -24.79 |  |  | 25.08 | 55.6 | 0.98369 | 2.2444 |  |  |  | 0 | 0
2016-06-25 13:00:00 | 0.056089 | 0.055188 | 0.05519 | [6 empty] | -24.79 |  |  | 24.43 | 53.19 | 0.89199 | 2.0316 |  |  |  | 0 | 0
2016-06-25 14:00:00 | 0.054301 | 0.052932 | 0.052933 | [6 empty] | -24.79 |  |  | 24.43 | 50.37 | 0.90433 | 2.0584 |  |  |  | 0 | 0
2016-06-25 15:00:00 | 0.05047 | 0.049213 | 0.049215 | [6 empty] | -24.79 |  |  | 27.31 | 49.76 | 0.83056 | 1.8798 |  |  |  | 0 | 0
2016-06-25 16:00:00 | 0.047522 | 0.045978 | 0.045979 | [6 empty] | -24.79 |  |  | 29.42 | 49.01 | 0.82325 | 1.8792 |  |  |  | 0 | 0
2016-06-25 17:00:00 | 0.048084 | 0.04611 | 0.046111 | [6 empty] | -24.79 |  |  | 30.53 | 50.54 | 0.87824 | 2.019 |  |  |  | 0 | 0
2016-06-25 18:00:00 | 0.052455 | 0.050671 | 0.050672 | [6 empty] | -24.79 |  |  | 29.8 | 55.29 | 0.92013 | 2.1063 |  |  |  | 0 | 0
2016-06-25 19:00:00 | 0.052928 | 0.050881 | 0.050882 | [6 empty] | -24.79 |  |  | 28.81 | 54.44 | 0.95061 | 2.1781 |  |  |  | 0 | 0
2016-06-25 20:00:00 | 0.056979 | 0.05457 | 0.054571 | [6 empty] | -24.79 |  |  | 29.61 | 49.85 | 1.0363 | 2.3687 |  |  |  | 0 | 0
2016-06-25 21:00:00 | 0.053085 | 0.050229 | 0.05023 | [6 empty] | -24.79 |  |  | 27.02 | 49.91 | 1.0025 | 2.2729 |  |  |  | 0 | 0
2016-06-25 22:00:00 | 0.044921 | 0.041572 | 0.041574 | [6 empty] | -24.79 |  |  | 17.29 | 56.4 | 0.90092 | 2.0092 |  |  |  | 0 | 0
2016-06-25 23:00:00 | 0.039944 | 0.039191 | 0.039193 | [6 empty] | -24.79 |  |  | 12.78 | 49.52 | 0.62913 | 1.4091 |  |  |  | 0 | 0
2016-06-26 00:00:00 | 0.044444 | 0.045454 | 0.045457 | [6 empty] | -24.79 |  |  | 14.25 | 43.18 | 0.5586 | 1.2606 |  |  |  | 0 | 0
2016-06-26 01:00:00 | 0.049136 | 0.050529 | 0.050532 | [6 empty] | -24.79 |  |  | 13.35 | 41.14 | 0.59097 | 1.3293 |  |  |  | 0 | 0
2016-06-26 02:00:00 | 0.05675 | 0.059933 | 0.059938 | [6 empty] | -24.79 |  |  | 13.08 | 25.37 | 0.56083 | 1.2698 |  |  |  | 0 | 0
2016-06-26 03:00:00 | 0.066586 | 0.071615 | 0.071621 | [6 empty] | -24.79 |  |  | 12.43 | 23.22 | 0.55116 | 1.2497 |  |  |  | 0 | 0
2016-06-26 04:00:00 | 0.081288 | 0.085239 | 0.085245 | [6 empty] | -24.79 |  |  | 11.53 | 21.59 | 0.87647 | 2.0162 |  |  |  | 0 | 0
2016-06-26 05:00:00 | 0.077849 | 0.078268 | 0.07827 | [6 empty] | -24.79 |  |  | 12.63 | 19.92 | 1.2142 | 2.9087 |  |  |  | 0 | 0
2016-06-26 06:00:00 | 0.084959 | 0.087336 | 0.087337 | [6 empty] | -24.79 |  |  | 13.46 | 23.21 | 1.1601 | 2.8041 |  |  |  | 0 | 0
2016-06-26 07:00:00 | 0.079835 | 0.076198 | 0.076198 | [6 empty] | -24.79 |  |  | 13.51 | 33.43 | 1.4907 | 3.4346 |  |  |  | 0 | 0
2016-06-26 08:00:00 | 0.069837 | 0.067123 | 0.067124 | [6 empty] | -24.79 |  |  | 9.79 | 40.45 | 1.2759 | 2.9503 |  |  |  | 0 | 0
2016-06-26 09:00:00 | 0.070562 | 0.067705 | 0.067706 | [6 empty] | -24.79 |  |  | 12.86 | 43.36 | 1.2923 | 2.9793 |  |  |  | 0 | 0
2016-06-26 10:00:00 | 0.064502 | 0.061562 | 0.061563 | [6 empty] | -24.79 |  |  | 12.08 | 50.84 | 1.2133 | 2.8016 |  |  |  | 0 | 0
2016-06-26 11:00:00 | 0.063283 | 0.060941 | 0.060942 | [6 empty] | -24.79 |  |  | 9.29 | 56.06 | 1.1608 | 2.701 |  |  |  | 0 | 0
2016-06-26 12:00:00 | 0.060965 | 0.05801 | 0.05801 | [6 empty] | -24.79 |  |  | 8.05 | 55.78 | 1.1694 | 2.7092 |  |  |  | 0 | 0
2016-06-26 13:00:00 | 0.055904 | 0.053305 | 0.053306 | [6 empty] | -24.79 |  |  | 9.19 | 44.84 | 1.0602 | 2.4514 |  |  |  | 0 | 0
2016-06-26 14:00:00 | 0.056729 | 0.054094 | 0.054095 | [6 empty] | -24.79 |  |  | 11.67 | 41.99 | 1.0747 | 2.4832 |  |  |  | 0 | 0
2016-06-26 15:00:00 | 0.052365 | 0.049866 | 0.049868 | [6 empty] | -24.79 |  |  | 15.79 | 41.69 | 0.98699 | 2.2676 |  |  |  | 0 | 0
2016-06-26 16:00:00 | 0.053655 | 0.051655 | 0.051656 | [6 empty] | -24.79 |  |  | 23.76 | 42.25 | 0.9787 | 2.2683 |  |  |  | 0 | 0
2016-06-26 17:00:00 | 0.057516 | 0.05559 | 0.055591 | [6 empty] | -24.79 |  |  | 26.79 | 49.16 | 1.0442 | 2.4377 |  |  |  | 0 | 0
2016-06-26 18:00:00 | 0.061324 | 0.059397 | 0.059398 | [6 empty] | -24.79 |  |  | 29.97 | 54.12 | 1.0938 | 2.5423 |  |  |  | 0 | 0
2016-06-26 19:00:00 | 0.063397 | 0.061435 | 0.061436 | [6 empty] | -24.79 |  |  | 28.46 | 55.39 | 1.1301 | 2.6291 |  |  |  | 0 | 0
2016-06-26 20:00:00 | 0.069509 | 0.067377 | 0.067379 | [6 empty] | -24.79 |  |  | 31.91 | 55.1 | 1.2319 | 2.8588 |  |  |  | 0 | 0
2016-06-26 21:00:00 | 0.063977 | 0.061139 | 0.061141 | [6 empty] | -24.79 |  |  | 28.12 | 54.19 | 1.1913 | 2.7418 |  |  |  | 0 | 0
2016-06-26 22:00:00 | 0.055935 | 0.052756 | 0.052758 | [6 empty] | -24.79 |  |  | 24.1 | 62 | 1.0699 | 2.4211 |  |  |  | 0 | 0
2016-06-26 23:00:00 | 0.044825 | 0.043713 | 0.043716 | [6 empty] | -24.79 |  |  | 20.99 | 54.17 | 0.74667 | 1.6962 |  |  |  | 0 | 0
2016-06-27 00:00:00 | 0.047047 | 0.048315 | 0.048318 | [6 empty] | -24.79 |  |  | 19.04 | 46.2 | 0.60204 | 1.394 |  |  |  | 0 | 0
2016-06-27 01:00:00 | 0.047142 | 0.048166 | 0.048169 | [6 empty] | -24.79 |  |  | 16.29 | 43.05 | 0.61519 | 1.4138 |  |  |  | 0 | 0
2016-06-27 02:00:00 | 0.049087 | 0.050991 | 0.050994 | [6 empty] | -24.79 |  |  | 16.12 | 41.41 | 0.5743 | 1.3263 |  |  |  | 0 | 0
2016-06-27 03:00:00 | 0.059109 | 0.061909 | 0.061913 | [6 empty] | -24.79 |  |  | 19.02 | 39.57 | 0.64605 | 1.4911 |  |  |  | 0 | 0
2016-06-27 04:00:00 | 0.082422 | 0.085019 | 0.085023 | [6 empty] | -24.79 |  |  | 27.75 | 39.66 | 1.0397 | 2.4326 |  |  |  | 0 | 0
2016-06-27 05:00:00 | 0.1111 | 0.11377 | 0.11378 | [6 empty] | -24.79 |  |  | 33.07 | 42.25 | 1.5543 | 3.738 |  |  |  | 0.0013985 | 0
2016-06-27 06:00:00 | 0.12038 | 0.12221 | 0.12222 | [6 empty] | -24.79 |  |  | 34.26 | 47.81 | 1.7608 | 4.2147 |  |  |  | 0.010674 | 0
2016-06-27 07:00:00 | 0.10644 | 0.10478 | 0.10478 | [6 empty] | -24.79 |  |  | 31.02 | 57.16 | 1.7675 | 4.1306 |  |  |  | 0 | 0
2016-06-27 08:00:00 | 0.095824 | 0.094728 | 0.094731 | [6 empty] | -24.79 |  |  | 26.57 | 57.1 | 1.5607 | 3.6491 |  |  |  | 0 | 0
2016-06-27 09:00:00 | 0.091888 | 0.090404 | 0.090406 | [6 empty] | -24.79 |  |  | 26.29 | 59.05 | 1.534 | 3.5862 |  |  |  | 0 | 0
2016-06-27 10:00:00 | 0.084175 | 0.082514 | 0.082517 | [6 empty] | -24.79 |  |  | 24.82 | 61.63 | 1.4237 | 3.3175 |  |  |  | 0 | 0
2016-06-27 11:00:00 | 0.080949 | 0.079794 | 0.079796 | [6 empty] | -24.79 |  |  | 25.38 | 63.9 | 1.3395 | 3.1315 |  |  |  | 0 | 0
2016-06-27 12:00:00 | 0.075195 | 0.073185 | 0.073187 | [6 empty] | -24.79 |  |  | 24.87 | 62.51 | 1.322 | 3.0843 |  |  |  | 0 | 0
2016-06-27 13:00:00 | 0.071006 | 0.069519 | 0.069521 | [6 empty] | -24.79 |  |  | 25.95 | 62.96 | 1.2052 | 2.8033 |  |  |  | 0 | 0
2016-06-27 14:00:00 | 0.067456 | 0.065461 | 0.065463 | [6 empty] | -24.79 |  |  | 25.92 | 63.99 | 1.1915 | 2.7663 |  |  |  | 0 | 0
2016-06-27 15:00:00 | 0.064232 | 0.062474 | 0.062475 | [6 empty] | -24.79 |  |  | 28.08 | 61.59 | 1.1272 | 2.6227 |  |  |  | 0 | 0
2016-06-27 16:00:00 | 0.06606 | 0.064595 | 0.064597 | [6 empty] | -24.79 |  |  | 34.98 | 61.94 | 1.1445 | 2.6816 |  |  |  | 0 | 0
2016-06-27 17:00:00 | 0.068994 | 0.067551 | 0.067553 | [6 empty] | -24.79 |  |  | 39.05 | 61.67 | 1.1958 | 2.8115 |  |  |  | 0 | 0
2016-06-27 18:00:00 | 0.075071 | 0.073571 | 0.073573 | [6 empty] | -24.79 |  |  | 38.31 | 62.17 | 1.2919 | 3.0337 |  |  |  | 0 | 0
2016-06-27 19:00:00 | 0.080066 | 0.07851 | 0.078512 | [6 empty] | -24.79 |  |  | 36.52 | 62.24 | 1.3812 | 3.2525 |  |  |  | 0 | 0
2016-06-27 20:00:00 | 0.080219 | 0.077791 | 0.077793 | [6 empty] | -24.79 |  |  | 36.4 | 57.13 | 1.4545 | 3.4173 |  |  |  | 0 | 0
2016-06-27 21:00:00 | 0.076236 | 0.073009 | 0.073011 | [6 empty] | -24.79 |  |  | 31.69 | 53.02 | 1.4382 | 3.3475 |  |  |  | 0 | 0
2016-06-27 22:00:00 | 0.06316 | 0.059799 | 0.059801 | [6 empty] | -24.79 |  |  | 26.84 | 53.02 | 1.223 | 2.8114 |  |  |  | 0 | 0
2016-06-27 23:00:00 | 0.049746 | 0.04881 | 0.048813 | [6 empty] | -24.79 |  |  | 24.4 | 45.1 | 0.83354 | 1.9314 |  |  |  | 0 | 0
2016-06-28 00:00:00 | 0.055269 | 0.056426 | 0.05643 | [6 empty] | -24.79 |  |  | 24.09 | 40.28 | 0.75214 | 1.7606 |  |  |  | 0 | 0
2016-06-28 01:00:00 | 0.056199 | 0.057195 | 0.057199 | [6 empty] | -24.79 |  |  | 23.13 | 36.76 | 0.76865 | 1.7859 |  |  |  | 0 | 0
2016-06-28 02:00:00 | 0.058524 | 0.060591 | 0.060594 | [6 empty] | -24.79 |  |  | 22.76 | 31.81 | 0.71764 | 1.6757 |  |  |  | 0 | 0
2016-06-28 03:00:00 | 0.070614 | 0.073746 | 0.07375 | [6 empty] | -24.79 |  |  | 24.19 | 29.52 | 0.80755 | 1.8849 |  |  |  | 0 | 0
2016-06-28 04:00:00 | 0.098028 | 0.10073 | 0.10074 | [6 empty] | -24.79 |  |  | 30 | 31.28 | 1.2997 | 3.0754 |  |  |  | 0 | 0
2016-06-28 05:00:00 | 0.13487 | 0.13802 | 0.13803 | [6 empty] | -24.79 |  |  | 40.08 | 40.35 | 1.9445 | 4.7314 |  |  |  | 0.025168 | 0
2016-06-28 06:00:00 | 0.14602 | 0.14813 | 0.14813 | [6 empty] | -24.79 |  |  | 41.91 | 46.96 | 2.2031 | 5.3365 |  |  |  | 0.036323 | 0
2016-06-28 07:00:00 | 0.13264 | 0.13107 | 0.13107 | [6 empty] | -24.79 |  |  | 41.98 | 56.72 | 2.2114 | 5.2295 |  |  |  | 0.022936 | 0
2016-06-28 08:00:00 | 0.11922 | 0.11826 | 0.11826 | [6 empty] | -24.79 |  |  | 38.94 | 60.72 | 1.9523 | 4.6183 |  |  |  | 0.0095225 | 0
2016-06-28 09:00:00 | 0.11464 | 0.11324 | 0.11324 | [6 empty] | -24.79 |  |  | 37.88 | 59.66 | 1.9188 | 4.5386 |  |  |  | 0.0049358 | 0
2016-06-28 10:00:00 | 0.1044 | 0.10264 | 0.10264 | [6 empty] | -24.79 |  |  | 35.36 | 59.64 | 1.7806 | 4.1977 |  |  |  | 0 | 0
2016-06-28 11:00:00 | 0.10087 | 0.099805 | 0.099807 | [6 empty] | -24.79 |  |  | 34.08 | 59.07 | 1.6753 | 3.9621 |  |  |  | 0 | 0
2016-06-28 12:00:00 | 0.093252 | 0.091036 | 0.091038 | [6 empty] | -24.79 |  |  | 32.62 | 55.97 | 1.6531 | 3.9014 |  |  |  | 0 | 0
2016-06-28 13:00:00 | 0.086039 | 0.084091 | 0.084093 | [6 empty] | -24.79 |  |  | 31.37 | 54.24 | 1.5072 | 3.5459 |  |  |  | 0 | 0
2016-06-28 14:00:00 | 0.082384 | 0.079933 | 0.079935 | [6 empty] | -24.79 |  |  | 30.89 | 52.94 | 1.4899 | 3.4989 |  |  |  | 0 | 0
2016-06-28 15:00:00 | 0.077659 | 0.075362 | 0.075364 | [6 empty] | -24.79 |  |  | 36.04 | 55.34 | 1.4095 | 3.3173 |  |  |  | 0 | 0
2016-06-28 16:00:00 | 0.079518 | 0.077521 | 0.077523 | [6 empty] | -24.79 |  |  | 39.85 | 54.46 | 1.4313 | 3.3925 |  |  |  | 0 | 0
2016-06-28 17:00:00 | 0.082974 | 0.080986 | 0.080988 | [6 empty] | -24.79 |  |  | 41.74 | 59.71 | 1.4955 | 3.5571 |  |  |  | 0 | 0
2016-06-28 18:00:00 | 0.090114 | 0.088007 | 0.088009 | [6 empty] | -24.79 |  |  | 38.99 | 59.18 | 1.6156 | 3.8378 |  |  |  | 0 | 0
2016-06-28 19:00:00 | 0.095182 | 0.092827 | 0.092829 | [6 empty] | -24.79 |  |  | 34.56 | 57.94 | 1.7274 | 4.1154 |  |  |  | 0 | 0
2016-06-28 20:00:00 | 0.095962 | 0.092644 | 0.092646 | [6 empty] | -24.79 |  |  | 33.84 | 53.27 | 1.819 | 4.3233 |  |  |  | 0 | 0
2016-06-28 21:00:00 | 0.091445 | 0.0872 | 0.087202 | [6 empty] | -24.79 |  |  | 28.34 | 52.3 | 1.7982 | 4.2333 |  |  |  | 0 | 0
2016-06-28 22:00:00 | 0.075341 | 0.070896 | 0.070898 | [6 empty] | -24.79 |  |  | 24.03 | 54.27 | 1.5288 | 3.5539 |  |  |  | 0 | 0
2016-06-28 23:00:00 | 0.058251 | 0.056659 | 0.056662 | [6 empty] | -24.79 |  |  | 22.14 | 47.22 | 1.0414 | 2.4396 |  |  |  | 0 | 0
2016-06-29 00:00:00 | 0.05481 | 0.055909 | 0.055913 | [6 empty] | -24.79 |  |  | 20.64 | 42.53 | 0.74997 | 1.7553 |  |  |  | 0 | 0
2016-06-29 01:00:00 | 0.055733 | 0.056671 | 0.056675 | [6 empty] | -24.79 |  |  | 19.91 | 38.48 | 0.76643 | 1.7805 |  |  |  | 0 | 0
2016-06-29 02:00:00 | 0.058017 | 0.060016 | 0.06002 | [6 empty] | -24.79 |  |  | 19.17 | 36.88 | 0.71557 | 1.6707 |  |  |  | 0 | 0
2016-06-29 03:00:00 | 0.069986 | 0.073033 | 0.073037 | [6 empty] | -24.79 |  |  | 19.99 | 35.58 | 0.80522 | 1.8793 |  |  |  | 0 | 0
2016-06-29 04:00:00 | 0.097203 | 0.099803 | 0.099808 | [6 empty] | -24.79 |  |  | 24.58 | 35.29 | 1.2959 | 3.0661 |  |  |  | 0 | 0
2016-06-29 05:00:00 | 0.13378 | 0.13679 | 0.1368 | [6 empty] | -24.79 |  |  | 32.91 | 40.1 | 1.9388 | 4.7171 |  |  |  | 0.024074 | 0
2016-06-29 06:00:00 | 0.14487 | 0.14683 | 0.14683 | [6 empty] | -24.79 |  |  | 34.94 | 46.96 | 2.1967 | 5.3203 |  |  |  | 0.035165 | 0
2016-06-29 07:00:00 | 0.13164 | 0.12996 | 0.12996 | [6 empty] | -24.79 |  |  | 31.82 | 55 | 2.205 | 5.2137 |  |  |  | 0.021939 | 0
2016-06-29 08:00:00 | 0.11832 | 0.11726 | 0.11726 | [6 empty] | -24.79 |  |  | 26.05 | 55.08 | 1.9466 | 4.6043 |  |  |  | 0.0086175 | 0
2016-06-29 09:00:00 | 0.11378 | 0.11229 | 0.11229 | [6 empty] | -24.79 |  |  | 24.71 | 56.18 | 1.9133 | 4.5249 |  |  |  | 0.0040767 | 0
2016-06-29 10:00:00 | 0.10363 | 0.10179 | 0.10179 | [6 empty] | -24.79 |  |  | 23.92 | 59.15 | 1.7755 | 4.185 |  |  |  | 0 | 0
2016-06-29 11:00:00 | 0.10011 | 0.098962 | 0.098964 | [6 empty] | -24.79 |  |  | 23.6 | 63.19 | 1.6705 | 3.9501 |  |  |  | 0 | 0
2016-06-29 12:00:00 | 0.092578 | 0.090293 | 0.090295 | [6 empty] | -24.79 |  |  | 23.4 | 62.92 | 1.6483 | 3.8897 |  |  |  | 0 | 0
2016-06-29 13:00:00 | 0.085413 | 0.083399 | 0.083401 | [6 empty] | -24.79 |  |  | 23.96 | 63.68 | 1.5028 | 3.5352 |  |  |  | 0 | 0
2016-06-29 14:00:00 | 0.081796 | 0.079287 | 0.079289 | [6 empty] | -24.79 |  |  | 23.71 | 63.04 | 1.4856 | 3.4883 |  |  |  | 0 | 0
2016-06-29 15:00:00 | 0.077106 | 0.074754 | 0.074756 | [6 empty] | -24.79 |  |  | 26.54 | 61.25 | 1.4054 | 3.3072 |  |  |  | 0 | 0
2016-06-29 16:00:00 | 0.078949 | 0.076894 | 0.076896 | [6 empty] | -24.79 |  |  | 33.46 | 57.96 | 1.4272 | 3.3823 |  |  |  | 0 | 0
2016-06-29 17:00:00 | 0.08238 | 0.080332 | 0.080334 | [6 empty] | -24.79 |  |  | 38.99 | 57.03 | 1.4912 | 3.5464 |  |  |  | 0 | 0
2016-06-29 18:00:00 | 0.089468 | 0.087294 | 0.087296 | [6 empty] | -24.79 |  |  | 37.49 | 57.25 | 1.6109 | 3.8263 |  |  |  | 0 | 0
2016-06-29 19:00:00 | 0.094504 | 0.092081 | 0.092083 | [6 empty] | -24.79 |  |  | 34.98 | 53.2 | 1.7224 | 4.1029 |  |  |  | 0 | 0
2016-06-29 20:00:00 | 0.095299 | 0.091919 | 0.09192 | [6 empty] | -24.79 |  |  | 34.94 | 51.59 | 1.8137 | 4.3103 |  |  |  | 0 | 0
2016-06-29 21:00:00 | 0.090832 | 0.086532 | 0.086534 | [6 empty] | -24.79 |  |  | 29.96 | 50.48 | 1.793 | 4.2206 |  |  |  | 0 | 0
2016-06-29 22:00:00 | 0.074848 | 0.070363 | 0.070365 | [6 empty] | -24.79 |  |  | 25.16 | 54 | 1.5243 | 3.5432 |  |  |  | 0 | 0
2016-06-29 23:00:00 | 0.057833 | 0.0562 | 0.056203 | [6 empty] | -24.79 |  |  | 23.34 | 50.57 | 1.0384 | 2.4322 |  |  |  | 0 | 0
2016-06-30 00:00:00 | 0.050608 | 0.05171 | 0.051713 | [6 empty] | -24.79 |  |  | 22.08 | 42.57 | 0.67863 | 1.5812 |  |  |  | 0 | 0
2016-06-30 01:00:00 | 0.051456 | 0.052414 | 0.052417 | [6 empty] | -24.79 |  |  | 20.11 | 40.2 | 0.6935 | 1.6039 |  |  |  | 0 | 0
2016-06-30 02:00:00 | 0.053639 | 0.055582 | 0.055585 | [6 empty] | -24.79 |  |  | 19.82 | 36.13 | 0.64744 | 1.5048 |  |  |  | 0 | 0
2016-06-30 03:00:00 | 0.064756 | 0.067688 | 0.067692 | [6 empty] | -24.79 |  |  | 21.58 | 33.1 | 0.72846 | 1.6923 |  |  |  | 0 | 0
2016-06-30 04:00:00 | 0.089777 | 0.092325 | 0.09233 | [6 empty] | -24.79 |  |  | 26.61 | 35.03 | 1.1724 | 2.7609 |  |  |  | 0 | 0
2016-06-30 05:00:00 | 0.1234 | 0.12635 | 0.12636 | [6 empty] | -24.79 |  |  | 34.94 | 40.52 | 1.7534 | 4.2454 |  |  |  | 0.013701 | 0
2016-06-30 06:00:00 | 0.13354 | 0.13553 | 0.13553 | [6 empty] | -24.79 |  |  | 39.86 | 49.51 | 1.9865 | 4.7876 |  |  |  | 0.023839 | 0
2016-06-30 07:00:00 | 0.12116 | 0.11979 | 0.11979 | [6 empty] | -24.79 |  |  | 38.24 | 57.05 | 1.994 | 4.6918 |  |  |  | 0.011456 | 0
2016-06-30 08:00:00 | 0.10893 | 0.10811 | 0.10812 | [6 empty] | -24.79 |  |  | 38.49 | 58.81 | 1.7605 | 4.1441 |  |  |  | 0 | 0
2016-06-30 09:00:00 | 0.10471 | 0.10349 | 0.10349 | [6 empty] | -24.79 |  |  | 36 | 61.27 | 1.7304 | 4.0727 |  |  |  | 0 | 0
2016-06-30 10:00:00 | 0.095345 | 0.093786 | 0.093788 | [6 empty] | -24.79 |  |  | 30.69 | 61.19 | 1.6058 | 3.767 |  |  |  | 0 | 0
2016-06-30 11:00:00 | 0.09215 | 0.091226 | 0.091228 | [6 empty] | -24.79 |  |  | 27.63 | 62 | 1.5109 | 3.5557 |  |  |  | 0 | 0
2016-06-30 12:00:00 | 0.085123 | 0.083136 | 0.083139 | [6 empty] | -24.79 |  |  | 25.8 | 58.77 | 1.4909 | 3.5016 |  |  |  | 0 | 0
2016-06-30 13:00:00 | 0.078551 | 0.076809 | 0.076811 | [6 empty] | -24.79 |  |  | 26.17 | 58.98 | 1.3593 | 3.1826 |  |  |  | 0 | 0
2016-06-30 14:00:00 | 0.075183 | 0.072978 | 0.07298 | [6 empty] | -24.79 |  |  | 26.28 | 58.16 | 1.3438 | 3.1405 |  |  |  | 0 | 0
2016-06-30 15:00:00 | 0.070868 | 0.0688 | 0.068802 | [6 empty] | -24.79 |  |  | 29.77 | 54.62 | 1.2713 | 2.9775 |  |  |  | 0 | 0
2016-06-30 16:00:00 | 0.072571 | 0.070774 | 0.070776 | [6 empty] | -24.79 |  |  | 34.23 | 51.99 | 1.2909 | 3.0447 |  |  |  | 0 | 0
2016-06-30 17:00:00 | 0.075722 | 0.073934 | 0.073935 | [6 empty] | -24.79 |  |  | 38.28 | 52.01 | 1.3487 | 3.1923 |  |  |  | 0 | 0
2016-06-30 18:00:00 | 0.082246 | 0.080352 | 0.080354 | [6 empty] | -24.79 |  |  | 34.91 | 55.06 | 1.4571 | 3.4444 |  |  |  | 0 | 0
2016-06-30 19:00:00 | 0.086856 | 0.084734 | 0.084735 | [6 empty] | -24.79 |  |  | 31.11 | 55 | 1.5578 | 3.6932 |  |  |  | 0 | 0
2016-06-30 20:00:00 | 0.087517 | 0.08451 | 0.084512 | [6 empty] | -24.79 |  |  | 32.38 | 52.37 | 1.6405 | 3.88 |  |  |  | 0 | 0
2016-06-30 21:00:00 | 0.083358 | 0.079504 | 0.079506 | [6 empty] | -24.79 |  |  | 27.72 | 51.07 | 1.6219 | 3.7999 |  |  |  | 0 | 0
2016-06-30 22:00:00 | 0.06865 | 0.064612 | 0.064614 | [6 empty] | -24.79 |  |  | 29.36 | 54.96 | 1.379 | 3.1906 |  |  |  | 0 | 0
2016-06-30 23:00:00 | 0.053175 | 0.051747 | 0.05175 | [6 empty] | -24.79 |  |  | 24.69 | 48.34 | 0.93962 | 2.1909 |  |  |  | 0 | 0
2016-07-01 00:00:00 | 0.043489 | 0.044429 | 0.044432 | [6 empty] | -28.26 |  |  | 23.42 | 45.98 | 0.57325 | 1.3235 |  |  |  | 0 | 0
2016-07-01 01:00:00 | 0.043761 | 0.0445 | 0.044503 | [6 empty] | -28.26 |  |  | 21.91 | 42.91 | 0.58576 | 1.3423 |  |  |  | 0 | 0
2016-07-01 02:00:00 | 0.045236 | 0.04675 | 0.046753 | [6 empty] | -28.26 |  |  | 20.19 | 38.58 | 0.54681 | 1.2592 |  |  |  | 0 | 0
2016-07-01 03:00:00 | 0.05429 | 0.056566 | 0.056569 | [6 empty] | -28.26 |  |  | 22.44 | 34.98 | 0.61507 | 1.4154 |  |  |  | 0 | 0
2016-07-01 04:00:00 | 0.075528 | 0.077417 | 0.077421 | [6 empty] | -28.26 |  |  | 26.84 | 32.18 | 0.98983 | 2.309 |  |  |  | 0 | 0
2016-07-01 05:00:00 | 0.10204 | 0.10382 | 0.10383 | [6 empty] | -28.26 |  |  | 33.58 | 40.55 | 1.4795 | 3.547 |  |  |  | 0 | 0
2016-07-01 06:00:00 | 0.1152 | 0.11694 | 0.11694 | [6 empty] | -28.26 |  |  | 35.78 | 49.17 | 1.6759 | 3.999 |  |  |  | 0.0054984 | 0
2016-07-01 07:00:00 | 0.10589 | 0.10499 | 0.105 | [6 empty] | -28.26 |  |  | 29.8 | 59.12 | 1.6823 | 3.9192 |  |  |  | 0 | 0
2016-07-01 08:00:00 | 0.094718 | 0.094185 | 0.094188 | [6 empty] | -28.26 |  |  | 24 | 60.72 | 1.4856 | 3.4628 |  |  |  | 0 | 0
2016-07-01 09:00:00 | 0.089989 | 0.088916 | 0.088918 | [6 empty] | -28.26 |  |  | 23.26 | 60.58 | 1.4602 | 3.4031 |  |  |  | 0 | 0
2016-07-01 10:00:00 | 0.080856 | 0.079308 | 0.07931 | [6 empty] | -28.26 |  |  | 22.56 | 61.47 | 1.3552 | 3.1482 |  |  |  | 0 | 0
2016-07-01 11:00:00 | 0.078059 | 0.077047 | 0.077049 | [6 empty] | -28.26 |  |  | 22.09 | 62.07 | 1.2751 | 2.9718 |  |  |  | 0 | 0
2016-07-01 12:00:00 | 0.073602 | 0.071955 | 0.071958 | [6 empty] | -28.26 |  |  | 22.09 | 61.05 | 1.2584 | 2.9271 |  |  |  | 0 | 0
2016-07-01 13:00:00 | 0.066176 | 0.064432 | 0.064434 | [6 empty] | -28.26 |  |  | 24.22 | 58.98 | 1.1473 | 2.6605 |  |  |  | 0 | 0
2016-07-01 14:00:00 | 0.06435 | 0.062396 | 0.062398 | [6 empty] | -28.26 |  |  | 27 | 55.07 | 1.1343 | 2.6255 |  |  |  | 0 | 0
2016-07-01 15:00:00 | 0.059838 | 0.05786 | 0.057862 | [6 empty] | -28.26 |  |  | 28.75 | 53.02 | 1.0731 | 2.4892 |  |  |  | 0 | 0
2016-07-01 16:00:00 | 0.062115 | 0.060509 | 0.06051 | [6 empty] | -28.26 |  |  | 32.43 | 49.9 | 1.0895 | 2.5449 |  |  |  | 0 | 0
2016-07-01 17:00:00 | 0.066168 | 0.064802 | 0.064803 | [6 empty] | -28.26 |  |  | 33.95 | 49.21 | 1.1383 | 2.6681 |  |  |  | 0 | 0
2016-07-01 18:00:00 | 0.072484 | 0.071149 | 0.071152 | [6 empty] | -28.26 |  |  | 32.67 | 53.04 | 1.2298 | 2.8791 |  |  |  | 0 | 0
2016-07-01 19:00:00 | 0.075055 | 0.073277 | 0.073279 | [6 empty] | -28.26 |  |  | 30.07 | 50.54 | 1.3147 | 3.0866 |  |  |  | 0 | 0
2016-07-01 20:00:00 | 0.076477 | 0.074089 | 0.074091 | [6 empty] | -28.26 |  |  | 31.91 | 49.94 | 1.3845 | 3.243 |  |  |  | 0 | 0
2016-07-01 21:00:00 | 0.071616 | 0.068282 | 0.068284 | [6 empty] | -28.26 |  |  | 27.59 | 50.45 | 1.3692 | 3.1771 |  |  |  | 0 | 0
2016-07-01 22:00:00 | 0.058475 | 0.054906 | 0.054908 | [6 empty] | -28.26 |  |  | 22.03 | 53.03 | 1.1644 | 2.6686 |  |  |  | 0 | 0
2016-07-01 23:00:00 | 0.046258 | 0.04512 | 0.045122 | [6 empty] | -28.26 |  |  | 20.38 | 49.25 | 0.79367 | 1.8337 |  |  |  | 0 | 0
2016-07-02 00:00:00 | 0.045137 | 0.045758 | 0.045761 | [6 empty] | -28.26 |  |  | 19.4 | 52.91 | 0.63226 | 1.4679 |  |  |  | 0 | 0
2016-07-02 01:00:00 | 0.044466 | 0.044697 | 0.044699 | [6 empty] | -28.26 |  |  | 17.09 | 47.38 | 0.64609 | 1.4889 |  |  |  | 0 | 0
2016-07-02 02:00:00 | 0.046593 | 0.04776 | 0.047763 | [6 empty] | -28.26 |  |  | 16.79 | 40.03 | 0.60316 | 1.3968 |  |  |  | 0 | 0
2016-07-02 03:00:00 | 0.05576 | 0.057634 | 0.057637 | [6 empty] | -28.26 |  |  | 16.58 | 27.14 | 0.67857 | 1.5706 |  |  |  | 0 | 0
2016-07-02 04:00:00 | 0.073799 | 0.074356 | 0.074359 | [6 empty] | -28.26 |  |  | 17.99 | 25.7 | 1.092 | 2.5622 |  |  |  | 0 | 0
2016-07-02 05:00:00 | 0.10557 | 0.10653 | 0.10653 | [6 empty] | -28.26 |  |  | 20.05 | 23.69 | 1.6329 | 3.9384 |  |  |  | 0 | 0
2016-07-02 06:00:00 | 0.11565 | 0.11581 | 0.11582 | [6 empty] | -28.26 |  |  | 21.41 | 28.02 | 1.8498 | 4.4409 |  |  |  | 0.0059531 | 0
2016-07-02 07:00:00 | 0.10917 | 0.10709 | 0.10709 | [6 empty] | -28.26 |  |  | 23.71 | 44.73 | 1.8569 | 4.3522 |  |  |  | 0 | 0
2016-07-02 08:00:00 | 0.097204 | 0.095553 | 0.095555 | [6 empty] | -28.26 |  |  | 22.04 | 50.04 | 1.6396 | 3.8446 |  |  |  | 0 | 0
2016-07-02 09:00:00 | 0.095934 | 0.094377 | 0.094379 | [6 empty] | -28.26 |  |  | 22.03 | 56.07 | 1.6115 | 3.7783 |  |  |  | 0 | 0
2016-07-02 10:00:00 | 0.085044 | 0.082804 | 0.082806 | [6 empty] | -28.26 |  |  | 21.87 | 60.35 | 1.4956 | 3.495 |  |  |  | 0 | 0
2016-07-02 11:00:00 | 0.081296 | 0.079519 | 0.079521 | [6 empty] | -28.26 |  |  | 20.86 | 61.11 | 1.4071 | 3.299 |  |  |  | 0 | 0
2016-07-02 12:00:00 | 0.075321 | 0.072657 | 0.072659 | [6 empty] | -28.26 |  |  | 19.4 | 56.09 | 1.3886 | 3.2491 |  |  |  | 0 | 0
2016-07-02 13:00:00 | 0.073689 | 0.072051 | 0.072053 | [6 empty] | -28.26 |  |  | 18.52 | 43.04 | 1.266 | 2.953 |  |  |  | 0 | 0
2016-07-02 14:00:00 | 0.070949 | 0.06895 | 0.068952 | [6 empty] | -28.26 |  |  | 17.95 | 40.94 | 1.2516 | 2.9141 |  |  |  | 0 | 0
2016-07-02 15:00:00 | 0.067539 | 0.065779 | 0.065781 | [6 empty] | -28.26 |  |  | 19.96 | 39.07 | 1.1841 | 2.7628 |  |  |  | 0 | 0
2016-07-02 16:00:00 | 0.066536 | 0.064574 | 0.064576 | [6 empty] | -28.26 |  |  | 23.11 | 39.46 | 1.2023 | 2.825 |  |  |  | 0 | 0
2016-07-02 17:00:00 | 0.067934 | 0.065704 | 0.065705 | [6 empty] | -28.26 |  |  | 25.33 | 42.05 | 1.2561 | 2.9619 |  |  |  | 0 | 0
2016-07-02 18:00:00 | 0.072959 | 0.070438 | 0.07044 | [6 empty] | -28.26 |  |  | 25.48 | 46.99 | 1.3571 | 3.1959 |  |  |  | 0 | 0
2016-07-02 19:00:00 | 0.074894 | 0.071739 | 0.07174 | [6 empty] | -28.26 |  |  | 25.03 | 45.08 | 1.4509 | 3.4265 |  |  |  | 0 | 0
2016-07-02 20:00:00 | 0.079037 | 0.07567 | 0.075671 | [6 empty] | -28.26 |  |  | 25.97 | 42.55 | 1.5279 | 3.6 |  |  |  | 0 | 0
2016-07-02 21:00:00 | 0.07508 | 0.070912 | 0.070913 | [6 empty] | -28.26 |  |  | 22.4 | 40.69 | 1.5107 | 3.5261 |  |  |  | 0 | 0
2016-07-02 22:00:00 | 0.062752 | 0.058673 | 0.058675 | [6 empty] | -28.26 |  |  | 18.07 | 46.95 | 1.2846 | 2.9611 |  |  |  | 0 | 0
2016-07-02 23:00:00 | 0.051839 | 0.05084 | 0.050843 | [6 empty] | -28.26 |  |  | 9.32 | 32.97 | 0.8754 | 2.0339 |  |  |  | 0 | 0
2016-07-03 00:00:00 | 0.061556 | 0.063025 | 0.063029 | [6 empty] | -28.26 |  |  | 7.88 | 34.37 | 0.82808 | 1.9456 |  |  |  | 0 | 0
2016-07-03 01:00:00 | 0.06819 | 0.070467 | 0.070472 | [6 empty] | -28.26 |  |  | 6.97 | 21.34 | 0.84629 | 1.9736 |  |  |  | 0 | 0
2016-07-03 02:00:00 | 0.075081 | 0.079291 | 0.079296 | [6 empty] | -28.26 |  |  | 8.82 | 10.69 | 0.79016 | 1.852 |  |  |  | 0 | 0
2016-07-03 03:00:00 | 0.093624 | 0.099934 | 0.09994 | [6 empty] | -28.26 |  |  | 7.77 | 10.11 | 0.88926 | 2.0837 |  |  |  | 0 | 0
2016-07-03 04:00:00 | 0.12242 | 0.12806 | 0.12807 | [6 empty] | -28.26 |  |  | 8.14 | 9.91 | 1.4312 | 3.3998 |  |  |  | 0.012712 | 0
2016-07-03 05:00:00 | 0.12404 | 0.12342 | 0.12343 | [6 empty] | -28.26 |  |  | 8.82 | 5.03 | 2.1419 | 5.2329 |  |  |  | 0.014343 | 0
2016-07-03 06:00:00 | 0.13958 | 0.1384 | 0.1384 | [6 empty] | -28.26 |  |  | 12.2 | 9.9 | 2.4269 | 5.9027 |  |  |  | 0.029877 | 0
2016-07-03 07:00:00 | 0.12342 | 0.11794 | 0.11794 | [6 empty] | -28.26 |  |  | 9.92 | 10.27 | 2.436 | 5.7842 |  |  |  | 0.013721 | 0
2016-07-03 08:00:00 | 0.11121 | 0.10683 | 0.10683 | [6 empty] | -28.26 |  |  | 8.92 | 17.06 | 2.1503 | 5.1075 |  |  |  | 0.0015126 | 0
2016-07-03 09:00:00 | 0.10925 | 0.10492 | 0.10492 | [6 empty] | -28.26 |  |  | 8.86 | 28.04 | 2.1135 | 5.0194 |  |  |  | 0 | 0
2016-07-03 10:00:00 | 0.099582 | 0.095121 | 0.095122 | [6 empty] | -28.26 |  |  | 8.92 | 40.05 | 1.9612 | 4.6419 |  |  |  | 0 | 0
2016-07-03 11:00:00 | 0.095411 | 0.091656 | 0.091657 | [6 empty] | -28.26 |  |  | 7.09 | 43.06 | 1.8452 | 4.3814 |  |  |  | 0 | 0
2016-07-03 12:00:00 | 0.092716 | 0.088691 | 0.088692 | [6 empty] | -28.26 |  |  | 6.98 | 43 | 1.8206 | 4.3139 |  |  |  | 0 | 0
2016-07-03 13:00:00 | 0.086446 | 0.082994 | 0.082995 | [6 empty] | -28.26 |  |  | 7.14 | 37.1 | 1.6599 | 3.9208 |  |  |  | 0 | 0
2016-07-03 14:00:00 | 0.08423 | 0.08054 | 0.080541 | [6 empty] | -28.26 |  |  | 8.97 | 32.44 | 1.6408 | 3.8686 |  |  |  | 0 | 0
2016-07-03 15:00:00 | 0.081078 | 0.077909 | 0.077911 | [6 empty] | -28.26 |  |  | 18.08 | 29.07 | 1.5523 | 3.6678 |  |  |  | 0 | 0
2016-07-03 16:00:00 | 0.084872 | 0.082342 | 0.082343 | [6 empty] | -28.26 |  |  | 22.02 | 29.99 | 1.5765 | 3.7514 |  |  |  | 0 | 0
2016-07-03 17:00:00 | 0.08805 | 0.085428 | 0.085429 | [6 empty] | -28.26 |  |  | 26.76 | 40 | 1.6472 | 3.9335 |  |  |  | 0 | 0
2016-07-03 18:00:00 | 0.092717 | 0.089415 | 0.089417 | [6 empty] | -28.26 |  |  | 27.97 | 43 | 1.7793 | 4.2437 |  |  |  | 0 | 0
2016-07-03 19:00:00 | 0.10109 | 0.098015 | 0.098016 | [6 empty] | -28.26 |  |  | 30.49 | 44.28 | 1.9026 | 4.5509 |  |  |  | 0 | 0
2016-07-03 20:00:00 | 0.10761 | 0.10448 | 0.10448 | [6 empty] | -28.26 |  |  | 32.35 | 44.52 | 2.0034 | 4.7807 |  |  |  | 0 | 0
2016-07-03 21:00:00 | 0.099314 | 0.094574 | 0.094576 | [6 empty] | -28.26 |  |  | 29.37 | 43.08 | 1.9803 | 4.6805 |  |  |  | 0 | 0
2016-07-03 22:00:00 | 0.08442 | 0.079929 | 0.079931 | [6 empty] | -28.26 |  |  | 25.73 | 54.45 | 1.6834 | 3.9286 |  |  |  | 0 | 0
2016-07-03 23:00:00 | 0.065369 | 0.063933 | 0.063936 | [6 empty] | -28.26 |  |  | 22.73 | 45.07 | 1.1466 | 2.696 |  |  |  | 0 | 0
2016-07-04 00:00:00 | 0.066478 | 0.068057 | 0.068061 | [6 empty] | -28.26 |  |  | 22.26 | 43.66 | 0.90025 | 2.1212 |  |  |  | 0 | 0
2016-07-04 01:00:00 | 0.066662 | 0.067888 | 0.067892 | [6 empty] | -28.26 |  |  | 21.65 | 38.62 | 0.92007 | 2.1519 |  |  |  | 0 | 0
2016-07-04 02:00:00 | 0.069159 | 0.071607 | 0.071611 | [6 empty] | -28.26 |  |  | 21.69 | 36.69 | 0.85908 | 2.0194 |  |  |  | 0 | 0
2016-07-04 03:00:00 | 0.083114 | 0.086764 | 0.086769 | [6 empty] | -28.26 |  |  | 23.37 | 32.31 | 0.96692 | 2.2724 |  |  |  | 0 | 0
2016-07-04 04:00:00 | 0.11644 | 0.11976 | 0.11977 | [6 empty] | -28.26 |  |  | 31.93 | 30.34 | 1.5562 | 3.7077 |  |  |  | 0.0067371 | 0
2016-07-04 05:00:00 | 0.15762 | 0.1611 | 0.1611 | [6 empty] | -28.26 |  |  | 35.19 | 37.27 | 2.3295 | 5.709 |  |  |  | 0.047915 | 0
2016-07-04 06:00:00 | 0.17109 | 0.17339 | 0.17339 | [6 empty] | -28.26 |  |  | 37.93 | 45.52 | 2.6396 | 6.4404 |  |  |  | 0.061393 | 0
2016-07-04 07:00:00 | 0.15211 | 0.14948 | 0.14948 | [6 empty] | -28.26 |  |  | 33.54 | 55.41 | 2.6495 | 6.3109 |  |  |  | 0.042412 | 0
2016-07-04 08:00:00 | 0.1368 | 0.13498 | 0.13498 | [6 empty] | -28.26 |  |  | 32.91 | 58.83 | 2.3386 | 5.5719 |  |  |  | 0.027103 | 0
2016-07-04 09:00:00 | 0.13133 | 0.12899 | 0.12899 | [6 empty] | -28.26 |  |  | 31.68 | 60.8 | 2.2985 | 5.4758 |  |  |  | 0.021631 | 0
2016-07-04 10:00:00 | 0.12037 | 0.11779 | 0.11779 | [6 empty] | -28.26 |  |  | 29.98 | 63.19 | 2.1329 | 5.0637 |  |  |  | 0.010672 | 0
2016-07-04 11:00:00 | 0.11564 | 0.11378 | 0.11378 | [6 empty] | -28.26 |  |  | 29.33 | 66.28 | 2.0067 | 4.7794 |  |  |  | 0.0059379 | 0
2016-07-04 12:00:00 | 0.10771 | 0.10468 | 0.10469 | [6 empty] | -28.26 |  |  | 29.75 | 65.02 | 1.9799 | 4.7055 |  |  |  | 0 | 0
2016-07-04 13:00:00 | 0.10154 | 0.099239 | 0.099241 | [6 empty] | -28.26 |  |  | 29.26 | 64.42 | 1.8051 | 4.2767 |  |  |  | 0 | 0
2016-07-04 14:00:00 | 0.096646 | 0.093643 | 0.093645 | [6 empty] | -28.26 |  |  | 30.47 | 62.41 | 1.7843 | 4.2197 |  |  |  | 0 | 0
2016-07-04 15:00:00 | 0.091999 | 0.089342 | 0.089344 | [6 empty] | -28.26 |  |  | 32.9 | 61.21 | 1.6881 | 4.0006 |  |  |  | 0 | 0
2016-07-04 16:00:00 | 0.09457 | 0.092338 | 0.09234 | [6 empty] | -28.26 |  |  | 35.98 | 58.58 | 1.7144 | 4.0921 |  |  |  | 0 | 0
2016-07-04 17:00:00 | 0.098773 | 0.096578 | 0.09658 | [6 empty] | -28.26 |  |  | 38.41 | 59.68 | 1.7913 | 4.2908 |  |  |  | 0 | 0
2016-07-04 18:00:00 | 0.10743 | 0.10514 | 0.10514 | [6 empty] | -28.26 |  |  | 38.65 | 60.83 | 1.935 | 4.6291 |  |  |  | 0 | 0
2016-07-04 19:00:00 | 0.1146 | 0.11222 | 0.11223 | [6 empty] | -28.26 |  |  | 35.56 | 61.07 | 2.0691 | 4.9644 |  |  |  | 0.0048998 | 0
2016-07-04 20:00:00 | 0.11509 | 0.1115 | 0.1115 | [6 empty] | -28.26 |  |  | 34.96 | 54.72 | 2.1787 | 5.2149 |  |  |  | 0.0053905 | 0
2016-07-04 21:00:00 | 0.10958 | 0.10485 | 0.10485 | [6 empty] | -28.26 |  |  | 33.98 | 53.6 | 2.1534 | 5.1049 |  |  |  | 0 | 0
2016-07-04 22:00:00 | 0.09089 | 0.085973 | 0.085975 | [6 empty] | -28.26 |  |  | 29.93 | 56.72 | 1.8305 | 4.2844 |  |  |  | 0 | 0
2016-07-04 23:00:00 | 0.071058 | 0.069577 | 0.069581 | [6 empty] | -28.26 |  |  | 27 | 51.91 | 1.2466 | 2.9395 |  |  |  | 0 | 0
2016-07-05 00:00:00 | 0.058592 | 0.059791 | 0.059794 | [6 empty] | -28.26 |  |  | 25.46 | 46.71 | 0.80413 | 1.8873 |  |  |  | 0 | 0
2016-07-05 01:00:00 | 0.05958 | 0.060606 | 0.06061 | [6 empty] | -28.26 |  |  | 23.88 | 41.2 | 0.8218 | 1.9145 |  |  |  | 0 | 0
2016-07-05 02:00:00 | 0.062009 | 0.064167 | 0.06417 | [6 empty] | -28.26 |  |  | 23.43 | 39.46 | 0.76729 | 1.7965 |  |  |  | 0 | 0
2016-07-05 03:00:00 | 0.074794 | 0.078073 | 0.078077 | [6 empty] | -28.26 |  |  | 25.31 | 40.72 | 0.86349 | 2.021 |  |  |  | 0 | 0
2016-07-05 04:00:00 | 0.10391 | 0.10673 | 0.10674 | [6 empty] | -28.26 |  |  | 30.28 | 38.5 | 1.3897 | 3.2975 |  |  |  | 0 | 0
2016-07-05 05:00:00 | 0.14304 | 0.14635 | 0.14635 | [6 empty] | -28.26 |  |  | 34.94 | 39.55 | 2.0796 | 5.0748 |  |  |  | 0.03334 | 0
2016-07-05 06:00:00 | 0.15492 | 0.15711 | 0.15711 | [6 empty] | -28.26 |  |  | 36.46 | 49.96 | 2.3563 | 5.7242 |  |  |  | 0.045217 | 0
2016-07-05 07:00:00 | 0.14081 | 0.1391 | 0.13911 | [6 empty] | -28.26 |  |  | 35.05 | 59.98 | 2.3652 | 5.6094 |  |  |  | 0.031108 | 0
2016-07-05 08:00:00 | 0.12655 | 0.12549 | 0.12549 | [6 empty] | -28.26 |  |  | 32.54 | 61.64 | 2.0879 | 4.9532 |  |  |  | 0.01685 | 0
2016-07-05 09:00:00 | 0.1217 | 0.12018 | 0.12019 | [6 empty] | -28.26 |  |  | 31.46 | 60.98 | 2.0521 | 4.8678 |  |  |  | 0.012 | 0
2016-07-05 10:00:00 | 0.11085 | 0.10895 | 0.10895 | [6 empty] | -28.26 |  |  | 28.6 | 64.38 | 1.9043 | 4.5019 |  |  |  | 0.0011489 | 0
2016-07-05 11:00:00 | 0.10708 | 0.10592 | 0.10592 | [6 empty] | -28.26 |  |  | 26.52 | 67.1 | 1.7916 | 4.2492 |  |  |  | 0 | 0
2016-07-05 12:00:00 | 0.099037 | 0.096661 | 0.096664 | [6 empty] | -28.26 |  |  | 24.34 | 65 | 1.7678 | 4.1839 |  |  |  | 0 | 0
2016-07-05 13:00:00 | 0.091368 | 0.089276 | 0.089279 | [6 empty] | -28.26 |  |  | 22.28 | 63.27 | 1.6117 | 3.8026 |  |  |  | 0 | 0
2016-07-05 14:00:00 | 0.087507 | 0.084885 | 0.084887 | [6 empty] | -28.26 |  |  | 22.14 | 61.32 | 1.5932 | 3.7521 |  |  |  | 0 | 0
2016-07-05 15:00:00 | 0.08249 | 0.080033 | 0.080035 | [6 empty] | -28.26 |  |  | 23.01 | 61.64 | 1.5073 | 3.5573 |  |  |  | 0 | 0
2016-07-05 16:00:00 | 0.084462 | 0.082324 | 0.082326 | [6 empty] | -28.26 |  |  | 24.6 | 59.94 | 1.5307 | 3.6383 |  |  |  | 0 | 0
2016-07-05 17:00:00 | 0.088133 | 0.086007 | 0.086008 | [6 empty] | -28.26 |  |  | 27.57 | 59.93 | 1.5994 | 3.8148 |  |  |  | 0 | 0
2016-07-05 18:00:00 | 0.095713 | 0.093458 | 0.09346 | [6 empty] | -28.26 |  |  | 26.9 | 59.95 | 1.7277 | 4.1158 |  |  |  | 0 | 0
2016-07-05 19:00:00 | 0.10111 | 0.098589 | 0.098591 | [6 empty] | -28.26 |  |  | 23.95 | 57.99 | 1.8473 | 4.4136 |  |  |  | 0 | 0
2016-07-05 20:00:00 | 0.10197 | 0.098433 | 0.098435 | [6 empty] | -28.26 |  |  | 22.89 | 56.17 | 1.9452 | 4.6365 |  |  |  | 0 | 0
2016-07-05 21:00:00 | 0.097195 | 0.092675 | 0.092677 | [6 empty] | -28.26 |  |  | 18.96 | 53.64 | 1.9229 | 4.5395 |  |  |  | 0 | 0
2016-07-05 22:00:00 | 0.080097 | 0.075365 | 0.075367 | [6 empty] | -28.26 |  |  | 8.18 | 54 | 1.6347 | 3.8105 |  |  |  | 0 | 0
2016-07-05 23:00:00 | 0.061863 | 0.060157 | 0.06016 | [6 empty] | -28.26 |  |  | 9.26 | 49.56 | 1.1134 | 2.6152 |  |  |  | 0 | 0
2016-07-06 00:00:00 | 0.06558 | 0.066813 | 0.066817 | [6 empty] | -28.26 |  |  | 8.17 | 45.25 | 0.91837 | 2.1652 |  |  |  | 0 | 0
2016-07-06 01:00:00 | 0.066692 | 0.067726 | 0.06773 | [6 empty] | -28.26 |  |  | 5.84 | 41.58 | 0.9386 | 2.1966 |  |  |  | 0 | 0
2016-07-06 02:00:00 | 0.069313 | 0.071606 | 0.07161 | [6 empty] | -28.26 |  |  | 4.9 | 39.88 | 0.87638 | 2.0614 |  |  |  | 0 | 0
2016-07-06 03:00:00 | 0.083537 | 0.087056 | 0.087061 | [6 empty] | -28.26 |  |  | 10.72 | 38.93 | 0.98641 | 2.3197 |  |  |  | 0 | 0
2016-07-06 04:00:00 | 0.11627 | 0.11925 | 0.11925 | [6 empty] | -28.26 |  |  | 20.09 | 38.66 | 1.5876 | 3.785 |  |  |  | 0.00657 | 0
2016-07-06 05:00:00 | 0.16026 | 0.16376 | 0.16376 | [6 empty] | -28.26 |  |  | 24.54 | 41.29 | 2.3766 | 5.8285 |  |  |  | 0.050563 | 0
2016-07-06 06:00:00 | 0.17369 | 0.17593 | 0.17593 | [6 empty] | -28.26 |  |  | 24.15 | 49.38 | 2.693 | 6.5753 |  |  |  | 0.063993 | 0
2016-07-06 07:00:00 | 0.15813 | 0.156 | 0.156 | [6 empty] | -28.26 |  |  | 20.12 | 58.18 | 2.7031 | 6.4431 |  |  |  | 0.048427 | 0
2016-07-06 08:00:00 | 0.14207 | 0.14068 | 0.14069 | [6 empty] | -28.26 |  |  | 13.19 | 61 | 2.3859 | 5.6884 |  |  |  | 0.032367 | 0
2016-07-06 09:00:00 | 0.13667 | 0.13479 | 0.13479 | [6 empty] | -28.26 |  |  | 13.15 | 59.66 | 2.345 | 5.5904 |  |  |  | 0.026972 | 0
2016-07-06 10:00:00 | 0.12453 | 0.12223 | 0.12223 | [6 empty] | -28.26 |  |  | 9.36 | 60.43 | 2.176 | 5.1696 |  |  |  | 0.014824 | 0
2016-07-06 11:00:00 | 0.12023 | 0.11877 | 0.11877 | [6 empty] | -28.26 |  |  | 8.17 | 61.06 | 2.0472 | 4.8793 |  |  |  | 0.010532 | 0
2016-07-06 12:00:00 | 0.11133 | 0.10852 | 0.10852 | [6 empty] | -28.26 |  |  | 2.55 | 59.67 | 2.0198 | 4.8037 |  |  |  | 0.001625 | 0
2016-07-06 13:00:00 | 0.10268 | 0.1002 | 0.1002 | [6 empty] | -28.26 |  |  | 9.23 | 59.26 | 1.8415 | 4.366 |  |  |  | 0 | 0
2016-07-06 14:00:00 | 0.0984 | 0.09533 | 0.095332 | [6 empty] | -28.26 |  |  | 11.6 | 57.93 | 1.8203 | 4.3077 |  |  |  | 0 | 0
2016-07-06 15:00:00 | 0.092765 | 0.08989 | 0.089892 | [6 empty] | -28.26 |  |  | 14.73 | 56.37 | 1.7221 | 4.0841 |  |  |  | 0 | 0
2016-07-06 16:00:00 | 0.09497 | 0.092457 | 0.092458 | [6 empty] | -28.26 |  |  | 23.32 | 54.02 | 1.749 | 4.1776 |  |  |  | 0 | 0
2016-07-06 17:00:00 | 0.099102 | 0.096599 | 0.096601 | [6 empty] | -28.26 |  |  | 28.27 | 53.76 | 1.8275 | 4.3804 |  |  |  | 0 | 0
2016-07-06 18:00:00 | 0.10761 | 0.10495 | 0.10496 | [6 empty] | -28.26 |  |  | 29.32 | 59.03 | 1.9741 | 4.7258 |  |  |  | 0 | 0
2016-07-06 19:00:00 | 0.1137 | 0.11075 | 0.11075 | [6 empty] | -28.26 |  |  | 29.6 | 59.97 | 2.1109 | 5.0681 |  |  |  | 0.0040027 | 0
2016-07-06 20:00:00 | 0.11477 | 0.11067 | 0.11067 | [6 empty] | -28.26 |  |  | 31.75 | 60.08 | 2.2227 | 5.3238 |  |  |  | 0.0050642 | 0
2016-07-06 21:00:00 | 0.10947 | 0.10427 | 0.10427 | [6 empty] | -28.26 |  |  | 28.84 | 59.04 | 2.1969 | 5.2114 |  |  |  | 0 | 0
2016-07-06 22:00:00 | 0.090261 | 0.084841 | 0.084843 | [6 empty] | -28.26 |  |  | 29.09 | 58.52 | 1.8674 | 4.3737 |  |  |  | 0 | 0
2016-07-06 23:00:00 | 0.069539 | 0.067531 | 0.067534 | [6 empty] | -28.26 |  |  | 25.56 | 51.93 | 1.2716 | 3.0006 |  |  |  | 0 | 0
2016-07-07 00:00:00 | 0.06504 | 0.066326 | 0.06633 | [6 empty] | -28.26 |  |  | 24.21 | 46.77 | 0.9042 | 2.1308 |  |  |  | 0 | 0
2016-07-07 01:00:00 | 0.066141 | 0.067232 | 0.067236 | [6 empty] | -28.26 |  |  | 22.11 | 43.78 | 0.92411 | 2.1616 |  |  |  | 0 | 0
2016-07-07 02:00:00 | 0.068776 | 0.071117 | 0.071121 | [6 empty] | -28.26 |  |  | 22.98 | 39.26 | 0.86285 | 2.0286 |  |  |  | 0 | 0
2016-07-07 03:00:00 | 0.082915 | 0.086485 | 0.08649 | [6 empty] | -28.26 |  |  | 23.74 | 39.3 | 0.97117 | 2.2827 |  |  |  | 0 | 0
2016-07-07 04:00:00 | 0.11533 | 0.11839 | 0.11839 | [6 empty] | -28.26 |  |  | 30.6 | 39.2 | 1.563 | 3.7246 |  |  |  | 0.0056264 | 0
2016-07-07 05:00:00 | 0.1589 | 0.1625 | 0.16251 | [6 empty] | -28.26 |  |  | 34.28 | 42.16 | 2.3397 | 5.735 |  |  |  | 0.049194 | 0
2016-07-07 06:00:00 | 0.17217 | 0.17454 | 0.17454 | [6 empty] | -28.26 |  |  | 35.71 | 49.89 | 2.6512 | 6.4698 |  |  |  | 0.062467 | 0
2016-07-07 07:00:00 | 0.15665 | 0.15469 | 0.1547 | [6 empty] | -28.26 |  |  | 31.51 | 59.82 | 2.6611 | 6.3397 |  |  |  | 0.046947 | 0
2016-07-07 08:00:00 | 0.14075 | 0.13952 | 0.13952 | [6 empty] | -28.26 |  |  | 28.83 | 60.63 | 2.3489 | 5.5973 |  |  |  | 0.031053 | 0
2016-07-07 09:00:00 | 0.13539 | 0.13365 | 0.13366 | [6 empty] | -28.26 |  |  | 28.79 | 61.97 | 2.3087 | 5.5008 |  |  |  | 0.02569 | 0
2016-07-07 10:00:00 | 0.12334 | 0.12118 | 0.12119 | [6 empty] | -28.26 |  |  | 26.91 | 64.45 | 2.1423 | 5.0868 |  |  |  | 0.013642 | 0
2016-07-07 11:00:00 | 0.11911 | 0.11777 | 0.11778 | [6 empty] | -28.26 |  |  | 25.97 | 67.58 | 2.0155 | 4.8012 |  |  |  | 0.0094106 | 0
2016-07-07 12:00:00 | 0.11024 | 0.10757 | 0.10757 | [6 empty] | -28.26 |  |  | 24.66 | 64.65 | 1.9886 | 4.7269 |  |  |  | 0.00054154 | 0
2016-07-07 13:00:00 | 0.10169 | 0.099331 | 0.099333 | [6 empty] | -28.26 |  |  | 25.41 | 61.21 | 1.813 | 4.2961 |  |  |  | 0 | 0
2016-07-07 14:00:00 | 0.09743 | 0.094483 | 0.094485 | [6 empty] | -28.26 |  |  | 27.01 | 62.93 | 1.7922 | 4.2389 |  |  |  | 0 | 0
2016-07-07 15:00:00 | 0.091848 | 0.089088 | 0.089091 | [6 empty] | -28.26 |  |  | 30.42 | 60.99 | 1.6955 | 4.0188 |  |  |  | 0 | 0
2016-07-07 16:00:00 | 0.094037 | 0.091635 | 0.091637 | [6 empty] | -28.26 |  |  | 34.68 | 59.1 | 1.7219 | 4.1107 |  |  |  | 0 | 0
2016-07-07 17:00:00 | 0.098127 | 0.095739 | 0.09574 | [6 empty] | -28.26 |  |  | 37.77 | 60.39 | 1.7992 | 4.3103 |  |  |  | 0 | 0
2016-07-07 18:00:00 | 0.10656 | 0.10402 | 0.10402 | [6 empty] | -28.26 |  |  | 37.91 | 60.61 | 1.9435 | 4.6502 |  |  |  | 0 | 0
2016-07-07 19:00:00 | 0.11258 | 0.10976 | 0.10976 | [6 empty] | -28.26 |  |  | 32.49 | 61.01 | 2.0782 | 4.987 |  |  |  | 0.0028789 | 0
2016-07-07 20:00:00 | 0.1136 | 0.10965 | 0.10965 | [6 empty] | -28.26 |  |  | 36.53 | 59.95 | 2.1882 | 5.2386 |  |  |  | 0.0038967 | 0
2016-07-07 21:00:00 | 0.10832 | 0.10328 | 0.10328 | [6 empty] | -28.26 |  |  | 32.8 | 56.98 | 2.1629 | 5.1281 |  |  |  | 0 | 0
2016-07-07 22:00:00 | 0.0893 | 0.084018 | 0.084021 | [6 empty] | -28.26 |  |  | 28.62 | 55 | 1.8385 | 4.3039 |  |  |  | 0 | 0
2016-07-07 23:00:00 | 0.068859 | 0.066936 | 0.06694 | [6 empty] | -28.26 |  |  | 26.52 | 49.3 | 1.252 | 2.9528 |  |  |  | 0 | 0
2016-07-08 00:00:00 | 0.054816 | 0.055862 | 0.055866 | [6 empty] | -28.26 |  |  | 25.04 | 47.13 | 0.75516 | 1.7679 |  |  |  | 0 | 0
2016-07-08 01:00:00 | 0.055186 | 0.055972 | 0.055976 | [6 empty] | -28.26 |  |  | 23.46 | 44.33 | 0.77174 | 1.7934 |  |  |  | 0 | 0
2016-07-08 02:00:00 | 0.056888 | 0.058638 | 0.058641 | [6 empty] | -28.26 |  |  | 23.18 | 40.74 | 0.72053 | 1.6827 |  |  |  | 0 | 0
2016-07-08 03:00:00 | 0.068169 | 0.070838 | 0.070842 | [6 empty] | -28.26 |  |  | 25.02 | 39.97 | 0.8108 | 1.8928 |  |  |  | 0 | 0
2016-07-08 04:00:00 | 0.095207 | 0.097365 | 0.097369 | [6 empty] | -28.26 |  |  | 30 | 39.33 | 1.3049 | 3.0883 |  |  |  | 0 | 0
2016-07-08 05:00:00 | 0.12906 | 0.13112 | 0.13112 | [6 empty] | -28.26 |  |  | 34.99 | 42.08 | 1.9523 | 4.7514 |  |  |  | 0.019357 | 0
2016-07-08 06:00:00 | 0.14573 | 0.14769 | 0.1477 | [6 empty] | -28.26 |  |  | 38.62 | 45.86 | 2.212 | 5.359 |  |  |  | 0.036028 | 0
2016-07-08 07:00:00 | 0.13434 | 0.13298 | 0.13298 | [6 empty] | -28.26 |  |  | 35.26 | 55.3 | 2.2204 | 5.2516 |  |  |  | 0.024638 | 0
2016-07-08 08:00:00 | 0.1201 | 0.11922 | 0.11922 | [6 empty] | -28.26 |  |  | 33.36 | 60.45 | 1.9601 | 4.6377 |  |  |  | 0.010403 | 0
2016-07-08 09:00:00 | 0.11424 | 0.1127 | 0.1127 | [6 empty] | -28.26 |  |  | 32.93 | 60.46 | 1.9266 | 4.5578 |  |  |  | 0.0045407 | 0
2016-07-08 10:00:00 | 0.10276 | 0.10064 | 0.10064 | [6 empty] | -28.26 |  |  | 30.15 | 60.91 | 1.7878 | 4.2153 |  |  |  | 0 | 0
2016-07-08 11:00:00 | 0.099114 | 0.097671 | 0.097674 | [6 empty] | -28.26 |  |  | 27.91 | 60.94 | 1.6821 | 3.9788 |  |  |  | 0 | 0
2016-07-08 12:00:00 | 0.093603 | 0.09138 | 0.091383 | [6 empty] | -28.26 |  |  | 26.53 | 58.07 | 1.6598 | 3.9179 |  |  |  | 0 | 0
2016-07-08 13:00:00 | 0.084203 | 0.08187 | 0.081872 | [6 empty] | -28.26 |  |  | 25.91 | 56.65 | 1.5132 | 3.5609 |  |  |  | 0 | 0
2016-07-08 14:00:00 | 0.081928 | 0.079335 | 0.079337 | [6 empty] | -28.26 |  |  | 26.94 | 53.19 | 1.4959 | 3.5136 |  |  |  | 0 | 0
2016-07-08 15:00:00 | 0.076234 | 0.073629 | 0.073631 | [6 empty] | -28.26 |  |  | 27.38 | 51.25 | 1.4152 | 3.3312 |  |  |  | 0 | 0
2016-07-08 16:00:00 | 0.079074 | 0.07694 | 0.076942 | [6 empty] | -28.26 |  |  | 28.54 | 51.9 | 1.4371 | 3.4068 |  |  |  | 0 | 0
2016-07-08 17:00:00 | 0.084174 | 0.082336 | 0.082338 | [6 empty] | -28.26 |  |  | 29.79 | 53.27 | 1.5016 | 3.5721 |  |  |  | 0 | 0
2016-07-08 18:00:00 | 0.092157 | 0.090342 | 0.090345 | [6 empty] | -28.26 |  |  | 28.1 | 55.65 | 1.6221 | 3.854 |  |  |  | 0 | 0
2016-07-08 19:00:00 | 0.095545 | 0.093185 | 0.093186 | [6 empty] | -28.26 |  |  | 26.91 | 55.22 | 1.7344 | 4.1327 |  |  |  | 0 | 0
2016-07-08 20:00:00 | 0.097476 | 0.09435 | 0.094352 | [6 empty] | -28.26 |  |  | 28.08 | 55.29 | 1.8263 | 4.3415 |  |  |  | 0 | 0
2016-07-08 21:00:00 | 0.091469 | 0.087154 | 0.087156 | [6 empty] | -28.26 |  |  | 24.61 | 52.85 | 1.8054 | 4.2511 |  |  |  | 0 | 0
2016-07-08 22:00:00 | 0.074802 | 0.070197 | 0.070199 | [6 empty] | -28.26 |  |  | 20.7 | 56.02 | 1.5349 | 3.5688 |  |  |  | 0 | 0
2016-07-08 23:00:00 | 0.05881 | 0.057273 | 0.057275 | [6 empty] | -28.26 |  |  | 18.61 | 52.59 | 1.0456 | 2.4498 |  |  |  | 0 | 0
2016-07-09 00:00:00 | 0.054778 | 0.055436 | 0.055439 | [6 empty] | -28.26 |  |  | 17.39 | 50.84 | 0.79194 | 1.8576 |  |  |  | 0 | 0
2016-07-09 01:00:00 | 0.054011 | 0.054194 | 0.054197 | [6 empty] | -28.26 |  |  | 19 | 43.42 | 0.80934 | 1.8843 |  |  |  | 0 | 0
2016-07-09 02:00:00 | 0.056453 | 0.057758 | 0.057761 | [6 empty] | -28.26 |  |  | 17.1 | 41.03 | 0.75565 | 1.7682 |  |  |  | 0 | 0
2016-07-09 03:00:00 | 0.067481 | 0.069615 | 0.069619 | [6 empty] | -28.26 |  |  | 17.01 | 41 | 0.85038 | 1.9891 |  |  |  | 0 | 0
2016-07-09 04:00:00 | 0.089693 | 0.090237 | 0.090241 | [6 empty] | -28.26 |  |  | 18.12 | 40.93 | 1.3686 | 3.2455 |  |  |  | 0 | 0
2016-07-09 05:00:00 | 0.12848 | 0.12953 | 0.12953 | [6 empty] | -28.26 |  |  | 22.32 | 40.04 | 2.0479 | 4.9944 |  |  |  | 0.018776 | 0
2016-07-09 06:00:00 | 0.14088 | 0.14095 | 0.14095 | [6 empty] | -28.26 |  |  | 21.99 | 42.05 | 2.3204 | 5.6334 |  |  |  | 0.031179 | 0
2016-07-09 07:00:00 | 0.13319 | 0.13052 | 0.13052 | [6 empty] | -28.26 |  |  | 21.78 | 46.05 | 2.3291 | 5.5204 |  |  |  | 0.023494 | 0
2016-07-09 08:00:00 | 0.11856 | 0.11643 | 0.11643 | [6 empty] | -28.26 |  |  | 16.99 | 52.97 | 2.0561 | 4.8748 |  |  |  | 0.0088612 | 0
2016-07-09 09:00:00 | 0.117 | 0.11498 | 0.11498 | [6 empty] | -28.26 |  |  | 16.99 | 52.71 | 2.0209 | 4.7907 |  |  |  | 0.0072994 | 0
2016-07-09 10:00:00 | 0.10385 | 0.10102 | 0.10102 | [6 empty] | -28.26 |  |  | 15.32 | 54.75 | 1.8753 | 4.4306 |  |  |  | 0 | 0
2016-07-09 11:00:00 | 0.099224 | 0.096962 | 0.096964 | [6 empty] | -28.26 |  |  | 8.98 | 52.58 | 1.7644 | 4.1819 |  |  |  | 0 | 0
2016-07-09 12:00:00 | 0.092094 | 0.088777 | 0.088778 | [6 empty] | -28.26 |  |  | 11.64 | 55.5 | 1.7409 | 4.1177 |  |  |  | 0 | 0
2016-07-09 13:00:00 | 0.089916 | 0.087823 | 0.087825 | [6 empty] | -28.26 |  |  | 11.25 | 49.83 | 1.5872 | 3.7425 |  |  |  | 0 | 0
2016-07-09 14:00:00 | 0.086635 | 0.08411 | 0.084113 | [6 empty] | -28.26 |  |  | 16.9 | 46.17 | 1.569 | 3.6928 |  |  |  | 0 | 0
2016-07-09 15:00:00 | 0.082456 | 0.080229 | 0.080231 | [6 empty] | -28.26 |  |  | 22 | 46.48 | 1.4844 | 3.5011 |  |  |  | 0 | 0
2016-07-09 16:00:00 | 0.081308 | 0.078854 | 0.078855 | [6 empty] | -28.26 |  |  | 27.92 | 45.34 | 1.5074 | 3.5807 |  |  |  | 0 | 0
2016-07-09 17:00:00 | 0.083073 | 0.080304 | 0.080305 | [6 empty] | -28.26 |  |  | 30.63 | 50.65 | 1.575 | 3.7544 |  |  |  | 0 | 0
2016-07-09 18:00:00 | 0.089231 | 0.086104 | 0.086106 | [6 empty] | -28.26 |  |  | 30.25 | 55.11 | 1.7014 | 4.0507 |  |  |  | 0 | 0
2016-07-09 19:00:00 | 0.091716 | 0.087834 | 0.087835 | [6 empty] | -28.26 |  |  | 29.86 | 57.97 | 1.8192 | 4.3437 |  |  |  | 0 | 0
2016-07-09 20:00:00 | 0.09678 | 0.092634 | 0.092635 | [6 empty] | -28.26 |  |  | 30.61 | 57.94 | 1.9156 | 4.5631 |  |  |  | 0 | 0
2016-07-09 21:00:00 | 0.092043 | 0.08692 | 0.086922 | [6 empty] | -28.26 |  |  | 28 | 55.51 | 1.8937 | 4.4678 |  |  |  | 0 | 0
2016-07-09 22:00:00 | 0.076963 | 0.071945 | 0.071947 | [6 empty] | -28.26 |  |  | 23.17 | 58.59 | 1.6098 | 3.7504 |  |  |  | 0 | 0
2016-07-09 23:00:00 | 0.063204 | 0.061909 | 0.061912 | [6 empty] | -28.26 |  |  | 18.54 | 53.62 | 1.0966 | 2.574 |  |  |  | 0 | 0
2016-07-10 00:00:00 | 0.048013 | 0.049041 | 0.049044 | [6 empty] | -28.26 |  |  | 15.04 | 43.04 | 0.61604 | 1.3993 |  |  |  | 0 | 0
2016-07-10 01:00:00 | 0.053054 | 0.054486 | 0.05449 | [6 empty] | -28.26 |  |  | 11.96 | 40.59 | 0.65179 | 1.4756 |  |  |  | 0 | 0
2016-07-10 02:00:00 | 0.061147 | 0.064495 | 0.0645 | [6 empty] | -28.26 |  |  | 11.17 | 38.58 | 0.6185 | 1.4095 |  |  |  | 0 | 0
2016-07-10 03:00:00 | 0.071635 | 0.076954 | 0.07696 | [6 empty] | -28.26 |  |  | 9.91 | 36.88 | 0.60795 | 1.3876 |  |  |  | 0 | 0
2016-07-10 04:00:00 | 0.08767 | 0.091824 | 0.09183 | [6 empty] | -28.26 |  |  | 10.63 | 27.68 | 0.96693 | 2.2392 |  |  |  | 0 | 0
2016-07-10 05:00:00 | 0.08438 | 0.084789 | 0.084791 | [6 empty] | -28.26 |  |  | 10.1 | 24.91 | 1.3405 | 3.2341 |  |  |  | 0 | 0
2016-07-10 06:00:00 | 0.091928 | 0.094442 | 0.094442 | [6 empty] | -28.26 |  |  | 12.36 | 29.28 | 1.2817 | 3.1215 |  |  |  | 0 | 0
2016-07-10 07:00:00 | 0.086804 | 0.082819 | 0.082819 | [6 empty] | -28.26 |  |  | 10.64 | 39.61 | 1.646 | 3.8201 |  |  |  | 0 | 0
2016-07-10 08:00:00 | 0.075896 | 0.072916 | 0.072917 | [6 empty] | -28.26 |  |  | 7.62 | 41.77 | 1.4085 | 3.2804 |  |  |  | 0 | 0
2016-07-10 09:00:00 | 0.076686 | 0.073548 | 0.073549 | [6 empty] | -28.26 |  |  | 9.12 | 43.06 | 1.4266 | 3.3124 |  |  |  | 0 | 0
2016-07-10 10:00:00 | 0.070135 | 0.066915 | 0.066916 | [6 empty] | -28.26 |  |  | 6.88 | 43.52 | 1.3394 | 3.1147 |  |  |  | 0 | 0
2016-07-10 11:00:00 | 0.068776 | 0.066208 | 0.06621 | [6 empty] | -28.26 |  |  | -0.08 | 50 | 1.2814 | 3.0028 |  |  |  | 0 | 0
2016-07-10 12:00:00 | 0.066312 | 0.063083 | 0.063084 | [6 empty] | -28.26 |  |  | -0.9 | 53.03 | 1.2909 | 3.0118 |  |  |  | 0 | 0
2016-07-10 13:00:00 | 0.060791 | 0.057947 | 0.057949 | [6 empty] | -28.26 |  |  | 3.96 | 43.81 | 1.1702 | 2.7246 |  |  |  | 0 | 0
2016-07-10 14:00:00 | 0.061685 | 0.058802 | 0.058803 | [6 empty] | -28.26 |  |  | 10.14 | 43.53 | 1.1862 | 2.7598 |  |  |  | 0 | 0
2016-07-10 15:00:00 | 0.056934 | 0.054197 | 0.054198 | [6 empty] | -28.26 |  |  | 19.5 | 43.27 | 1.0893 | 2.5201 |  |  |  | 0 | 0
2016-07-10 16:00:00 | 0.058306 | 0.05611 | 0.056111 | [6 empty] | -28.26 |  |  | 24.18 | 43.58 | 1.0804 | 2.5216 |  |  |  | 0 | 0
2016-07-10 17:00:00 | 0.062498 | 0.060384 | 0.060385 | [6 empty] | -28.26 |  |  | 29.93 | 47.88 | 1.1528 | 2.7102 |  |  |  | 0 | 0
2016-07-10 18:00:00 | 0.066612 | 0.06449 | 0.064491 | [6 empty] | -28.26 |  |  | 30.91 | 53.63 | 1.2074 | 2.8262 |  |  |  | 0 | 0
2016-07-10 19:00:00 | 0.068865 | 0.066703 | 0.066705 | [6 empty] | -28.26 |  |  | 30.92 | 54.54 | 1.2475 | 2.9228 |  |  |  | 0 | 0
2016-07-10 20:00:00 | 0.075494 | 0.073143 | 0.073145 | [6 empty] | -28.26 |  |  | 31.49 | 54.07 | 1.3598 | 3.1778 |  |  |  | 0 | 0
2016-07-10 21:00:00 | 0.069544 | 0.066432 | 0.066434 | [6 empty] | -28.26 |  |  | 29.81 | 56.17 | 1.3148 | 3.0472 |  |  |  | 0 | 0
2016-07-10 22:00:00 | 0.060824 | 0.057339 | 0.057341 | [6 empty] | -28.26 |  |  | 20.6 | 59.03 | 1.1804 | 2.6893 |  |  |  | 0 | 0
2016-07-10 23:00:00 | 0.04862 | 0.047372 | 0.047375 | [6 empty] | -28.26 |  |  | 20.56 | 53.2 | 0.82358 | 1.8832 |  |  |  | 0 | 0
2016-07-11 00:00:00 | 0.041472 | 0.042204 | 0.042207 | [6 empty] | -28.26 |  |  | 21.08 | 45.25 | 0.53546 | 1.2047 |  |  |  | 0 | 0
2016-07-11 01:00:00 | 0.042631 | 0.043144 | 0.043147 | [6 empty] | -28.26 |  |  | 19.96 | 43.37 | 0.56648 | 1.2702 |  |  |  | 0 | 0
2016-07-11 02:00:00 | 0.04245 | 0.043369 | 0.043372 | [6 empty] | -28.26 |  |  | 19.77 | 41.65 | 0.5376 | 1.2135 |  |  |  | 0 | 0
2016-07-11 03:00:00 | 0.050479 | 0.052922 | 0.052925 | [6 empty] | -28.26 |  |  | 22.1 | 40.8 | 0.52829 | 1.1941 |  |  |  | 0 | 0
2016-07-11 04:00:00 | 0.079346 | 0.083324 | 0.083329 | [6 empty] | -28.26 |  |  | 27.67 | 40.96 | 0.84003 | 1.9261 |  |  |  | 0 | 0
2016-07-11 05:00:00 | 0.095728 | 0.099743 | 0.099747 | [6 empty] | -28.26 |  |  | 32.03 | 42.28 | 1.1633 | 2.7774 |  |  |  | 0 | 0
2016-07-11 06:00:00 | 0.095003 | 0.099577 | 0.099579 | [6 empty] | -28.26 |  |  | 32.94 | 54.03 | 1.1111 | 2.676 |  |  |  | 0 | 0
2016-07-11 07:00:00 | 0.086571 | 0.084745 | 0.084747 | [6 empty] | -28.26 |  |  | 29.95 | 63.08 | 1.4281 | 3.279 |  |  |  | 0 | 0
2016-07-11 08:00:00 | 0.077837 | 0.077058 | 0.07706 | [6 empty] | -28.26 |  |  | 26.28 | 62.98 | 1.2224 | 2.8171 |  |  |  | 0 | 0
2016-07-11 09:00:00 | 0.077726 | 0.076668 | 0.076671 | [6 empty] | -28.26 |  |  | 24.91 | 63.73 | 1.2382 | 2.8449 |  |  |  | 0 | 0
2016-07-11 10:00:00 | 0.072428 | 0.071386 | 0.071388 | [6 empty] | -28.26 |  |  | 22.09 | 63.72 | 1.1625 | 2.6752 |  |  |  | 0 | 0
2016-07-11 11:00:00 | 0.069299 | 0.068488 | 0.06849 | [6 empty] | -28.26 |  |  | 20.4 | 65 | 1.1123 | 2.5791 |  |  |  | 0 | 0
2016-07-11 12:00:00 | 0.062974 | 0.060855 | 0.060857 | [6 empty] | -28.26 |  |  | 20.08 | 65 | 1.1205 | 2.5871 |  |  |  | 0 | 0
2016-07-11 13:00:00 | 0.058671 | 0.056998 | 0.057 | [6 empty] | -28.26 |  |  | 20.34 | 64.97 | 1.0159 | 2.341 |  |  |  | 0 | 0
2016-07-11 14:00:00 | 0.058007 | 0.056044 | 0.056046 | [6 empty] | -28.26 |  |  | 22.23 | 65.02 | 1.0298 | 2.3715 |  |  |  | 0 | 0
2016-07-11 15:00:00 | 0.053215 | 0.051283 | 0.051285 | [6 empty] | -28.26 |  |  | 25.45 | 62.99 | 0.94578 | 2.1657 |  |  |  | 0 | 0
2016-07-11 16:00:00 | 0.054036 | 0.052509 | 0.052511 | [6 empty] | -28.26 |  |  | 28.8 | 59.78 | 0.93774 | 2.166 |  |  |  | 0 | 0
2016-07-11 17:00:00 | 0.056366 | 0.054664 | 0.054666 | [6 empty] | -28.26 |  |  | 31.25 | 59.97 | 1.0005 | 2.3277 |  |  |  | 0 | 0
2016-07-11 18:00:00 | 0.062432 | 0.06115 | 0.061152 | [6 empty] | -28.26 |  |  | 31.48 | 61.04 | 1.0481 | 2.4277 |  |  |  | 0 | 0
2016-07-11 19:00:00 | 0.066109 | 0.065086 | 0.065088 | [6 empty] | -28.26 |  |  | 30.02 | 60.65 | 1.0828 | 2.5106 |  |  |  | 0 | 0
2016-07-11 20:00:00 | 0.065651 | 0.063352 | 0.063353 | [6 empty] | -28.26 |  |  | 28.5 | 59.93 | 1.1804 | 2.73 |  |  |  | 0 | 0
2016-07-11 21:00:00 | 0.063371 | 0.060929 | 0.060931 | [6 empty] | -28.26 |  |  | 26.97 | 56.92 | 1.1416 | 2.6186 |  |  |  | 0 | 0
2016-07-11 22:00:00 | 0.053266 | 0.050086 | 0.050088 | [6 empty] | -28.26 |  |  | 25.09 | 55.76 | 1.0254 | 2.3128 |  |  |  | 0 | 0
2016-07-11 23:00:00 | 0.042027 | 0.040747 | 0.040749 | [6 empty] | -28.26 |  |  | 23.98 | 48.8 | 0.71569 | 1.6207 |  |  |  | 0 | 0
2016-07-12 00:00:00 | 0.04205 | 0.042553 | 0.042556 | [6 empty] | -28.26 |  |  | 22.39 | 45.4 | 0.56678 | 1.2804 |  |  |  | 0 | 0
2016-07-12 01:00:00 | 0.043703 | 0.044051 | 0.044054 | [6 empty] | -28.26 |  |  | 22.59 | 42.4 | 0.59964 | 1.3501 |  |  |  | 0 | 0
2016-07-12 02:00:00 | 0.043583 | 0.044371 | 0.044374 | [6 empty] | -28.26 |  |  | 22.58 | 40.71 | 0.56905 | 1.2897 |  |  |  | 0 | 0
2016-07-12 03:00:00 | 0.052249 | 0.054679 | 0.054683 | [6 empty] | -28.26 |  |  | 24.51 | 40.25 | 0.55925 | 1.2694 |  |  |  | 0 | 0
2016-07-12 04:00:00 | 0.081779 | 0.085686 | 0.085691 | [6 empty] | -28.26 |  |  | 28.53 | 40.12 | 0.88936 | 2.048 |  |  |  | 0 | 0
2016-07-12 05:00:00 | 0.10062 | 0.10487 | 0.10487 | [6 empty] | -28.26 |  |  | 33.63 | 42.29 | 1.2322 | 2.9551 |  |  |  | 0 | 0
2016-07-12 06:00:00 | 0.099246 | 0.10397 | 0.10398 | [6 empty] | -28.26 |  |  | 34.94 | 45.36 | 1.1775 | 2.8494 |  |  |  | 0 | 0
2016-07-12 07:00:00 | 0.093892 | 0.092497 | 0.092498 | [6 empty] | -28.26 |  |  | 31.98 | 55.26 | 1.5128 | 3.4896 |  |  |  | 0 | 0
2016-07-12 08:00:00 | 0.084265 | 0.083893 | 0.083895 | [6 empty] | -28.26 |  |  | 31.96 | 59.09 | 1.2948 | 2.9974 |  |  |  | 0 | 0
2016-07-12 09:00:00 | 0.08416 | 0.083495 | 0.083497 | [6 empty] | -28.26 |  |  | 32.7 | 57.43 | 1.3114 | 3.0268 |  |  |  | 0 | 0
2016-07-12 10:00:00 | 0.078444 | 0.07777 | 0.077772 | [6 empty] | -28.26 |  |  | 31.44 | 58.14 | 1.2313 | 2.8462 |  |  |  | 0 | 0
2016-07-12 11:00:00 | 0.074649 | 0.074131 | 0.074133 | [6 empty] | -28.26 |  |  | 29.99 | 59.06 | 1.178 | 2.744 |  |  |  | 0 | 0
2016-07-12 12:00:00 | 0.067578 | 0.06561 | 0.065611 | [6 empty] | -28.26 |  |  | 30.22 | 57.07 | 1.1867 | 2.7524 |  |  |  | 0 | 0
2016-07-12 13:00:00 | 0.061495 | 0.059719 | 0.059721 | [6 empty] | -28.26 |  |  | 30.42 | 57.23 | 1.0758 | 2.4903 |  |  |  | 0 | 0
2016-07-12 14:00:00 | 0.060642 | 0.058535 | 0.058537 | [6 empty] | -28.26 |  |  | 30.32 | 57.59 | 1.0906 | 2.5226 |  |  |  | 0 | 0
2016-07-12 15:00:00 | 0.054843 | 0.052631 | 0.052633 | [6 empty] | -28.26 |  |  | 31.91 | 55.52 | 1.0016 | 2.3036 |  |  |  | 0 | 0
2016-07-12 16:00:00 | 0.055777 | 0.054006 | 0.054008 | [6 empty] | -28.26 |  |  | 33.03 | 54.15 | 0.99318 | 2.3044 |  |  |  | 0 | 0
2016-07-12 17:00:00 | 0.058408 | 0.056488 | 0.056489 | [6 empty] | -28.26 |  |  | 33.61 | 54.59 | 1.0597 | 2.4766 |  |  |  | 0 | 0
2016-07-12 18:00:00 | 0.064555 | 0.063035 | 0.063037 | [6 empty] | -28.26 |  |  | 33.06 | 56.06 | 1.11 | 2.5828 |  |  |  | 0 | 0
2016-07-12 19:00:00 | 0.067269 | 0.065821 | 0.065823 | [6 empty] | -28.26 |  |  | 33.67 | 53.25 | 1.1468 | 2.671 |  |  |  | 0 | 0
2016-07-12 20:00:00 | 0.067115 | 0.064384 | 0.064386 | [6 empty] | -28.26 |  |  | 33.38 | 52.39 | 1.2501 | 2.9043 |  |  |  | 0 | 0
2016-07-12 21:00:00 | 0.064897 | 0.062043 | 0.062045 | [6 empty] | -28.26 |  |  | 30.84 | 48.87 | 1.2089 | 2.7854 |  |  |  | 0 | 0
2016-07-12 22:00:00 | 0.054511 | 0.050917 | 0.050919 | [6 empty] | -28.26 |  |  | 27.95 | 49.64 | 1.0856 | 2.4593 |  |  |  | 0 | 0
2016-07-12 23:00:00 | 0.042655 | 0.04105 | 0.041052 | [6 empty] | -28.26 |  |  | 27.16 | 43.27 | 0.75763 | 1.7229 |  |  |  | 0 | 0
2016-07-13 00:00:00 | 0.048062 | 0.049089 | 0.049092 | [6 empty] | -28.26 |  |  | 26.05 | 41.51 | 0.6427 | 1.4935 |  |  |  | 0 | 0
2016-07-13 01:00:00 | 0.048866 | 0.049757 | 0.04976 | [6 empty] | -28.26 |  |  | 25 | 38.16 | 0.65677 | 1.5148 |  |  |  | 0 | 0
2016-07-13 02:00:00 | 0.050949 | 0.052776 | 0.052779 | [6 empty] | -28.26 |  |  | 25.1 | 36.13 | 0.61314 | 1.4211 |  |  |  | 0 | 0
2016-07-13 03:00:00 | 0.061513 | 0.06428 | 0.064283 | [6 empty] | -28.26 |  |  | 26.18 | 35.09 | 0.6898 | 1.598 |  |  |  | 0 | 0
2016-07-13 04:00:00 | 0.08526 | 0.087644 | 0.087649 | [6 empty] | -28.26 |  |  | 31.85 | 36.07 | 1.1101 | 2.607 |  |  |  | 0 | 0
2016-07-13 05:00:00 | 0.11717 | 0.11991 | 0.11991 | [6 empty] | -28.26 |  |  | 34.94 | 40.6 | 1.66 | 4.0076 |  |  |  | 0.0074652 | 0
2016-07-13 06:00:00 | 0.12678 | 0.1286 | 0.1286 | [6 empty] | -28.26 |  |  | 40.42 | 46.13 | 1.8806 | 4.519 |  |  |  | 0.017077 | 0
2016-07-13 07:00:00 | 0.115 | 0.11363 | 0.11363 | [6 empty] | -28.26 |  |  | 40.62 | 54.01 | 1.8878 | 4.4287 |  |  |  | 0.0052958 | 0
2016-07-13 08:00:00 | 0.1034 | 0.10256 | 0.10256 | [6 empty] | -28.26 |  |  | 39.36 | 54.16 | 1.6668 | 3.9121 |  |  |  | 0 | 0
2016-07-13 09:00:00 | 0.099391 | 0.098169 | 0.098172 | [6 empty] | -28.26 |  |  | 39.66 | 59.49 | 1.6382 | 3.8446 |  |  |  | 0 | 0
2016-07-13 10:00:00 | 0.090496 | 0.088958 | 0.08896 | [6 empty] | -28.26 |  |  | 36.03 | 60.93 | 1.5204 | 3.5563 |  |  |  | 0 | 0
2016-07-13 11:00:00 | 0.087469 | 0.086538 | 0.086541 | [6 empty] | -28.26 |  |  | 36.05 | 61.26 | 1.4305 | 3.3568 |  |  |  | 0 | 0
2016-07-13 12:00:00 | 0.080787 | 0.078847 | 0.078849 | [6 empty] | -28.26 |  |  | 35.36 | 59.75 | 1.4117 | 3.306 |  |  |  | 0 | 0
2016-07-13 13:00:00 | 0.074552 | 0.07285 | 0.072852 | [6 empty] | -28.26 |  |  | 32.87 | 59.91 | 1.287 | 3.0048 |  |  |  | 0 | 0
2016-07-13 14:00:00 | 0.071351 | 0.069209 | 0.069211 | [6 empty] | -28.26 |  |  | 31.94 | 58.83 | 1.2724 | 2.9651 |  |  |  | 0 | 0
2016-07-13 15:00:00 | 0.067255 | 0.065245 | 0.065247 | [6 empty] | -28.26 |  |  | 32.94 | 60.63 | 1.2037 | 2.8112 |  |  |  | 0 | 0
2016-07-13 16:00:00 | 0.068871 | 0.067118 | 0.067119 | [6 empty] | -28.26 |  |  | 34.22 | 59 | 1.2222 | 2.8745 |  |  |  | 0 | 0
2016-07-13 17:00:00 | 0.071862 | 0.070113 | 0.070114 | [6 empty] | -28.26 |  |  | 35.06 | 58.8 | 1.277 | 3.0138 |  |  |  | 0 | 0
2016-07-13 18:00:00 | 0.078055 | 0.076202 | 0.076203 | [6 empty] | -28.26 |  |  | 33.01 | 54.08 | 1.3796 | 3.2519 |  |  |  | 0 | 0
2016-07-13 19:00:00 | 0.082426 | 0.080351 | 0.080353 | [6 empty] | -28.26 |  |  | 30.81 | 51.11 | 1.475 | 3.4866 |  |  |  | 0 | 0
2016-07-13 20:00:00 | 0.083044 | 0.080126 | 0.080128 | [6 empty] | -28.26 |  |  | 31.4 | 48.39 | 1.5532 | 3.6631 |  |  |  | 0 | 0
2016-07-13 21:00:00 | 0.079093 | 0.075372 | 0.075374 | [6 empty] | -28.26 |  |  | 27.86 | 47.69 | 1.5357 | 3.5878 |  |  |  | 0 | 0
2016-07-13 22:00:00 | 0.065133 | 0.061249 | 0.061251 | [6 empty] | -28.26 |  |  | 23.46 | 50.39 | 1.3058 | 3.0128 |  |  |  | 0 | 0
2016-07-13 23:00:00 | 0.05047 | 0.049082 | 0.049085 | [6 empty] | -28.26 |  |  | 23.24 | 43.09 | 0.88986 | 2.0693 |  |  |  | 0 | 0
2016-07-14 00:00:00 | 0.061043 | 0.062274 | 0.062278 | [6 empty] | -28.26 |  |  | 22.1 | 42.2 | 0.8423 | 1.9802 |  |  |  | 0 | 0
2016-07-14 01:00:00 | 0.062074 | 0.063125 | 0.063128 | [6 empty] | -28.26 |  |  | 21.83 | 39.49 | 0.86082 | 2.0088 |  |  |  | 0 | 0
2016-07-14 02:00:00 | 0.064581 | 0.066807 | 0.066811 | [6 empty] | -28.26 |  |  | 21.06 | 35.01 | 0.80374 | 1.885 |  |  |  | 0 | 0
2016-07-14 03:00:00 | 0.07788 | 0.081269 | 0.081273 | [6 empty] | -28.26 |  |  | 22.05 | 30.42 | 0.90456 | 2.1209 |  |  |  | 0 | 0
2016-07-14 04:00:00 | 0.10825 | 0.11116 | 0.11117 | [6 empty] | -28.26 |  |  | 24.06 | 30.02 | 1.4558 | 3.4605 |  |  |  | 0 | 0
2016-07-14 05:00:00 | 0.14907 | 0.15249 | 0.15249 | [6 empty] | -28.26 |  |  | 29.42 | 39.53 | 2.1788 | 5.3267 |  |  |  | 0.039369 | 0
2016-07-14 06:00:00 | 0.16148 | 0.16373 | 0.16374 | [6 empty] | -28.26 |  |  | 32.05 | 49.6 | 2.4688 | 6.0087 |  |  |  | 0.051777 | 0
2016-07-14 07:00:00 | 0.14683 | 0.14503 | 0.14503 | [6 empty] | -28.26 |  |  | 31.02 | 56.03 | 2.4781 | 5.888 |  |  |  | 0.037133 | 0
2016-07-14 08:00:00 | 0.13195 | 0.13083 | 0.13083 | [6 empty] | -28.26 |  |  | 29.8 | 58.61 | 2.1874 | 5.199 |  |  |  | 0.022252 | 0
2016-07-14 09:00:00 | 0.12691 | 0.12531 | 0.12531 | [6 empty] | -28.26 |  |  | 30.43 | 58.99 | 2.15 | 5.1093 |  |  |  | 0.017208 | 0
2016-07-14 10:00:00 | 0.1156 | 0.1136 | 0.1136 | [6 empty] | -28.26 |  |  | 27.58 | 58.56 | 1.9951 | 4.7251 |  |  |  | 0.0059015 | 0
2016-07-14 11:00:00 | 0.11166 | 0.11043 | 0.11043 | [6 empty] | -28.26 |  |  | 25.06 | 58.96 | 1.877 | 4.4598 |  |  |  | 0.0019549 | 0
2016-07-14 12:00:00 | 0.1033 | 0.10081 | 0.10081 | [6 empty] | -28.26 |  |  | 22.54 | 53.17 | 1.852 | 4.3911 |  |  |  | 0 | 0
2016-07-14 13:00:00 | 0.095296 | 0.0931 | 0.093103 | [6 empty] | -28.26 |  |  | 20.65 | 52.93 | 1.6885 | 3.9909 |  |  |  | 0 | 0
2016-07-14 14:00:00 | 0.091282 | 0.088535 | 0.088538 | [6 empty] | -28.26 |  |  | 20.66 | 49.34 | 1.6691 | 3.9378 |  |  |  | 0 | 0
2016-07-14 15:00:00 | 0.086051 | 0.083478 | 0.08348 | [6 empty] | -28.26 |  |  | 22.09 | 48.42 | 1.5791 | 3.7334 |  |  |  | 0 | 0
2016-07-14 16:00:00 | 0.088105 | 0.085866 | 0.085868 | [6 empty] | -28.26 |  |  | 25.74 | 47.95 | 1.6036 | 3.8185 |  |  |  | 0 | 0
2016-07-14 17:00:00 | 0.091935 | 0.089708 | 0.08971 | [6 empty] | -28.26 |  |  | 28.95 | 49.49 | 1.6756 | 4.0039 |  |  |  | 0 | 0
2016-07-14 18:00:00 | 0.099839 | 0.097476 | 0.097478 | [6 empty] | -28.26 |  |  | 27.93 | 52 | 1.81 | 4.3197 |  |  |  | 0 | 0
2016-07-14 19:00:00 | 0.10547 | 0.10284 | 0.10284 | [6 empty] | -28.26 |  |  | 25.65 | 53.07 | 1.9354 | 4.6324 |  |  |  | 0 | 0
2016-07-14 20:00:00 | 0.10639 | 0.1027 | 0.1027 | [6 empty] | -28.26 |  |  | 25.56 | 54.01 | 2.0379 | 4.8662 |  |  |  | 0 | 0
2016-07-14 21:00:00 | 0.10143 | 0.09671 | 0.096712 | [6 empty] | -28.26 |  |  | 21.85 | 53.71 | 2.0144 | 4.7641 |  |  |  | 0 | 0
2016-07-14 22:00:00 | 0.0836 | 0.078658 | 0.07866 | [6 empty] | -28.26 |  |  | 18.92 | 47.6 | 1.7124 | 3.9988 |  |  |  | 0 | 0
2016-07-14 23:00:00 | 0.064525 | 0.062736 | 0.062739 | [6 empty] | -28.26 |  |  | 19.87 | 42.52 | 1.1663 | 2.744 |  |  |  | 0 | 0
2016-07-15 00:00:00 | 0.068184 | 0.069388 | 0.069392 | [6 empty] | -28.26 |  |  | 17.02 | 40.22 | 0.96474 | 2.2779 |  |  |  | 0 | 0
2016-07-15 01:00:00 | 0.068666 | 0.069541 | 0.069545 | [6 empty] | -28.26 |  |  | 13.16 | 35.58 | 0.98601 | 2.311 |  |  |  | 0 | 0
2016-07-15 02:00:00 | 0.070661 | 0.072724 | 0.072728 | [6 empty] | -28.26 |  |  | 15.06 | 28.34 | 0.92067 | 2.1689 |  |  |  | 0 | 0
2016-07-15 03:00:00 | 0.084591 | 0.087768 | 0.087773 | [6 empty] | -28.26 |  |  | 18.88 | 27.91 | 1.0363 | 2.4408 |  |  |  | 0 | 0
2016-07-15 04:00:00 | 0.11843 | 0.12096 | 0.12097 | [6 empty] | -28.26 |  |  | 23.44 | 27.98 | 1.6679 | 3.9827 |  |  |  | 0.0087305 | 0
2016-07-15 05:00:00 | 0.16089 | 0.16334 | 0.16334 | [6 empty] | -28.26 |  |  | 29.08 | 38.95 | 2.4971 | 6.1341 |  |  |  | 0.051186 | 0
2016-07-15 06:00:00 | 0.18169 | 0.184 | 0.18401 | [6 empty] | -28.26 |  |  | 30.08 | 43.59 | 2.8297 | 6.9205 |  |  |  | 0.071989 | 0
2016-07-15 07:00:00 | 0.1678 | 0.16596 | 0.16596 | [6 empty] | -28.26 |  |  | 31.82 | 45.26 | 2.8402 | 6.7813 |  |  |  | 0.058094 | 0
2016-07-15 08:00:00 | 0.14996 | 0.14872 | 0.14873 | [6 empty] | -28.26 |  |  | 29.94 | 50.8 | 2.5069 | 5.9866 |  |  |  | 0.040261 | 0
2016-07-15 09:00:00 | 0.14275 | 0.14071 | 0.14071 | [6 empty] | -28.26 |  |  | 29.73 | 52.43 | 2.4639 | 5.8834 |  |  |  | 0.033046 | 0
2016-07-15 10:00:00 | 0.12849 | 0.12575 | 0.12575 | [6 empty] | -28.26 |  |  | 27.39 | 52.44 | 2.2863 | 5.4404 |  |  |  | 0.01879 | 0
2016-07-15 11:00:00 | 0.12386 | 0.12196 | 0.12196 | [6 empty] | -28.26 |  |  | 23.8 | 54.99 | 2.1509 | 5.1348 |  |  |  | 0.014155 | 0
2016-07-15 12:00:00 | 0.11708 | 0.11423 | 0.11423 | [6 empty] | -28.26 |  |  | 22.93 | 54.93 | 2.1222 | 5.0551 |  |  |  | 0.0073822 | 0
2016-07-15 13:00:00 | 0.10536 | 0.10238 | 0.10238 | [6 empty] | -28.26 |  |  | 22.02 | 54.94 | 1.9348 | 4.5945 |  |  |  | 0 | 0
2016-07-15 14:00:00 | 0.10255 | 0.099248 | 0.099251 | [6 empty] | -28.26 |  |  | 22.82 | 55.2 | 1.9125 | 4.5331 |  |  |  | 0 | 0
2016-07-15 15:00:00 | 0.095462 | 0.092157 | 0.092159 | [6 empty] | -28.26 |  |  | 27.71 | 53.61 | 1.8093 | 4.2977 |  |  |  | 0 | 0
2016-07-15 16:00:00 | 0.098972 | 0.096258 | 0.096259 | [6 empty] | -28.26 |  |  | 31.92 | 51.61 | 1.8376 | 4.3963 |  |  |  | 0 | 0
2016-07-15 17:00:00 | 0.10531 | 0.10296 | 0.10296 | [6 empty] | -28.26 |  |  | 34.67 | 53.29 | 1.9201 | 4.6098 |  |  |  | 0 | 0
2016-07-15 18:00:00 | 0.11526 | 0.11292 | 0.11293 | [6 empty] | -28.26 |  |  | 32.73 | 56.63 | 2.0741 | 4.9732 |  |  |  | 0.0055558 | 0
2016-07-15 19:00:00 | 0.11959 | 0.11659 | 0.11659 | [6 empty] | -28.26 |  |  | 32.25 | 54.01 | 2.2179 | 5.3336 |  |  |  | 0.0098868 | 0
2016-07-15 20:00:00 | 0.1221 | 0.11815 | 0.11815 | [6 empty] | -28.26 |  |  | 34.94 | 53.96 | 2.3353 | 5.6026 |  |  |  | 0.012396 | 0
2016-07-15 21:00:00 | 0.11472 | 0.10929 | 0.10929 | [6 empty] | -28.26 |  |  | 33.78 | 55.13 | 2.3081 | 5.4839 |  |  |  | 0.0050159 | 0
2016-07-15 22:00:00 | 0.093902 | 0.088115 | 0.088118 | [6 empty] | -28.26 |  |  | 27.53 | 59.16 | 1.9618 | 4.602 |  |  |  | 0 | 0
2016-07-15 23:00:00 | 0.073544 | 0.071567 | 0.07157 | [6 empty] | -28.26 |  |  | 23.82 | 54.35 | 1.3359 | 3.1568 |  |  |  | 0 | 0
2016-07-16 00:00:00 | 0.057074 | 0.057743 | 0.057746 | [6 empty] | -28.26 |  |  | 23 | 44.46 | 0.82952 | 1.9491 |  |  |  | 0 | 0
2016-07-16 01:00:00 | 0.056283 | 0.056457 | 0.05646 | [6 empty] | -28.26 |  |  | 22 | 42.15 | 0.84776 | 1.9772 |  |  |  | 0 | 0
2016-07-16 02:00:00 | 0.058802 | 0.060143 | 0.060147 | [6 empty] | -28.26 |  |  | 21.91 | 42.1 | 0.79154 | 1.8554 |  |  |  | 0 | 0
2016-07-16 03:00:00 | 0.070275 | 0.072475 | 0.072479 | [6 empty] | -28.26 |  |  | 21.79 | 40.92 | 0.89082 | 2.0875 |  |  |  | 0 | 0
2016-07-16 04:00:00 | 0.093476 | 0.094021 | 0.094025 | [6 empty] | -28.26 |  |  | 22.01 | 40.23 | 1.4337 | 3.4059 |  |  |  | 0 | 0
2016-07-16 05:00:00 | 0.13393 | 0.135 | 0.13501 | [6 empty] | -28.26 |  |  | 22.47 | 39.29 | 2.1456 | 5.2424 |  |  |  | 0.024226 | 0
2016-07-16 06:00:00 | 0.14688 | 0.14694 | 0.14694 | [6 empty] | -28.26 |  |  | 23.34 | 39.03 | 2.4312 | 5.9135 |  |  |  | 0.037178 | 0
2016-07-16 07:00:00 | 0.1389 | 0.1361 | 0.1361 | [6 empty] | -28.26 |  |  | 22.96 | 43.55 | 2.4403 | 5.7948 |  |  |  | 0.029204 | 0
2016-07-16 08:00:00 | 0.12364 | 0.12139 | 0.12139 | [6 empty] | -28.26 |  |  | 21.99 | 45.07 | 2.1541 | 5.1168 |  |  |  | 0.013937 | 0
2016-07-16 09:00:00 | 0.12201 | 0.11988 | 0.11988 | [6 empty] | -28.26 |  |  | 21.93 | 46.34 | 2.1172 | 5.0285 |  |  |  | 0.012306 | 0
2016-07-16 10:00:00 | 0.10831 | 0.10535 | 0.10535 | [6 empty] | -28.26 |  |  | 22.89 | 46.5 | 1.9647 | 4.6504 |  |  |  | 0 | 0
2016-07-16 11:00:00 | 0.10348 | 0.10111 | 0.10111 | [6 empty] | -28.26 |  |  | 21.98 | 45.32 | 1.8484 | 4.3893 |  |  |  | 0 | 0
2016-07-16 12:00:00 | 0.096076 | 0.092607 | 0.092609 | [6 empty] | -28.26 |  |  | 21.93 | 43.35 | 1.8238 | 4.3218 |  |  |  | 0 | 0
2016-07-16 13:00:00 | 0.093772 | 0.091574 | 0.091577 | [6 empty] | -28.26 |  |  | 22.21 | 42.1 | 1.6628 | 3.9279 |  |  |  | 0 | 0
2016-07-16 14:00:00 | 0.090361 | 0.087715 | 0.087717 | [6 empty] | -28.26 |  |  | 23.36 | 41.9 | 1.6437 | 3.8757 |  |  |  | 0 | 0
2016-07-16 15:00:00 | 0.085999 | 0.083665 | 0.083667 | [6 empty] | -28.26 |  |  | 25.38 | 41.11 | 1.555 | 3.6745 |  |  |  | 0 | 0
2016-07-16 16:00:00 | 0.084815 | 0.082248 | 0.082249 | [6 empty] | -28.26 |  |  | 30.3 | 41.94 | 1.5792 | 3.7582 |  |  |  | 0 | 0
2016-07-16 17:00:00 | 0.086667 | 0.083773 | 0.083775 | [6 empty] | -28.26 |  |  | 31.92 | 43.32 | 1.6501 | 3.9406 |  |  |  | 0 | 0
2016-07-16 18:00:00 | 0.093094 | 0.089827 | 0.089828 | [6 empty] | -28.26 |  |  | 30.61 | 45.17 | 1.7825 | 4.2515 |  |  |  | 0 | 0
2016-07-16 19:00:00 | 0.095707 | 0.091656 | 0.091657 | [6 empty] | -28.26 |  |  | 30.99 | 45.32 | 1.9059 | 4.5592 |  |  |  | 0 | 0
2016-07-16 20:00:00 | 0.10099 | 0.096662 | 0.096663 | [6 empty] | -28.26 |  |  | 32.16 | 45.22 | 2.0069 | 4.7894 |  |  |  | 0 | 0
2016-07-16 21:00:00 | 0.096065 | 0.090719 | 0.090721 | [6 empty] | -28.26 |  |  | 27.78 | 42.48 | 1.9838 | 4.689 |  |  |  | 0 | 0
2016-07-16 22:00:00 | 0.080333 | 0.075094 | 0.075096 | [6 empty] | -28.26 |  |  | 24.53 | 42.38 | 1.6864 | 3.9358 |  |  |  | 0 | 0
2016-07-16 23:00:00 | 0.065905 | 0.064542 | 0.064545 | [6 empty] | -28.26 |  |  | 21.04 | 39.09 | 1.1486 | 2.7009 |  |  |  | 0 | 0
2016-07-17 00:00:00 | 0.055857 | 0.057234 | 0.057238 | [6 empty] | -28.26 |  |  | 21.03 | 33.8 | 0.74085 | 1.7331 |  |  |  | 0 | 0
2016-07-17 01:00:00 | 0.061921 | 0.064043 | 0.064047 | [6 empty] | -28.26 |  |  | 20.17 | 25 | 0.75711 | 1.758 |  |  |  | 0 | 0
2016-07-17 02:00:00 | 0.068265 | 0.072152 | 0.072157 | [6 empty] | -28.26 |  |  | 19.57 | 19.18 | 0.70686 | 1.6495 |  |  |  | 0 | 0
2016-07-17 03:00:00 | 0.085182 | 0.090996 | 0.091002 | [6 empty] | -28.26 |  |  | 19.4 | 19.68 | 0.79541 | 1.8554 |  |  |  | 0 | 0
2016-07-17 04:00:00 | 0.11121 | 0.11642 | 0.11643 | [6 empty] | -28.26 |  |  | 19.01 | 14.78 | 1.2801 | 3.0271 |  |  |  | 0.0015067 | 0
2016-07-17 05:00:00 | 0.11224 | 0.11171 | 0.11171 | [6 empty] | -28.26 |  |  | 20.96 | 9.92 | 1.9151 | 4.6569 |  |  |  | 0.002542 | 0
2016-07-17 06:00:00 | 0.12628 | 0.12525 | 0.12525 | [6 empty] | -28.26 |  |  | 21.13 | 10.8 | 2.1698 | 5.2522 |  |  |  | 0.016584 | 0
2016-07-17 07:00:00 | 0.11148 | 0.10655 | 0.10655 | [6 empty] | -28.26 |  |  | 22.3 | 19.96 | 2.178 | 5.147 |  |  |  | 0.0017847 | 0
2016-07-17 08:00:00 | 0.10049 | 0.096542 | 0.096543 | [6 empty] | -28.26 |  |  | 20.77 | 35.06 | 1.9228 | 4.5455 |  |  |  | 0 | 0
2016-07-17 09:00:00 | 0.098712 | 0.094816 | 0.094817 | [6 empty] | -28.26 |  |  | 21.99 | 40.37 | 1.8899 | 4.4671 |  |  |  | 0 | 0
2016-07-17 10:00:00 | 0.08996 | 0.085941 | 0.085942 | [6 empty] | -28.26 |  |  | 21.03 | 42.91 | 1.7538 | 4.1316 |  |  |  | 0 | 0
2016-07-17 11:00:00 | 0.086213 | 0.082834 | 0.082835 | [6 empty] | -28.26 |  |  | 16.19 | 45 | 1.6501 | 3.8997 |  |  |  | 0 | 0
2016-07-17 12:00:00 | 0.083763 | 0.080138 | 0.080139 | [6 empty] | -28.26 |  |  | 13.06 | 42.72 | 1.6282 | 3.8401 |  |  |  | 0 | 0
2016-07-17 13:00:00 | 0.078122 | 0.075019 | 0.075021 | [6 empty] | -28.26 |  |  | 13.06 | 41.37 | 1.4845 | 3.4902 |  |  |  | 0 | 0
2016-07-17 14:00:00 | 0.076106 | 0.072786 | 0.072788 | [6 empty] | -28.26 |  |  | 13.02 | 40 | 1.4675 | 3.4439 |  |  |  | 0 | 0
2016-07-17 15:00:00 | 0.073275 | 0.070428 | 0.070429 | [6 empty] | -28.26 |  |  | 20.03 | 39.94 | 1.3883 | 3.2651 |  |  |  | 0 | 0
2016-07-17 16:00:00 | 0.076732 | 0.074464 | 0.074465 | [6 empty] | -28.26 |  |  | 22.4 | 41.55 | 1.4098 | 3.3391 |  |  |  | 0 | 0
2016-07-17 17:00:00 | 0.079597 | 0.077244 | 0.077245 | [6 empty] | -28.26 |  |  | 27.37 | 44 | 1.473 | 3.5011 |  |  |  | 0 | 0
2016-07-17 18:00:00 | 0.08379 | 0.080818 | 0.08082 | [6 empty] | -28.26 |  |  | 28.07 | 50 | 1.5912 | 3.7775 |  |  |  | 0 | 0
2016-07-17 19:00:00 | 0.091376 | 0.088614 | 0.088616 | [6 empty] | -28.26 |  |  | 30.09 | 48.6 | 1.7014 | 4.0506 |  |  |  | 0 | 0
2016-07-17 20:00:00 | 0.097285 | 0.094476 | 0.094477 | [6 empty] | -28.26 |  |  | 30.57 | 48.43 | 1.7916 | 4.2553 |  |  |  | 0 | 0
2016-07-17 21:00:00 | 0.089708 | 0.085436 | 0.085438 | [6 empty] | -28.26 |  |  | 29 | 46.35 | 1.7711 | 4.1668 |  |  |  | 0 | 0
2016-07-17 22:00:00 | 0.076257 | 0.072216 | 0.072219 | [6 empty] | -28.26 |  |  | 26.03 | 48.85 | 1.5058 | 3.4981 |  |  |  | 0 | 0
2016-07-17 23:00:00 | 0.059151 | 0.057879 | 0.057882 | [6 empty] | -28.26 |  |  | 24.05 | 41.95 | 1.0258 | 2.4014 |  |  |  | 0 | 0
2016-07-18 00:00:00 | 0.058753 | 0.0602 | 0.060204 | [6 empty] | -28.26 |  |  | 23.31 | 38.64 | 0.78303 | 1.8359 |  |  |  | 0 | 0
2016-07-18 01:00:00 | 0.058903 | 0.06004 | 0.060043 | [6 empty] | -28.26 |  |  | 22.58 | 27.8 | 0.80023 | 1.8623 |  |  |  | 0 | 0
2016-07-18 02:00:00 | 0.061174 | 0.063396 | 0.0634 | [6 empty] | -28.26 |  |  | 23.02 | 20.38 | 0.74714 | 1.7475 |  |  |  | 0 | 0
2016-07-18 03:00:00 | 0.07356 | 0.07686 | 0.076864 | [6 empty] | -28.26 |  |  | 23.81 | 17.87 | 0.84079 | 1.9658 |  |  |  | 0 | 0
2016-07-18 04:00:00 | 0.10291 | 0.10593 | 0.10594 | [6 empty] | -28.26 |  |  | 28.82 | 19.13 | 1.3532 | 3.2074 |  |  |  | 0 | 0
2016-07-18 05:00:00 | 0.13914 | 0.14228 | 0.14228 | [6 empty] | -28.26 |  |  | 33.09 | 30.05 | 2.0248 | 4.9355 |  |  |  | 0.029436 | 0
2016-07-18 06:00:00 | 0.15095 | 0.15305 | 0.15305 | [6 empty] | -28.26 |  |  | 35.39 | 39.87 | 2.2941 | 5.5669 |  |  |  | 0.041253 | 0
2016-07-18 07:00:00 | 0.134 | 0.13174 | 0.13174 | [6 empty] | -28.26 |  |  | 32.98 | 46.08 | 2.3028 | 5.4552 |  |  |  | 0.024296 | 0
2016-07-18 08:00:00 | 0.12055 | 0.119 | 0.119 | [6 empty] | -28.26 |  |  | 30.53 | 50.62 | 2.0328 | 4.8173 |  |  |  | 0.010847 | 0
2016-07-18 09:00:00 | 0.11569 | 0.11367 | 0.11367 | [6 empty] | -28.26 |  |  | 30.22 | 49.93 | 1.998 | 4.7343 |  |  |  | 0.0059877 | 0
2016-07-18 10:00:00 | 0.10602 | 0.10379 | 0.10379 | [6 empty] | -28.26 |  |  | 27.17 | 50.5 | 1.8541 | 4.3784 |  |  |  | 0 | 0
2016-07-18 11:00:00 | 0.10188 | 0.10029 | 0.10029 | [6 empty] | -28.26 |  |  | 27.92 | 53.02 | 1.7444 | 4.1327 |  |  |  | 0 | 0
2016-07-18 12:00:00 | 0.094824 | 0.092187 | 0.092189 | [6 empty] | -28.26 |  |  | 26.4 | 51.39 | 1.7213 | 4.0693 |  |  |  | 0 | 0
2016-07-18 13:00:00 | 0.089435 | 0.087442 | 0.087444 | [6 empty] | -28.26 |  |  | 26.51 | 50.84 | 1.5693 | 3.6985 |  |  |  | 0 | 0
2016-07-18 14:00:00 | 0.085076 | 0.082462 | 0.082464 | [6 empty] | -28.26 |  |  | 26.76 | 50.55 | 1.5513 | 3.6494 |  |  |  | 0 | 0
2016-07-18 15:00:00 | 0.080992 | 0.078682 | 0.078684 | [6 empty] | -28.26 |  |  | 29.95 | 47.09 | 1.4676 | 3.4599 |  |  |  | 0 | 0
2016-07-18 16:00:00 | 0.083267 | 0.081329 | 0.081331 | [6 empty] | -28.26 |  |  | 33 | 47.14 | 1.4904 | 3.5386 |  |  |  | 0 | 0
2016-07-18 17:00:00 | 0.086967 | 0.08506 | 0.085062 | [6 empty] | -28.26 |  |  | 39.39 | 50.56 | 1.5572 | 3.7103 |  |  |  | 0 | 0
2016-07-18 18:00:00 | 0.094601 | 0.09261 | 0.092612 | [6 empty] | -28.26 |  |  | 40 | 53.98 | 1.6822 | 4.003 |  |  |  | 0 | 0
2016-07-18 19:00:00 | 0.10091 | 0.098846 | 0.098847 | [6 empty] | -28.26 |  |  | 38.61 | 54.03 | 1.7987 | 4.2926 |  |  |  | 0 | 0
2016-07-18 20:00:00 | 0.10127 | 0.098132 | 0.098133 | [6 empty] | -28.26 |  |  | 35.9 | 52.93 | 1.894 | 4.5094 |  |  |  | 0 | 0
2016-07-18 21:00:00 | 0.096371 | 0.092228 | 0.09223 | [6 empty] | -28.26 |  |  | 30.45 | 48.86 | 1.8723 | 4.4153 |  |  |  | 0 | 0
2016-07-18 22:00:00 | 0.079909 | 0.0756 | 0.075602 | [6 empty] | -28.26 |  |  | 27.59 | 51.12 | 1.5917 | 3.7064 |  |  |  | 0 | 0
2016-07-18 23:00:00 | 0.062606 | 0.061333 | 0.061337 | [6 empty] | -28.26 |  |  | 27.09 | 44.93 | 1.0842 | 2.5439 |  |  |  | 0 | 0
2016-07-19 00:00:00 | 0.053686 | 0.054824 | 0.054828 | [6 empty] | -28.26 |  |  | 26.41 | 40.35 | 0.72726 | 1.6999 |  |  |  | 0 | 0
2016-07-19 01:00:00 | 0.054589 | 0.055571 | 0.055575 | [6 empty] | -28.26 |  |  | 25.89 | 39.22 | 0.74321 | 1.7243 |  |  |  | 0 | 0
2016-07-19 02:00:00 | 0.056865 | 0.058889 | 0.058892 | [6 empty] | -28.26 |  |  | 25.61 | 38.01 | 0.69388 | 1.6179 |  |  |  | 0 | 0
2016-07-19 03:00:00 | 0.068624 | 0.071688 | 0.071692 | [6 empty] | -28.26 |  |  | 26.14 | 38.12 | 0.78078 | 1.8198 |  |  |  | 0 | 0
2016-07-19 04:00:00 | 0.095226 | 0.097877 | 0.097882 | [6 empty] | -28.26 |  |  | 31 | 37.95 | 1.2566 | 2.969 |  |  |  | 0 | 0
2016-07-19 05:00:00 | 0.13098 | 0.13406 | 0.13407 | [6 empty] | -28.26 |  |  | 36.99 | 39.25 | 1.8798 | 4.567 |  |  |  | 0.021275 | 0
2016-07-19 06:00:00 | 0.14179 | 0.14385 | 0.14385 | [6 empty] | -28.26 |  |  | 40.01 | 44.96 | 2.1298 | 5.1508 |  |  |  | 0.032085 | 0
2016-07-19 07:00:00 | 0.12874 | 0.12724 | 0.12724 | [6 empty] | -28.26 |  |  | 35.7 | 59.69 | 2.1378 | 5.0476 |  |  |  | 0.01904 | 0
2016-07-19 08:00:00 | 0.11573 | 0.11482 | 0.11482 | [6 empty] | -28.26 |  |  | 32.99 | 54.98 | 1.8874 | 4.4578 |  |  |  | 0.0060299 | 0
2016-07-19 09:00:00 | 0.11127 | 0.10993 | 0.10993 | [6 empty] | -28.26 |  |  | 32.91 | 58.04 | 1.855 | 4.381 |  |  |  | 0.0015684 | 0
2016-07-19 10:00:00 | 0.10133 | 0.099636 | 0.099638 | [6 empty] | -28.26 |  |  | 31.38 | 56.2 | 1.7215 | 4.052 |  |  |  | 0 | 0
2016-07-19 11:00:00 | 0.097911 | 0.096892 | 0.096895 | [6 empty] | -28.26 |  |  | 30.91 | 59.79 | 1.6197 | 3.8246 |  |  |  | 0 | 0
2016-07-19 12:00:00 | 0.090494 | 0.088355 | 0.088357 | [6 empty] | -28.26 |  |  | 30.08 | 58.91 | 1.5982 | 3.7662 |  |  |  | 0 | 0
2016-07-19 13:00:00 | 0.083498 | 0.081619 | 0.081622 | [6 empty] | -28.26 |  |  | 31.28 | 58.93 | 1.4571 | 3.423 |  |  |  | 0 | 0
2016-07-19 14:00:00 | 0.079941 | 0.077573 | 0.077575 | [6 empty] | -28.26 |  |  | 32.4 | 58.57 | 1.4404 | 3.3776 |  |  |  | 0 | 0
2016-07-19 15:00:00 | 0.075355 | 0.073135 | 0.073137 | [6 empty] | -28.26 |  |  | 35.25 | 57.99 | 1.3627 | 3.2023 |  |  |  | 0 | 0
2016-07-19 16:00:00 | 0.077161 | 0.075231 | 0.075233 | [6 empty] | -28.26 |  |  | 39.91 | 56.08 | 1.3838 | 3.2749 |  |  |  | 0 | 0
2016-07-19 17:00:00 | 0.080514 | 0.078593 | 0.078594 | [6 empty] | -28.26 |  |  | 44 | 57.92 | 1.4459 | 3.4337 |  |  |  | 0 | 0
2016-07-19 18:00:00 | 0.087445 | 0.085409 | 0.085411 | [6 empty] | -28.26 |  |  | 37.03 | 58.93 | 1.5619 | 3.7047 |  |  |  | 0 | 0
2016-07-19 19:00:00 | 0.092357 | 0.090081 | 0.090082 | [6 empty] | -28.26 |  |  | 37 | 58.12 | 1.67 | 3.9725 |  |  |  | 0 | 0
2016-07-19 20:00:00 | 0.093097 | 0.089884 | 0.089886 | [6 empty] | -28.26 |  |  | 32.92 | 59.02 | 1.7586 | 4.1734 |  |  |  | 0 | 0
2016-07-19 21:00:00 | 0.088702 | 0.084589 | 0.084591 | [6 empty] | -28.26 |  |  | 27.91 | 54.51 | 1.7385 | 4.0867 |  |  |  | 0 | 0
2016-07-19 22:00:00 | 0.073071 | 0.068764 | 0.068766 | [6 empty] | -28.26 |  |  | 28.01 | 53.18 | 1.4781 | 3.431 |  |  |  | 0 | 0
2016-07-19 23:00:00 | 0.056529 | 0.054992 | 0.054995 | [6 empty] | -28.26 |  |  | 26.32 | 47.37 | 1.007 | 2.3555 |  |  |  | 0 | 0
2016-07-20 00:00:00 | 0.046594 | 0.047606 | 0.047609 | [6 empty] | -28.26 |  |  | 25.1 | 42.18 | 0.61914 | 1.4358 |  |  |  | 0 | 0
2016-07-20 01:00:00 | 0.047373 | 0.048254 | 0.048257 | [6 empty] | -28.26 |  |  | 24.79 | 40.86 | 0.63267 | 1.4563 |  |  |  | 0 | 0
2016-07-20 02:00:00 | 0.049412 | 0.051204 | 0.051207 | [6 empty] | -28.26 |  |  | 24.83 | 39.98 | 0.59063 | 1.3662 |  |  |  | 0 | 0
2016-07-20 03:00:00 | 0.059672 | 0.06238 | 0.062383 | [6 empty] | -28.26 |  |  | 25.85 | 39.94 | 0.66445 | 1.5361 |  |  |  | 0 | 0
2016-07-20 04:00:00 | 0.082662 | 0.085002 | 0.085007 | [6 empty] | -28.26 |  |  | 29.35 | 39.53 | 1.0693 | 2.506 |  |  |  | 0 | 0
2016-07-20 05:00:00 | 0.11355 | 0.11624 | 0.11624 | [6 empty] | -28.26 |  |  | 33.52 | 40.99 | 1.5988 | 3.8514 |  |  |  | 0.0038503 | 0
2016-07-20 06:00:00 | 0.12284 | 0.12463 | 0.12463 | [6 empty] | -28.26 |  |  | 36.79 | 43.8 | 1.8112 | 4.3427 |  |  |  | 0.013139 | 0
2016-07-20 07:00:00 | 0.11137 | 0.11007 | 0.11007 | [6 empty] | -28.26 |  |  | 34.1 | 52.44 | 1.8181 | 4.256 |  |  |  | 0.0016691 | 0
2016-07-20 08:00:00 | 0.10015 | 0.099363 | 0.099365 | [6 empty] | -28.26 |  |  | 32.39 | 59.03 | 1.6053 | 3.7597 |  |  |  | 0 | 0
2016-07-20 09:00:00 | 0.096256 | 0.095095 | 0.095098 | [6 empty] | -28.26 |  |  | 31.43 | 60.09 | 1.5778 | 3.6949 |  |  |  | 0 | 0
2016-07-20 10:00:00 | 0.087633 | 0.086165 | 0.086167 | [6 empty] | -28.26 |  |  | 28.02 | 62.45 | 1.4643 | 3.4179 |  |  |  | 0 | 0
2016-07-20 11:00:00 | 0.084714 | 0.083833 | 0.083836 | [6 empty] | -28.26 |  |  | 26.63 | 64.77 | 1.3778 | 3.2263 |  |  |  | 0 | 0
2016-07-20 12:00:00 | 0.078217 | 0.076354 | 0.076356 | [6 empty] | -28.26 |  |  | 25.93 | 61.74 | 1.3597 | 3.1775 |  |  |  | 0 | 0
2016-07-20 13:00:00 | 0.072185 | 0.070552 | 0.070554 | [6 empty] | -28.26 |  |  | 26.43 | 61.1 | 1.2397 | 2.888 |  |  |  | 0 | 0
2016-07-20 14:00:00 | 0.069073 | 0.067013 | 0.067015 | [6 empty] | -28.26 |  |  | 28.08 | 60.23 | 1.2255 | 2.8499 |  |  |  | 0 | 0
2016-07-20 15:00:00 | 0.065107 | 0.063173 | 0.063175 | [6 empty] | -28.26 |  |  | 31.66 | 58.06 | 1.1594 | 2.702 |  |  |  | 0 | 0
2016-07-20 16:00:00 | 0.066674 | 0.064988 | 0.064989 | [6 empty] | -28.26 |  |  | 33.3 | 52.85 | 1.1772 | 2.7627 |  |  |  | 0 | 0
2016-07-20 17:00:00 | 0.069568 | 0.067886 | 0.067888 | [6 empty] | -28.26 |  |  | 34.48 | 52.23 | 1.2299 | 2.8966 |  |  |  | 0 | 0
2016-07-20 18:00:00 | 0.075566 | 0.073785 | 0.073786 | [6 empty] | -28.26 |  |  | 33.41 | 50 | 1.3288 | 3.1255 |  |  |  | 0 | 0
2016-07-20 19:00:00 | 0.079791 | 0.077795 | 0.077797 | [6 empty] | -28.26 |  |  | 31.96 | 47.97 | 1.4206 | 3.351 |  |  |  | 0 | 0
2016-07-20 20:00:00 | 0.080371 | 0.077555 | 0.077557 | [6 empty] | -28.26 |  |  | 28.94 | 47 | 1.496 | 3.5207 |  |  |  | 0 | 0
2016-07-20 21:00:00 | 0.076531 | 0.072938 | 0.072939 | [6 empty] | -28.26 |  |  | 25.35 | 45.91 | 1.4792 | 3.4486 |  |  |  | 0 | 0
2016-07-20 22:00:00 | 0.063012 | 0.05926 | 0.059262 | [6 empty] | -28.26 |  |  | 26.43 | 48.36 | 1.2578 | 2.8961 |  |  |  | 0 | 0
2016-07-20 23:00:00 | 0.048865 | 0.047531 | 0.047534 | [6 empty] | -28.26 |  |  | 26.46 | 43.45 | 0.85723 | 1.9894 |  |  |  | 0 | 0
2016-07-21 00:00:00 | 0.042574 | 0.043074 | 0.043077 | [6 empty] | -28.26 |  |  | 25.9 | 43.68 | 0.57573 | 1.302 |  |  |  | 0 | 0
2016-07-21 01:00:00 | 0.044249 | 0.044593 | 0.044596 | [6 empty] | -28.26 |  |  | 25.52 | 40.45 | 0.60911 | 1.3729 |  |  |  | 0 | 0
2016-07-21 02:00:00 | 0.044123 | 0.044911 | 0.044915 | [6 empty] | -28.26 |  |  | 25.55 | 39.31 | 0.57802 | 1.3115 |  |  |  | 0 | 0
2016-07-21 03:00:00 | 0.052876 | 0.055324 | 0.055328 | [6 empty] | -28.26 |  |  | 27.49 | 38.95 | 0.5681 | 1.2909 |  |  |  | 0 | 0
2016-07-21 04:00:00 | 0.082764 | 0.086701 | 0.086707 | [6 empty] | -28.26 |  |  | 32.84 | 38.99 | 0.90344 | 2.0827 |  |  |  | 0 | 0
2016-07-21 05:00:00 | 0.10186 | 0.10615 | 0.10615 | [6 empty] | -28.26 |  |  | 36.61 | 40.96 | 1.2518 | 3.0058 |  |  |  | 0 | 0
2016-07-21 06:00:00 | 0.10046 | 0.10524 | 0.10524 | [6 empty] | -28.26 |  |  | 39.16 | 46.51 | 1.1964 | 2.8988 |  |  |  | 0 | 0
2016-07-21 07:00:00 | 0.095108 | 0.093682 | 0.093684 | [6 empty] | -28.26 |  |  | 36.04 | 54.46 | 1.537 | 3.5497 |  |  |  | 0 | 0
2016-07-21 08:00:00 | 0.085346 | 0.084956 | 0.084958 | [6 empty] | -28.26 |  |  | 37.02 | 57.94 | 1.3154 | 3.0488 |  |  |  | 0 | 0
2016-07-21 09:00:00 | 0.085242 | 0.084556 | 0.084558 | [6 empty] | -28.26 |  |  | 36.01 | 58.01 | 1.3323 | 3.0787 |  |  |  | 0 | 0
2016-07-21 10:00:00 | 0.079454 | 0.078759 | 0.078762 | [6 empty] | -28.26 |  |  | 35.04 | 57.96 | 1.2509 | 2.895 |  |  |  | 0 | 0
2016-07-21 11:00:00 | 0.075611 | 0.075077 | 0.075079 | [6 empty] | -28.26 |  |  | 34.24 | 59.97 | 1.1968 | 2.7911 |  |  |  | 0 | 0
2016-07-21 12:00:00 | 0.068469 | 0.066468 | 0.06647 | [6 empty] | -28.26 |  |  | 32.94 | 58.03 | 1.2056 | 2.7995 |  |  |  | 0 | 0
2016-07-21 13:00:00 | 0.062304 | 0.060499 | 0.060501 | [6 empty] | -28.26 |  |  | 33 | 54.87 | 1.093 | 2.5329 |  |  |  | 0 | 0
2016-07-21 14:00:00 | 0.061445 | 0.059305 | 0.059306 | [6 empty] | -28.26 |  |  | 33.31 | 52.93 | 1.1079 | 2.5657 |  |  |  | 0 | 0
2016-07-21 15:00:00 | 0.055571 | 0.053326 | 0.053327 | [6 empty] | -28.26 |  |  | 34.37 | 52.15 | 1.0175 | 2.3429 |  |  |  | 0 | 0
2016-07-21 16:00:00 | 0.056515 | 0.054716 | 0.054717 | [6 empty] | -28.26 |  |  | 34.76 | 52 | 1.009 | 2.3439 |  |  |  | 0 | 0
2016-07-21 17:00:00 | 0.059184 | 0.057234 | 0.057235 | [6 empty] | -28.26 |  |  | 38.38 | 53.49 | 1.0766 | 2.519 |  |  |  | 0 | 0
2016-07-21 18:00:00 | 0.065401 | 0.063856 | 0.063857 | [6 empty] | -28.26 |  |  | 35.95 | 55.3 | 1.1277 | 2.627 |  |  |  | 0 | 0
2016-07-21 19:00:00 | 0.06815 | 0.066677 | 0.066678 | [6 empty] | -28.26 |  |  | 35.7 | 54.25 | 1.1651 | 2.7168 |  |  |  | 0 | 0
2016-07-21 20:00:00 | 0.068012 | 0.06524 | 0.065242 | [6 empty] | -28.26 |  |  | 32.92 | 54.74 | 1.27 | 2.954 |  |  |  | 0 | 0
2016-07-21 21:00:00 | 0.065763 | 0.062866 | 0.062868 | [6 empty] | -28.26 |  |  | 31.01 | 55.38 | 1.2282 | 2.833 |  |  |  | 0 | 0
2016-07-21 22:00:00 | 0.055248 | 0.051603 | 0.051605 | [6 empty] | -28.26 |  |  | 29.26 | 56.38 | 1.1029 | 2.5011 |  |  |  | 0 | 0
2016-07-21 23:00:00 | 0.043217 | 0.041585 | 0.041587 | [6 empty] | -28.26 |  |  | 27.24 | 49.88 | 0.7696 | 1.752 |  |  |  | 0 | 0
2016-07-22 00:00:00 | 0.041187 | 0.041653 | 0.041656 | [6 empty] | -28.26 |  |  | 27.1 | 42.04 | 0.55605 | 1.2545 |  |  |  | 0 | 0
2016-07-22 01:00:00 | 0.042633 | 0.042915 | 0.042918 | [6 empty] | -28.26 |  |  | 26.56 | 37.93 | 0.58828 | 1.3228 |  |  |  | 0 | 0
2016-07-22 02:00:00 | 0.041921 | 0.042531 | 0.042534 | [6 empty] | -28.26 |  |  | 26.5 | 32.12 | 0.55827 | 1.2636 |  |  |  | 0 | 0
2016-07-22 03:00:00 | 0.049057 | 0.051039 | 0.051042 | [6 empty] | -28.26 |  |  | 28.06 | 25.67 | 0.54865 | 1.2436 |  |  |  | 0 | 0
2016-07-22 04:00:00 | 0.077278 | 0.080567 | 0.080572 | [6 empty] | -28.26 |  |  | 32.36 | 25.61 | 0.87246 | 2.0063 |  |  |  | 0 | 0
2016-07-22 05:00:00 | 0.093394 | 0.096589 | 0.096593 | [6 empty] | -28.26 |  |  | 35.99 | 37.82 | 1.2086 | 2.8943 |  |  |  | 0 | 0
2016-07-22 06:00:00 | 0.096378 | 0.10081 | 0.10081 | [6 empty] | -28.26 |  |  | 36.81 | 45.01 | 1.1547 | 2.79 |  |  |  | 0 | 0
2016-07-22 07:00:00 | 0.093071 | 0.091824 | 0.091826 | [6 empty] | -28.26 |  |  | 36 | 54.35 | 1.4838 | 3.4175 |  |  |  | 0 | 0
2016-07-22 08:00:00 | 0.08342 | 0.083147 | 0.083149 | [6 empty] | -28.26 |  |  | 35.16 | 59.68 | 1.27 | 2.9357 |  |  |  | 0 | 0
2016-07-22 09:00:00 | 0.081738 | 0.0809 | 0.080902 | [6 empty] | -28.26 |  |  | 34.41 | 59.49 | 1.2863 | 2.9646 |  |  |  | 0 | 0
2016-07-22 10:00:00 | 0.075421 | 0.074452 | 0.074454 | [6 empty] | -28.26 |  |  | 32.15 | 60.05 | 1.2077 | 2.7877 |  |  |  | 0 | 0
2016-07-22 11:00:00 | 0.071726 | 0.070917 | 0.070919 | [6 empty] | -28.26 |  |  | 30.78 | 60.85 | 1.1555 | 2.6876 |  |  |  | 0 | 0
2016-07-22 12:00:00 | 0.066885 | 0.065021 | 0.065023 | [6 empty] | -28.26 |  |  | 30.68 | 56.09 | 1.164 | 2.6958 |  |  |  | 0 | 0
2016-07-22 13:00:00 | 0.059033 | 0.057031 | 0.057032 | [6 empty] | -28.26 |  |  | 31.19 | 53.01 | 1.0553 | 2.4392 |  |  |  | 0 | 0
2016-07-22 14:00:00 | 0.058798 | 0.056575 | 0.056577 | [6 empty] | -28.26 |  |  | 31.62 | 51.02 | 1.0698 | 2.4709 |  |  |  | 0 | 0
2016-07-22 15:00:00 | 0.052647 | 0.050244 | 0.050246 | [6 empty] | -28.26 |  |  | 32.93 | 50.52 | 0.98246 | 2.2564 |  |  |  | 0 | 0
2016-07-22 16:00:00 | 0.054801 | 0.053047 | 0.053048 | [6 empty] | -28.26 |  |  | 34.91 | 47.37 | 0.9742 | 2.2571 |  |  |  | 0 | 0
2016-07-22 17:00:00 | 0.058208 | 0.05645 | 0.056451 | [6 empty] | -28.26 |  |  | 35.96 | 50.51 | 1.0394 | 2.4256 |  |  |  | 0 | 0
2016-07-22 18:00:00 | 0.065349 | 0.064178 | 0.06418 | [6 empty] | -28.26 |  |  | 33.26 | 53.01 | 1.0888 | 2.5297 |  |  |  | 0 | 0
2016-07-22 19:00:00 | 0.066739 | 0.065413 | 0.065415 | [6 empty] | -28.26 |  |  | 31.97 | 51.09 | 1.1249 | 2.6161 |  |  |  | 0 | 0
2016-07-22 20:00:00 | 0.06763 | 0.065225 | 0.065227 | [6 empty] | -28.26 |  |  | 31.96 | 49.99 | 1.2262 | 2.8446 |  |  |  | 0 | 0
2016-07-22 21:00:00 | 0.06363 | 0.060787 | 0.060788 | [6 empty] | -28.26 |  |  | 29 | 50.6 | 1.1859 | 2.7283 |  |  |  | 0 | 0
2016-07-22 22:00:00 | 0.053277 | 0.049684 | 0.049686 | [6 empty] | -28.26 |  |  | 31.8 | 53.19 | 1.065 | 2.4092 |  |  |  | 0 | 0
2016-07-22 23:00:00 | 0.043096 | 0.041717 | 0.04172 | [6 empty] | -28.26 |  |  | 30.83 | 50.55 | 0.74326 | 1.6879 |  |  |  | 0 | 0
2016-07-23 00:00:00 | 0.042851 | 0.043356 | 0.043359 | [6 empty] | -28.26 |  |  | 29.1 | 25.01 | 0.57993 | 1.3121 |  |  |  | 0 | 0
2016-07-23 01:00:00 | 0.040754 | 0.040437 | 0.04044 | [6 empty] | -28.26 |  |  | 27.02 | 19.74 | 0.61356 | 1.3836 |  |  |  | 0 | 0
2016-07-23 02:00:00 | 0.042129 | 0.042524 | 0.042527 | [6 empty] | -28.26 |  |  | 25.77 | 17.05 | 0.58224 | 1.3217 |  |  |  | 0 | 0
2016-07-23 03:00:00 | 0.047195 | 0.048603 | 0.048606 | [6 empty] | -28.26 |  |  | 25.65 | 10.19 | 0.57225 | 1.301 |  |  |  | 0 | 0
2016-07-23 04:00:00 | 0.062493 | 0.062808 | 0.062812 | [6 empty] | -28.26 |  |  | 26.22 | 10.19 | 0.91006 | 2.099 |  |  |  | 0 | 0
2016-07-23 05:00:00 | 0.090159 | 0.092309 | 0.092312 | [6 empty] | -28.26 |  |  | 30.32 | 9.88 | 1.2611 | 3.0296 |  |  |  | 0 | 0
2016-07-23 06:00:00 | 0.093224 | 0.096648 | 0.09665 | [6 empty] | -28.26 |  |  | 31.96 | 9.9 | 1.2053 | 2.9221 |  |  |  | 0 | 0
2016-07-23 07:00:00 | 0.09443 | 0.09277 | 0.092772 | [6 empty] | -28.26 |  |  | 32.53 | 24.26 | 1.5484 | 3.5779 |  |  |  | 0 | 0
2016-07-23 08:00:00 | 0.080579 | 0.079257 | 0.079258 | [6 empty] | -28.26 |  |  | 32.26 | 36.66 | 1.3251 | 3.073 |  |  |  | 0 | 0
2016-07-23 09:00:00 | 0.083855 | 0.082826 | 0.082829 | [6 empty] | -28.26 |  |  | 31.97 | 37.42 | 1.3422 | 3.1031 |  |  |  | 0 | 0
2016-07-23 10:00:00 | 0.069987 | 0.06754 | 0.067541 | [6 empty] | -28.26 |  |  | 29.02 | 35.03 | 1.2601 | 2.9179 |  |  |  | 0 | 0
2016-07-23 11:00:00 | 0.069266 | 0.067533 | 0.067535 | [6 empty] | -28.26 |  |  | 25.25 | 35.37 | 1.2056 | 2.8131 |  |  |  | 0 | 0
2016-07-23 12:00:00 | 0.066133 | 0.063634 | 0.063635 | [6 empty] | -28.26 |  |  | 24.52 | 30.05 | 1.2145 | 2.8217 |  |  |  | 0 | 0
2016-07-23 13:00:00 | 0.066296 | 0.065111 | 0.065113 | [6 empty] | -28.26 |  |  | 24.97 | 30.04 | 1.101 | 2.5529 |  |  |  | 0 | 0
2016-07-23 14:00:00 | 0.064297 | 0.062575 | 0.062577 | [6 empty] | -28.26 |  |  | 27.72 | 24.25 | 1.1161 | 2.586 |  |  |  | 0 | 0
2016-07-23 15:00:00 | 0.05973 | 0.058137 | 0.058139 | [6 empty] | -28.26 |  |  | 30.57 | 24.25 | 1.025 | 2.3614 |  |  |  | 0 | 0
2016-07-23 16:00:00 | 0.05637 | 0.054471 | 0.054472 | [6 empty] | -28.26 |  |  | 31.86 | 25.65 | 1.0164 | 2.3624 |  |  |  | 0 | 0
2016-07-23 17:00:00 | 0.057171 | 0.054791 | 0.054792 | [6 empty] | -28.26 |  |  | 33.62 | 36.8 | 1.0845 | 2.539 |  |  |  | 0 | 0
2016-07-23 18:00:00 | 0.062252 | 0.060072 | 0.060073 | [6 empty] | -28.26 |  |  | 32.9 | 38.07 | 1.136 | 2.6478 |  |  |  | 0 | 0
2016-07-23 19:00:00 | 0.062879 | 0.060397 | 0.060398 | [6 empty] | -28.26 |  |  | 32.38 | 39.18 | 1.1737 | 2.7383 |  |  |  | 0 | 0
2016-07-23 20:00:00 | 0.067725 | 0.064811 | 0.064812 | [6 empty] | -28.26 |  |  | 32.14 | 39.91 | 1.2794 | 2.9774 |  |  |  | 0 | 0
2016-07-23 21:00:00 | 0.063193 | 0.059755 | 0.059756 | [6 empty] | -28.26 |  |  | 29.07 | 38.91 | 1.2372 | 2.8553 |  |  |  | 0 | 0
2016-07-23 22:00:00 | 0.053606 | 0.049587 | 0.049589 | [6 empty] | -28.26 |  |  | 30.11 | 41.71 | 1.1109 | 2.5207 |  |  |  | 0 | 0
2016-07-23 23:00:00 | 0.047166 | 0.046168 | 0.046171 | [6 empty] | -28.26 |  |  | 28.11 | 24.24 | 0.77523 | 1.7657 |  |  |  | 0 | 0
2016-07-24 00:00:00 | 0.044825 | 0.045837 | 0.04584 | [6 empty] | -28.26 |  |  | 25.99 | 14.15 | 0.56477 | 1.2755 |  |  |  | 0 | 0
2016-07-24 01:00:00 | 0.049554 | 0.050951 | 0.050955 | [6 empty] | -28.26 |  |  | 24.93 | 10.17 | 0.59751 | 1.345 |  |  |  | 0 | 0
2016-07-24 02:00:00 | 0.057219 | 0.06042 | 0.060424 | [6 empty] | -28.26 |  |  | 24.25 | 7.91 | 0.56703 | 1.2848 |  |  |  | 0 | 0
2016-07-24 03:00:00 | 0.067125 | 0.072184 | 0.07219 | [6 empty] | -28.26 |  |  | 23.98 | 3.98 | 0.55727 | 1.2646 |  |  |  | 0 | 0
2016-07-24 04:00:00 | 0.081969 | 0.085942 | 0.085947 | [6 empty] | -28.26 |  |  | 23.92 | 3.48 | 0.88619 | 2.0401 |  |  |  | 0 | 0
2016-07-24 05:00:00 | 0.078548 | 0.078965 | 0.078967 | [6 empty] | -28.26 |  |  | 24.79 | 1.91 | 1.2278 | 2.9437 |  |  |  | 0 | 0
2016-07-24 06:00:00 | 0.085703 | 0.088095 | 0.088096 | [6 empty] | -28.26 |  |  | 25.67 | 1.61 | 1.1732 | 2.8383 |  |  |  | 0 | 0
2016-07-24 07:00:00 | 0.080581 | 0.076906 | 0.076907 | [6 empty] | -28.26 |  |  | 25.95 | 5.93 | 1.5074 | 3.4761 |  |  |  | 0 | 0
2016-07-24 08:00:00 | 0.070485 | 0.067743 | 0.067744 | [6 empty] | -28.26 |  |  | 24.87 | 6.27 | 1.2901 | 2.9858 |  |  |  | 0 | 0
2016-07-24 09:00:00 | 0.071217 | 0.06833 | 0.068331 | [6 empty] | -28.26 |  |  | 25.13 | 13.83 | 1.3067 | 3.0152 |  |  |  | 0 | 0
2016-07-24 10:00:00 | 0.065105 | 0.062135 | 0.062136 | [6 empty] | -28.26 |  |  | 23.47 | 20.35 | 1.2268 | 2.8353 |  |  |  | 0 | 0
2016-07-24 11:00:00 | 0.063871 | 0.061505 | 0.061506 | [6 empty] | -28.26 |  |  | 23.82 | 26.98 | 1.1738 | 2.7334 |  |  |  | 0 | 0
2016-07-24 12:00:00 | 0.061538 | 0.058553 | 0.058553 | [6 empty] | -28.26 |  |  | 23.3 | 24.18 | 1.1825 | 2.7418 |  |  |  | 0 | 0
2016-07-24 13:00:00 | 0.056427 | 0.053802 | 0.053803 | [6 empty] | -28.26 |  |  | 23.48 | 19.78 | 1.072 | 2.4808 |  |  |  | 0 | 0
2016-07-24 14:00:00 | 0.057259 | 0.054598 | 0.054599 | [6 empty] | -28.26 |  |  | 24.76 | 19.21 | 1.0867 | 2.5129 |  |  |  | 0 | 0
2016-07-24 15:00:00 | 0.052854 | 0.05033 | 0.050331 | [6 empty] | -28.26 |  |  | 26.42 | 19.18 | 0.99799 | 2.2948 |  |  |  | 0 | 0
2016-07-24 16:00:00 | 0.054153 | 0.052132 | 0.052133 | [6 empty] | -28.26 |  |  | 29.91 | 20.86 | 0.98962 | 2.2956 |  |  |  | 0 | 0
2016-07-24 17:00:00 | 0.058049 | 0.056103 | 0.056104 | [6 empty] | -28.26 |  |  | 31.94 | 29.93 | 1.0559 | 2.467 |  |  |  | 0 | 0
2016-07-24 18:00:00 | 0.061889 | 0.059942 | 0.059943 | [6 empty] | -28.26 |  |  | 32.95 | 39 | 1.106 | 2.5729 |  |  |  | 0 | 0
2016-07-24 19:00:00 | 0.063982 | 0.061999 | 0.062 | [6 empty] | -28.26 |  |  | 33.22 | 39.06 | 1.1427 | 2.6607 |  |  |  | 0 | 0
2016-07-24 20:00:00 | 0.070149 | 0.067994 | 0.067996 | [6 empty] | -28.26 |  |  | 35.93 | 35.86 | 1.2456 | 2.8931 |  |  |  | 0 | 0
2016-07-24 21:00:00 | 0.064573 | 0.061706 | 0.061707 | [6 empty] | -28.26 |  |  | 33.3 | 40.37 | 1.2046 | 2.7747 |  |  |  | 0 | 0
2016-07-24 22:00:00 | 0.056458 | 0.053246 | 0.053249 | [6 empty] | -28.26 |  |  | 29.8 | 40.3 | 1.0818 | 2.4499 |  |  |  | 0 | 0
2016-07-24 23:00:00 | 0.04523 | 0.044104 | 0.044107 | [6 empty] | -28.26 |  |  | 27.32 | 31.41 | 0.75493 | 1.7163 |  |  |  | 0 | 0
2016-07-25 00:00:00 | 0.040083 | 0.040818 | 0.040821 | [6 empty] | -28.26 |  |  | 26.32 | 25.69 | 0.51202 | 1.1479 |  |  |  | 0 | 0
2016-07-25 01:00:00 | 0.041195 | 0.041719 | 0.041722 | [6 empty] | -28.26 |  |  | 25.93 | 14.78 | 0.54167 | 1.2103 |  |  |  | 0 | 0
2016-07-25 02:00:00 | 0.041034 | 0.041949 | 0.041952 | [6 empty] | -28.26 |  |  | 25.92 | 10.99 | 0.51407 | 1.1563 |  |  |  | 0 | 0
2016-07-25 03:00:00 | 0.048848 | 0.051245 | 0.051249 | [6 empty] | -28.26 |  |  | 27.8 | 10.2 | 0.50512 | 1.1377 |  |  |  | 0 | 0
2016-07-25 04:00:00 | 0.076776 | 0.080674 | 0.080679 | [6 empty] | -28.26 |  |  | 35 | 10.2 | 0.80312 | 1.8348 |  |  |  | 0 | 0
2016-07-25 05:00:00 | 0.092544 | 0.096467 | 0.096472 | [6 empty] | -28.26 |  |  | 38.08 | 28.51 | 1.1118 | 2.6441 |  |  |  | 0 | 0
2016-07-25 06:00:00 | 0.091856 | 0.096317 | 0.096319 | [6 empty] | -28.26 |  |  | 39.52 | 41.33 | 1.0615 | 2.5459 |  |  |  | 0 | 0
2016-07-25 07:00:00 | 0.0835 | 0.081772 | 0.081773 | [6 empty] | -28.26 |  |  | 37.94 | 50.54 | 1.3647 | 3.1211 |  |  |  | 0 | 0
2016-07-25 08:00:00 | 0.07511 | 0.074391 | 0.074393 | [6 empty] | -28.26 |  |  | 36.47 | 55.22 | 1.1683 | 2.6818 |  |  |  | 0 | 0
2016-07-25 09:00:00 | 0.074995 | 0.074007 | 0.074009 | [6 empty] | -28.26 |  |  | 36.05 | 54.02 | 1.1834 | 2.7085 |  |  |  | 0 | 0
2016-07-25 10:00:00 | 0.069878 | 0.068902 | 0.068905 | [6 empty] | -28.26 |  |  | 33.64 | 56.51 | 1.111 | 2.5469 |  |  |  | 0 | 0
2016-07-25 11:00:00 | 0.06686 | 0.066103 | 0.066105 | [6 empty] | -28.26 |  |  | 32.95 | 58.63 | 1.063 | 2.4555 |  |  |  | 0 | 0
2016-07-25 12:00:00 | 0.060703 | 0.058676 | 0.058678 | [6 empty] | -28.26 |  |  | 32.35 | 57.98 | 1.0709 | 2.4631 |  |  |  | 0 | 0
2016-07-25 13:00:00 | 0.05657 | 0.054975 | 0.054977 | [6 empty] | -28.26 |  |  | 32.6 | 58.1 | 0.97097 | 2.2291 |  |  |  | 0 | 0
2016-07-25 14:00:00 | 0.055918 | 0.054042 | 0.054044 | [6 empty] | -28.26 |  |  | 33.32 | 56.28 | 0.98434 | 2.2582 |  |  |  | 0 | 0
2016-07-25 15:00:00 | 0.051299 | 0.049452 | 0.049453 | [6 empty] | -28.26 |  |  | 35.18 | 54.95 | 0.90402 | 2.0623 |  |  |  | 0 | 0
2016-07-25 16:00:00 | 0.052099 | 0.050643 | 0.050644 | [6 empty] | -28.26 |  |  | 35.99 | 55.74 | 0.89625 | 2.0623 |  |  |  | 0 | 0
2016-07-25 17:00:00 | 0.054334 | 0.052706 | 0.052707 | [6 empty] | -28.26 |  |  | 36.59 | 56.92 | 0.95619 | 2.216 |  |  |  | 0 | 0
2016-07-25 18:00:00 | 0.060213 | 0.058995 | 0.058997 | [6 empty] | -28.26 |  |  | 36.47 | 57.95 | 1.0017 | 2.3115 |  |  |  | 0 | 0
2016-07-25 19:00:00 | 0.063772 | 0.062808 | 0.06281 | [6 empty] | -28.26 |  |  | 36.08 | 57.44 | 1.0349 | 2.3903 |  |  |  | 0 | 0
2016-07-25 20:00:00 | 0.063278 | 0.061077 | 0.061078 | [6 empty] | -28.26 |  |  | 35.47 | 54.07 | 1.1282 | 2.5993 |  |  |  | 0 | 0
2016-07-25 21:00:00 | 0.061082 | 0.058744 | 0.058746 | [6 empty] | -28.26 |  |  | 30.4 | 52.81 | 1.0912 | 2.4935 |  |  |  | 0 | 0
2016-07-25 22:00:00 | 0.051312 | 0.048261 | 0.048263 | [6 empty] | -28.26 |  |  | 27.98 | 52.05 | 0.98026 | 2.203 |  |  |  | 0 | 0
2016-07-25 23:00:00 | 0.040534 | 0.039317 | 0.039319 | [6 empty] | -28.26 |  |  | 27.5 | 44.92 | 0.68431 | 1.5442 |  |  |  | 0 | 0
2016-07-26 00:00:00 | 0.039412 | 0.039931 | 0.039934 | [6 empty] | -28.26 |  |  | 26.38 | 44.01 | 0.52143 | 1.1707 |  |  |  | 0 | 0
2016-07-26 01:00:00 | 0.040952 | 0.041328 | 0.041331 | [6 empty] | -28.26 |  |  | 25.88 | 39.92 | 0.55163 | 1.2344 |  |  |  | 0 | 0
2016-07-26 02:00:00 | 0.040865 | 0.041652 | 0.041655 | [6 empty] | -28.26 |  |  | 25.91 | 38.72 | 0.52352 | 1.1793 |  |  |  | 0 | 0
2016-07-26 03:00:00 | 0.049092 | 0.051436 | 0.051439 | [6 empty] | -28.26 |  |  | 26.53 | 38.83 | 0.51442 | 1.1603 |  |  |  | 0 | 0
2016-07-26 04:00:00 | 0.076824 | 0.080581 | 0.080586 | [6 empty] | -28.26 |  |  | 30.97 | 37.74 | 0.81794 | 1.8715 |  |  |  | 0 | 0
2016-07-26 05:00:00 | 0.094392 | 0.098452 | 0.098457 | [6 empty] | -28.26 |  |  | 35.9 | 40.84 | 1.1325 | 2.6977 |  |  |  | 0 | 0
2016-07-26 06:00:00 | 0.093116 | 0.097623 | 0.097625 | [6 empty] | -28.26 |  |  | 39.16 | 49.1 | 1.0814 | 2.5982 |  |  |  | 0 | 0
2016-07-26 07:00:00 | 0.087758 | 0.086521 | 0.086522 | [6 empty] | -28.26 |  |  | 37.45 | 54.1 | 1.3902 | 3.1845 |  |  |  | 0 | 0
2016-07-26 08:00:00 | 0.07882 | 0.078536 | 0.078539 | [6 empty] | -28.26 |  |  | 36.46 | 51.58 | 1.19 | 2.7362 |  |  |  | 0 | 0
2016-07-26 09:00:00 | 0.078707 | 0.07815 | 0.078152 | [6 empty] | -28.26 |  |  | 37.01 | 53.02 | 1.2054 | 2.7633 |  |  |  | 0 | 0
2016-07-26 10:00:00 | 0.073354 | 0.072782 | 0.072784 | [6 empty] | -28.26 |  |  | 33.13 | 55.9 | 1.1317 | 2.5985 |  |  |  | 0 | 0
2016-07-26 11:00:00 | 0.069801 | 0.069366 | 0.069369 | [6 empty] | -28.26 |  |  | 32.91 | 58.66 | 1.0828 | 2.5052 |  |  |  | 0 | 0
2016-07-26 12:00:00 | 0.063086 | 0.06128 | 0.061282 | [6 empty] | -28.26 |  |  | 31.8 | 56.46 | 1.0908 | 2.5129 |  |  |  | 0 | 0
2016-07-26 13:00:00 | 0.057412 | 0.055786 | 0.055788 | [6 empty] | -28.26 |  |  | 32.92 | 55.29 | 0.989 | 2.2741 |  |  |  | 0 | 0
2016-07-26 14:00:00 | 0.056592 | 0.054652 | 0.054654 | [6 empty] | -28.26 |  |  | 32.26 | 55.08 | 1.0026 | 2.3037 |  |  |  | 0 | 0
2016-07-26 15:00:00 | 0.051167 | 0.049128 | 0.04913 | [6 empty] | -28.26 |  |  | 34.07 | 52.82 | 0.92079 | 2.1038 |  |  |  | 0 | 0
2016-07-26 16:00:00 | 0.052058 | 0.050429 | 0.050431 | [6 empty] | -28.26 |  |  | 37.13 | 50.56 | 0.91291 | 2.104 |  |  |  | 0 | 0
2016-07-26 17:00:00 | 0.054495 | 0.052722 | 0.052723 | [6 empty] | -28.26 |  |  | 39.3 | 51.97 | 0.97398 | 2.2609 |  |  |  | 0 | 0
2016-07-26 18:00:00 | 0.060284 | 0.058897 | 0.058899 | [6 empty] | -28.26 |  |  | 37.28 | 54.6 | 1.0203 | 2.3582 |  |  |  | 0 | 0
2016-07-26 19:00:00 | 0.062827 | 0.061509 | 0.061511 | [6 empty] | -28.26 |  |  | 36.54 | 52.47 | 1.0541 | 2.4386 |  |  |  | 0 | 0
2016-07-26 20:00:00 | 0.062593 | 0.060066 | 0.060067 | [6 empty] | -28.26 |  |  | 35.81 | 55.01 | 1.1491 | 2.6518 |  |  |  | 0 | 0
2016-07-26 21:00:00 | 0.060527 | 0.057889 | 0.057891 | [6 empty] | -28.26 |  |  | 30.2 | 52.02 | 1.1114 | 2.5438 |  |  |  | 0 | 0
2016-07-26 22:00:00 | 0.050787 | 0.047454 | 0.047456 | [6 empty] | -28.26 |  |  | 28.12 | 49.92 | 0.99837 | 2.2471 |  |  |  | 0 | 0
2016-07-26 23:00:00 | 0.039824 | 0.038352 | 0.038354 | [6 empty] | -28.26 |  |  | 27.61 | 45.77 | 0.69691 | 1.5749 |  |  |  | 0 | 0
2016-07-27 00:00:00 | 0.043002 | 0.043455 | 0.043459 | [6 empty] | -28.26 |  |  | 26.53 | 40.36 | 0.58732 | 1.33 |  |  |  | 0 | 0
2016-07-27 01:00:00 | 0.0447 | 0.044992 | 0.044995 | [6 empty] | -28.26 |  |  | 25.87 | 39.96 | 0.62138 | 1.4025 |  |  |  | 0 | 0
2016-07-27 02:00:00 | 0.044558 | 0.045301 | 0.045304 | [6 empty] | -28.26 |  |  | 26 | 39.5 | 0.58966 | 1.3397 |  |  |  | 0 | 0
2016-07-27 03:00:00 | 0.053337 | 0.055745 | 0.055749 | [6 empty] | -28.26 |  |  | 26.63 | 40.37 | 0.57956 | 1.3187 |  |  |  | 0 | 0
2016-07-27 04:00:00 | 0.083492 | 0.087372 | 0.087378 | [6 empty] | -28.26 |  |  | 31.53 | 41.04 | 0.9217 | 2.1277 |  |  |  | 0 | 0
2016-07-27 05:00:00 | 0.10283 | 0.10705 | 0.10706 | [6 empty] | -28.26 |  |  | 36.43 | 41.99 | 1.2773 | 3.0715 |  |  |  | 0 | 0
2016-07-27 06:00:00 | 0.1014 | 0.10612 | 0.10612 | [6 empty] | -28.26 |  |  | 39.11 | 49.94 | 1.2209 | 2.9629 |  |  |  | 0 | 0
2016-07-27 07:00:00 | 0.096196 | 0.094644 | 0.094645 | [6 empty] | -28.26 |  |  | 40.67 | 54.64 | 1.5684 | 3.6275 |  |  |  | 0 | 0
2016-07-27 08:00:00 | 0.086289 | 0.085797 | 0.085799 | [6 empty] | -28.26 |  |  | 40.92 | 56.57 | 1.3422 | 3.1155 |  |  |  | 0 | 0
2016-07-27 09:00:00 | 0.086193 | 0.0854 | 0.085403 | [6 empty] | -28.26 |  |  | 41.25 | 57.08 | 1.3594 | 3.146 |  |  |  | 0 | 0
2016-07-27 10:00:00 | 0.080345 | 0.079551 | 0.079553 | [6 empty] | -28.26 |  |  | 37.09 | 54.93 | 1.2763 | 2.9582 |  |  |  | 0 | 0
2016-07-27 11:00:00 | 0.076462 | 0.075837 | 0.075839 | [6 empty] | -28.26 |  |  | 36.53 | 55.53 | 1.2211 | 2.852 |  |  |  | 0 | 0
2016-07-27 12:00:00 | 0.0693 | 0.067201 | 0.067202 | [6 empty] | -28.26 |  |  | 33.19 | 55.28 | 1.2301 | 2.8606 |  |  |  | 0 | 0
2016-07-27 13:00:00 | 0.063058 | 0.061163 | 0.061165 | [6 empty] | -28.26 |  |  | 32.6 | 53.2 | 1.1152 | 2.5881 |  |  |  | 0 | 0
2016-07-27 14:00:00 | 0.062203 | 0.05997 | 0.059972 | [6 empty] | -28.26 |  |  | 32.7 | 54.51 | 1.1304 | 2.6215 |  |  |  | 0 | 0
2016-07-27 15:00:00 | 0.056264 | 0.05393 | 0.053932 | [6 empty] | -28.26 |  |  | 33.15 | 53.13 | 1.0381 | 2.3939 |  |  |  | 0 | 0
2016-07-27 16:00:00 | 0.057208 | 0.055326 | 0.055327 | [6 empty] | -28.26 |  |  | 35.97 | 52.28 | 1.0295 | 2.395 |  |  |  | 0 | 0
2016-07-27 17:00:00 | 0.059919 | 0.057885 | 0.057886 | [6 empty] | -28.26 |  |  | 36.61 | 53.02 | 1.0985 | 2.5741 |  |  |  | 0 | 0
2016-07-27 18:00:00 | 0.066183 | 0.064548 | 0.064549 | [6 empty] | -28.26 |  |  | 36.37 | 53.2 | 1.1506 | 2.6843 |  |  |  | 0 | 0
2016-07-27 19:00:00 | 0.06896 | 0.067395 | 0.067396 | [6 empty] | -28.26 |  |  | 35.56 | 53.21 | 1.1888 | 2.776 |  |  |  | 0 | 0
2016-07-27 20:00:00 | 0.068873 | 0.065996 | 0.065998 | [6 empty] | -28.26 |  |  | 34.04 | 50.83 | 1.2958 | 3.0184 |  |  |  | 0 | 0
2016-07-27 21:00:00 | 0.066595 | 0.063592 | 0.063594 | [6 empty] | -28.26 |  |  | 29.94 | 50.84 | 1.2531 | 2.8946 |  |  |  | 0 | 0
2016-07-27 22:00:00 | 0.055982 | 0.05223 | 0.052232 | [6 empty] | -28.26 |  |  | 26.9 | 51.7 | 1.1252 | 2.5553 |  |  |  | 0 | 0
2016-07-27 23:00:00 | 0.043744 | 0.042042 | 0.042045 | [6 empty] | -28.26 |  |  | 26.39 | 46.25 | 0.78512 | 1.7898 |  |  |  | 0 | 0
2016-07-28 00:00:00 | 0.044975 | 0.045465 | 0.045468 | [6 empty] | -28.26 |  |  | 25.8 | 41.59 | 0.61651 | 1.4004 |  |  |  | 0 | 0
2016-07-28 01:00:00 | 0.046754 | 0.047075 | 0.047078 | [6 empty] | -28.26 |  |  | 25.29 | 40.04 | 0.65228 | 1.4767 |  |  |  | 0 | 0
2016-07-28 02:00:00 | 0.046599 | 0.047391 | 0.047394 | [6 empty] | -28.26 |  |  | 25.26 | 39.97 | 0.61897 | 1.4106 |  |  |  | 0 | 0
2016-07-28 03:00:00 | 0.055757 | 0.058287 | 0.058291 | [6 empty] | -28.26 |  |  | 26.39 | 39.25 | 0.60841 | 1.3887 |  |  |  | 0 | 0
2016-07-28 04:00:00 | 0.087286 | 0.091364 | 0.09137 | [6 empty] | -28.26 |  |  | 29.92 | 39.55 | 0.96766 | 2.241 |  |  |  | 0 | 0
2016-07-28 05:00:00 | 0.10754 | 0.112 | 0.11201 | [6 empty] | -28.26 |  |  | 34.91 | 41.02 | 1.3415 | 3.2367 |  |  |  | 0 | 0
2016-07-28 06:00:00 | 0.10605 | 0.11103 | 0.11103 | [6 empty] | -28.26 |  |  | 36.94 | 48.13 | 1.2827 | 3.124 |  |  |  | 0 | 0
2016-07-28 07:00:00 | 0.10068 | 0.099117 | 0.099118 | [6 empty] | -28.26 |  |  | 35.79 | 55.85 | 1.6473 | 3.8232 |  |  |  | 0 | 0
2016-07-28 08:00:00 | 0.090296 | 0.08983 | 0.089832 | [6 empty] | -28.26 |  |  | 33.93 | 52.59 | 1.4096 | 3.2831 |  |  |  | 0 | 0
2016-07-28 09:00:00 | 0.090198 | 0.089418 | 0.089421 | [6 empty] | -28.26 |  |  | 33.75 | 54.99 | 1.4277 | 3.3151 |  |  |  | 0 | 0
2016-07-28 10:00:00 | 0.084081 | 0.083297 | 0.083299 | [6 empty] | -28.26 |  |  | 33.81 | 58 | 1.3404 | 3.1172 |  |  |  | 0 | 0
2016-07-28 11:00:00 | 0.080017 | 0.079411 | 0.079413 | [6 empty] | -28.26 |  |  | 31.79 | 60 | 1.2824 | 3.0052 |  |  |  | 0 | 0
2016-07-28 12:00:00 | 0.072546 | 0.070401 | 0.070402 | [6 empty] | -28.26 |  |  | 30.97 | 55.13 | 1.2918 | 3.0142 |  |  |  | 0 | 0
2016-07-28 13:00:00 | 0.06601 | 0.064072 | 0.064074 | [6 empty] | -28.26 |  |  | 31.43 | 54.25 | 1.1711 | 2.7269 |  |  |  | 0 | 0
2016-07-28 14:00:00 | 0.06512 | 0.06283 | 0.062832 | [6 empty] | -28.26 |  |  | 31.43 | 53.96 | 1.1871 | 2.762 |  |  |  | 0 | 0
2016-07-28 15:00:00 | 0.058906 | 0.056506 | 0.056507 | [6 empty] | -28.26 |  |  | 32.98 | 53 | 1.0901 | 2.5221 |  |  |  | 0 | 0
2016-07-28 16:00:00 | 0.059891 | 0.057964 | 0.057965 | [6 empty] | -28.26 |  |  | 34.97 | 50.28 | 1.0812 | 2.5236 |  |  |  | 0 | 0
2016-07-28 17:00:00 | 0.062735 | 0.060653 | 0.060654 | [6 empty] | -28.26 |  |  | 36.72 | 49.98 | 1.1536 | 2.7124 |  |  |  | 0 | 0
2016-07-28 18:00:00 | 0.069279 | 0.067615 | 0.067617 | [6 empty] | -28.26 |  |  | 35.5 | 50.86 | 1.2083 | 2.8285 |  |  |  | 0 | 0
2016-07-28 19:00:00 | 0.072184 | 0.070595 | 0.070596 | [6 empty] | -28.26 |  |  | 34.04 | 50.87 | 1.2484 | 2.9251 |  |  |  | 0 | 0
2016-07-28 20:00:00 | 0.072113 | 0.069159 | 0.069161 | [6 empty] | -28.26 |  |  | 33.93 | 53.29 | 1.3608 | 3.1804 |  |  |  | 0 | 0
2016-07-28 21:00:00 | 0.069726 | 0.066636 | 0.066638 | [6 empty] | -28.26 |  |  | 29.92 | 53.28 | 1.3158 | 3.0497 |  |  |  | 0 | 0
2016-07-28 22:00:00 | 0.058624 | 0.054743 | 0.054745 | [6 empty] | -28.26 |  |  | 28.21 | 51.37 | 1.1813 | 2.6915 |  |  |  | 0 | 0
2016-07-28 23:00:00 | 0.045787 | 0.044036 | 0.044039 | [6 empty] | -28.26 |  |  | 27.04 | 46.14 | 0.8242 | 1.8848 |  |  |  | 0 | 0
2016-07-29 00:00:00 | 0.044752 | 0.045198 | 0.045201 | [6 empty] | -28.26 |  |  | 26.03 | 42.71 | 0.61701 | 1.4016 |  |  |  | 0 | 0
2016-07-29 01:00:00 | 0.046339 | 0.046582 | 0.046585 | [6 empty] | -28.26 |  |  | 24.58 | 40.04 | 0.65281 | 1.478 |  |  |  | 0 | 0
2016-07-29 02:00:00 | 0.045541 | 0.046143 | 0.046146 | [6 empty] | -28.26 |  |  | 24.84 | 38.06 | 0.61947 | 1.4118 |  |  |  | 0 | 0
2016-07-29 03:00:00 | 0.053178 | 0.055251 | 0.055255 | [6 empty] | -28.26 |  |  | 25.95 | 35.94 | 0.60891 | 1.3899 |  |  |  | 0 | 0
2016-07-29 04:00:00 | 0.083783 | 0.087239 | 0.087245 | [6 empty] | -28.26 |  |  | 29.68 | 35.09 | 0.96845 | 2.2429 |  |  |  | 0 | 0
2016-07-29 05:00:00 | 0.10145 | 0.10484 | 0.10484 | [6 empty] | -28.26 |  |  | 33.99 | 40.01 | 1.3426 | 3.2395 |  |  |  | 0 | 0
2016-07-29 06:00:00 | 0.10461 | 0.10933 | 0.10933 | [6 empty] | -28.26 |  |  | 36.13 | 49.45 | 1.2837 | 3.1268 |  |  |  | 0 | 0
2016-07-29 07:00:00 | 0.10143 | 0.099984 | 0.099986 | [6 empty] | -28.26 |  |  | 36.09 | 55.92 | 1.6487 | 3.8266 |  |  |  | 0 | 0
2016-07-29 08:00:00 | 0.090837 | 0.090454 | 0.090457 | [6 empty] | -28.26 |  |  | 33.75 | 57.92 | 1.4108 | 3.2859 |  |  |  | 0 | 0
2016-07-29 09:00:00 | 0.089052 | 0.088059 | 0.088061 | [6 empty] | -28.26 |  |  | 33.21 | 58 | 1.4288 | 3.3179 |  |  |  | 0 | 0
2016-07-29 10:00:00 | 0.082194 | 0.081068 | 0.08107 | [6 empty] | -28.26 |  |  | 31.67 | 57.51 | 1.3415 | 3.1199 |  |  |  | 0 | 0
2016-07-29 11:00:00 | 0.078174 | 0.077234 | 0.077236 | [6 empty] | -28.26 |  |  | 29.5 | 58.26 | 1.2835 | 3.0079 |  |  |  | 0 | 0
2016-07-29 12:00:00 | 0.072997 | 0.07092 | 0.070921 | [6 empty] | -28.26 |  |  | 27.94 | 56.09 | 1.2929 | 3.0169 |  |  |  | 0 | 0
2016-07-29 13:00:00 | 0.064456 | 0.062237 | 0.062238 | [6 empty] | -28.26 |  |  | 27.37 | 53.18 | 1.172 | 2.7292 |  |  |  | 0 | 0
2016-07-29 14:00:00 | 0.064219 | 0.061762 | 0.061763 | [6 empty] | -28.26 |  |  | 28.09 | 52 | 1.188 | 2.7644 |  |  |  | 0 | 0
2016-07-29 15:00:00 | 0.057529 | 0.054879 | 0.05488 | [6 empty] | -28.26 |  |  | 29.11 | 49.7 | 1.091 | 2.5243 |  |  |  | 0 | 0
2016-07-29 16:00:00 | 0.059832 | 0.057886 | 0.057888 | [6 empty] | -28.26 |  |  | 31.5 | 47.97 | 1.0821 | 2.5258 |  |  |  | 0 | 0
2016-07-29 17:00:00 | 0.063559 | 0.061613 | 0.061614 | [6 empty] | -28.26 |  |  | 34.13 | 49.41 | 1.1546 | 2.7148 |  |  |  | 0 | 0
2016-07-29 18:00:00 | 0.071264 | 0.069938 | 0.06994 | [6 empty] | -28.26 |  |  | 32.98 | 50.93 | 1.2093 | 2.8309 |  |  |  | 0 | 0
2016-07-29 19:00:00 | 0.072795 | 0.071303 | 0.071305 | [6 empty] | -28.26 |  |  | 30.86 | 49.95 | 1.2494 | 2.9277 |  |  |  | 0 | 0
2016-07-29 20:00:00 | 0.073865 | 0.071207 | 0.071208 | [6 empty] | -28.26 |  |  | 29.81 | 50.95 | 1.3619 | 3.1832 |  |  |  | 0 | 0
2016-07-29 21:00:00 | 0.069529 | 0.066393 | 0.066395 | [6 empty] | -28.26 |  |  | 28.87 | 49.53 | 1.3169 | 3.0523 |  |  |  | 0 | 0
2016-07-29 22:00:00 | 0.058291 | 0.054341 | 0.054343 | [6 empty] | -28.26 |  |  | 31.07 | 50.83 | 1.1823 | 2.6938 |  |  |  | 0 | 0
2016-07-29 23:00:00 | 0.047011 | 0.045468 | 0.04547 | [6 empty] | -28.26 |  |  | 26.51 | 44.6 | 0.82487 | 1.8864 |  |  |  | 0 | 0
2016-07-30 00:00:00 | 0.044586 | 0.045083 | 0.045086 | [6 empty] | -28.26 |  |  | 25.59 | 45 | 0.60938 | 1.3832 |  |  |  | 0 | 0
2016-07-30 01:00:00 | 0.042436 | 0.042081 | 0.042084 | [6 empty] | -28.26 |  |  | 24.56 | 38.97 | 0.64473 | 1.4586 |  |  |  | 0 | 0
2016-07-30 02:00:00 | 0.043841 | 0.044225 | 0.044228 | [6 empty] | -28.26 |  |  | 24.17 | 36.16 | 0.61181 | 1.3933 |  |  |  | 0 | 0
2016-07-30 03:00:00 | 0.049073 | 0.050505 | 0.050509 | [6 empty] | -28.26 |  |  | 24.39 | 32.34 | 0.60137 | 1.3716 |  |  |  | 0 | 0
2016-07-30 04:00:00 | 0.065059 | 0.065354 | 0.065358 | [6 empty] | -28.26 |  |  | 24.72 | 31.15 | 0.95644 | 2.2133 |  |  |  | 0 | 0
2016-07-30 05:00:00 | 0.093845 | 0.096049 | 0.096052 | [6 empty] | -28.26 |  |  | 25.46 | 29.66 | 1.3258 | 3.1964 |  |  |  | 0 | 0
2016-07-30 06:00:00 | 0.096994 | 0.10052 | 0.10052 | [6 empty] | -28.26 |  |  | 26.74 | 32.67 | 1.2676 | 3.0847 |  |  |  | 0 | 0
2016-07-30 07:00:00 | 0.098411 | 0.096644 | 0.096646 | [6 empty] | -28.26 |  |  | 28.97 | 38.58 | 1.628 | 3.7755 |  |  |  | 0 | 0
2016-07-30 08:00:00 | 0.083976 | 0.082567 | 0.082568 | [6 empty] | -28.26 |  |  | 28.38 | 44.42 | 1.3931 | 3.2422 |  |  |  | 0 | 0
2016-07-30 09:00:00 | 0.087369 | 0.086262 | 0.086264 | [6 empty] | -28.26 |  |  | 27.93 | 47.48 | 1.411 | 3.2738 |  |  |  | 0 | 0
2016-07-30 10:00:00 | 0.072993 | 0.070422 | 0.070423 | [6 empty] | -28.26 |  |  | 26.33 | 50.03 | 1.3248 | 3.0784 |  |  |  | 0 | 0
2016-07-30 11:00:00 | 0.072219 | 0.070393 | 0.070395 | [6 empty] | -28.26 |  |  | 24.79 | 50.02 | 1.2674 | 2.9678 |  |  |  | 0 | 0
2016-07-30 12:00:00 | 0.068984 | 0.066364 | 0.066365 | [6 empty] | -28.26 |  |  | 23.99 | 50 | 1.2768 | 2.9767 |  |  |  | 0 | 0
2016-07-30 13:00:00 | 0.069093 | 0.067833 | 0.067835 | [6 empty] | -28.26 |  |  | 24.04 | 43.93 | 1.1574 | 2.693 |  |  |  | 0 | 0
2016-07-30 14:00:00 | 0.067034 | 0.065218 | 0.06522 | [6 empty] | -28.26 |  |  | 25.04 | 43.56 | 1.1732 | 2.7277 |  |  |  | 0 | 0
2016-07-30 15:00:00 | 0.062266 | 0.060584 | 0.060586 | [6 empty] | -28.26 |  |  | 26.1 | 39.93 | 1.0774 | 2.4908 |  |  |  | 0 | 0
2016-07-30 16:00:00 | 0.058791 | 0.056797 | 0.056798 | [6 empty] | -28.26 |  |  | 30.51 | 39.98 | 1.0686 | 2.4923 |  |  |  | 0 | 0
2016-07-30 17:00:00 | 0.059655 | 0.057165 | 0.057166 | [6 empty] | -28.26 |  |  | 31.92 | 44.72 | 1.1402 | 2.6787 |  |  |  | 0 | 0
2016-07-30 18:00:00 | 0.064932 | 0.062645 | 0.062647 | [6 empty] | -28.26 |  |  | 32.55 | 49.94 | 1.1942 | 2.7933 |  |  |  | 0 | 0
2016-07-30 19:00:00 | 0.0656 | 0.063001 | 0.063002 | [6 empty] | -28.26 |  |  | 32.09 | 49.84 | 1.2339 | 2.8887 |  |  |  | 0 | 0
2016-07-30 20:00:00 | 0.070663 | 0.067613 | 0.067614 | [6 empty] | -28.26 |  |  | 36.02 | 47.98 | 1.3449 | 3.1409 |  |  |  | 0 | 0
2016-07-30 21:00:00 | 0.065955 | 0.062359 | 0.06236 | [6 empty] | -28.26 |  |  | 32.96 | 48.2 | 1.3005 | 3.0118 |  |  |  | 0 | 0
2016-07-30 22:00:00 | 0.055976 | 0.051776 | 0.051778 | [6 empty] | -28.26 |  |  | 28.08 | 45.5 | 1.1676 | 2.6582 |  |  |  | 0 | 0
2016-07-30 23:00:00 | 0.049146 | 0.048083 | 0.048086 | [6 empty] | -28.26 |  |  | 25.36 | 35.91 | 0.81466 | 1.8616 |  |  |  | 0 | 0
2016-07-31 00:00:00 | 0.04595 | 0.047183 | 0.047186 | [6 empty] | -28.26 |  |  | 23.8 | 31.06 | 0.58668 | 1.3564 |  |  |  | 0 | 0
2016-07-31 01:00:00 | 0.051031 | 0.052902 | 0.052905 | [6 empty] | -28.26 |  |  | 22.56 | 31.47 | 0.59949 | 1.3757 |  |  |  | 0 | 0
2016-07-31 02:00:00 | 0.056448 | 0.059794 | 0.059798 | [6 empty] | -28.26 |  |  | 22.14 | 24.92 | 0.55964 | 1.2905 |  |  |  | 0 | 0
2016-07-31 03:00:00 | 0.07056 | 0.07554 | 0.075544 | [6 empty] | -28.26 |  |  | 21.65 | 24 | 0.62952 | 1.4508 |  |  |  | 0 | 0
2016-07-31 04:00:00 | 0.091759 | 0.096259 | 0.096265 | [6 empty] | -28.26 |  |  | 20.98 | 24 | 1.0131 | 2.3667 |  |  |  | 0 | 0
2016-07-31 05:00:00 | 0.091656 | 0.091293 | 0.091295 | [6 empty] | -28.26 |  |  | 21.99 | 23.45 | 1.5144 | 3.6362 |  |  |  | 0 | 0
2016-07-31 06:00:00 | 0.10309 | 0.10233 | 0.10233 | [6 empty] | -28.26 |  |  | 23.8 | 23.42 | 1.7155 | 4.0996 |  |  |  | 0 | 0
2016-07-31 07:00:00 | 0.090617 | 0.086647 | 0.086648 | [6 empty] | -28.26 |  |  | 25.12 | 31.66 | 1.722 | 4.0179 |  |  |  | 0 | 0
2016-07-31 08:00:00 | 0.081749 | 0.078589 | 0.078591 | [6 empty] | -28.26 |  |  | 25.28 | 35 | 1.5206 | 3.5497 |  |  |  | 0 | 0
2016-07-31 09:00:00 | 0.080301 | 0.077183 | 0.077184 | [6 empty] | -28.26 |  |  | 26.77 | 39.91 | 1.4946 | 3.4885 |  |  |  | 0 | 0
2016-07-31 10:00:00 | 0.073138 | 0.069913 | 0.069914 | [6 empty] | -28.26 |  |  | 26.34 | 47.15 | 1.3871 | 3.2272 |  |  |  | 0 | 0
2016-07-31 11:00:00 | 0.070139 | 0.067435 | 0.067437 | [6 empty] | -28.26 |  |  | 25.56 | 51.75 | 1.3052 | 3.0463 |  |  |  | 0 | 0
2016-07-31 12:00:00 | 0.068113 | 0.065204 | 0.065206 | [6 empty] | -28.26 |  |  | 24.35 | 50.08 | 1.2881 | 3.0005 |  |  |  | 0 | 0
2016-07-31 13:00:00 | 0.063577 | 0.061102 | 0.061103 | [6 empty] | -28.26 |  |  | 23.32 | 47.55 | 1.1744 | 2.7271 |  |  |  | 0 | 0
2016-07-31 14:00:00 | 0.061906 | 0.05925 | 0.059252 | [6 empty] | -28.26 |  |  | 22.78 | 43.2 | 1.161 | 2.6912 |  |  |  | 0 | 0
2016-07-31 15:00:00 | 0.05964 | 0.05737 | 0.057372 | [6 empty] | -28.26 |  |  | 25.25 | 40.19 | 1.0984 | 2.5515 |  |  |  | 0 | 0
2016-07-31 16:00:00 | 0.062515 | 0.060722 | 0.060724 | [6 empty] | -28.26 |  |  | 25.09 | 42.27 | 1.1151 | 2.6087 |  |  |  | 0 | 0
2016-07-31 17:00:00 | 0.064833 | 0.062965 | 0.062967 | [6 empty] | -28.26 |  |  | 28.23 | 49.13 | 1.1651 | 2.735 |  |  |  | 0 | 0
2016-07-31 18:00:00 | 0.068189 | 0.065813 | 0.065814 | [6 empty] | -28.26 |  |  | 28.92 | 50.61 | 1.2588 | 2.9512 |  |  |  | 0 | 0
2016-07-31 19:00:00 | 0.07441 | 0.072213 | 0.072214 | [6 empty] | -28.26 |  |  | 30.19 | 50.68 | 1.3457 | 3.164 |  |  |  | 0 | 0
2016-07-31 20:00:00 | 0.079254 | 0.077029 | 0.077031 | [6 empty] | -28.26 |  |  | 31.39 | 50.6 | 1.4172 | 3.3244 |  |  |  | 0 | 0
2016-07-31 21:00:00 | 0.072911 | 0.069476 | 0.069478 | [6 empty] | -28.26 |  |  | 27.78 | 51.92 | 1.4014 | 3.2566 |  |  |  | 0 | 0
2016-07-31 22:00:00 | 0.061986 | 0.058747 | 0.058749 | [6 empty] | -28.26 |  |  | 24.91 | 52.07 | 1.1917 | 2.7352 |  |  |  | 0 | 0
2016-07-31 23:00:00 | 0.048301 | 0.047331 | 0.047334 | [6 empty] | -28.26 |  |  | 23.79 | 46.4 | 0.81227 | 1.8793 |  |  |  | 0 | 0
2016-08-01 00:00:00 | 0.052343 | 0.053688 | 0.053691 | [6 empty] | -28.26 |  |  | 22.55 | 46.26 | 0.68451 | 1.5956 |  |  |  | 0 | 0
2016-08-01 01:00:00 | 0.052463 | 0.053534 | 0.053538 | [6 empty] | -28.26 |  |  | 22.14 | 40.41 | 0.6995 | 1.6184 |  |  |  | 0 | 0
2016-08-01 02:00:00 | 0.054552 | 0.056596 | 0.0566 | [6 empty] | -28.26 |  |  | 22.42 | 37.83 | 0.65306 | 1.5185 |  |  |  | 0 | 0
2016-08-01 03:00:00 | 0.065641 | 0.068663 | 0.068667 | [6 empty] | -28.26 |  |  | 23.93 | 37.27 | 0.73478 | 1.7077 |  |  |  | 0 | 0
2016-08-01 04:00:00 | 0.091692 | 0.094474 | 0.094478 | [6 empty] | -28.26 |  |  | 29.06 | 36.45 | 1.1825 | 2.7861 |  |  |  | 0 | 0
2016-08-01 05:00:00 | 0.12379 | 0.12667 | 0.12667 | [6 empty] | -28.26 |  |  | 32.17 | 42.19 | 1.7687 | 4.2843 |  |  |  | 0.014089 | 0
2016-08-01 06:00:00 | 0.13422 | 0.13616 | 0.13617 | [6 empty] | -28.26 |  |  | 35 | 48.98 | 2.0038 | 4.8315 |  |  |  | 0.024518 | 0
2016-08-01 07:00:00 | 0.11892 | 0.11699 | 0.11699 | [6 empty] | -28.26 |  |  | 33.21 | 54.94 | 2.0114 | 4.7348 |  |  |  | 0.0092234 | 0
2016-08-01 08:00:00 | 0.10702 | 0.10572 | 0.10572 | [6 empty] | -28.26 |  |  | 30.13 | 54.94 | 1.7758 | 4.182 |  |  |  | 0 | 0
2016-08-01 09:00:00 | 0.10267 | 0.10094 | 0.10094 | [6 empty] | -28.26 |  |  | 29.8 | 54.93 | 1.7454 | 4.1099 |  |  |  | 0 | 0
2016-08-01 10:00:00 | 0.094074 | 0.092148 | 0.09215 | [6 empty] | -28.26 |  |  | 27.92 | 54.1 | 1.6198 | 3.8015 |  |  |  | 0 | 0
2016-08-01 11:00:00 | 0.090432 | 0.089073 | 0.089075 | [6 empty] | -28.26 |  |  | 25.93 | 56 | 1.524 | 3.5882 |  |  |  | 0 | 0
2016-08-01 12:00:00 | 0.084092 | 0.081793 | 0.081795 | [6 empty] | -28.26 |  |  | 27.03 | 57.91 | 1.5039 | 3.5336 |  |  |  | 0 | 0
2016-08-01 13:00:00 | 0.079357 | 0.077636 | 0.077638 | [6 empty] | -28.26 |  |  | 27.01 | 56.18 | 1.3711 | 3.2116 |  |  |  | 0 | 0
2016-08-01 14:00:00 | 0.075442 | 0.073162 | 0.073164 | [6 empty] | -28.26 |  |  | 28.48 | 51.49 | 1.3555 | 3.1692 |  |  |  | 0 | 0
2016-08-01 15:00:00 | 0.071829 | 0.069816 | 0.069818 | [6 empty] | -28.26 |  |  | 32.05 | 52.93 | 1.2823 | 3.0046 |  |  |  | 0 | 0
2016-08-01 16:00:00 | 0.073859 | 0.072175 | 0.072176 | [6 empty] | -28.26 |  |  | 35.97 | 52.72 | 1.3021 | 3.0725 |  |  |  | 0 | 0
2016-08-01 17:00:00 | 0.077139 | 0.075482 | 0.075484 | [6 empty] | -28.26 |  |  | 37.15 | 55.02 | 1.3605 | 3.2215 |  |  |  | 0 | 0
2016-08-01 18:00:00 | 0.083922 | 0.082194 | 0.082197 | [6 empty] | -28.26 |  |  | 38.33 | 54.99 | 1.4697 | 3.4759 |  |  |  | 0 | 0
2016-08-01 19:00:00 | 0.089512 | 0.087721 | 0.087723 | [6 empty] | -28.26 |  |  | 36.95 | 55.92 | 1.5714 | 3.727 |  |  |  | 0 | 0
2016-08-01 20:00:00 | 0.089763 | 0.087008 | 0.087009 | [6 empty] | -28.26 |  |  | 35.99 | 50.98 | 1.6547 | 3.9155 |  |  |  | 0 | 0
2016-08-01 21:00:00 | 0.085367 | 0.08172 | 0.081722 | [6 empty] | -28.26 |  |  | 31.63 | 52.12 | 1.636 | 3.8346 |  |  |  | 0 | 0
2016-08-01 22:00:00 | 0.070757 | 0.066962 | 0.066964 | [6 empty] | -28.26 |  |  | 27.56 | 49.95 | 1.391 | 3.2197 |  |  |  | 0 | 0
2016-08-01 23:00:00 | 0.055572 | 0.054481 | 0.054484 | [6 empty] | -28.26 |  |  | 25.79 | 42.78 | 0.94776 | 2.2108 |  |  |  | 0 | 0
2016-08-02 00:00:00 | 0.064128 | 0.065401 | 0.065405 | [6 empty] | -28.26 |  |  | 25.35 | 40.03 | 0.8901 | 2.0965 |  |  |  | 0 | 0
2016-08-02 01:00:00 | 0.065212 | 0.066294 | 0.066298 | [6 empty] | -28.26 |  |  | 24.7 | 37.05 | 0.9097 | 2.1268 |  |  |  | 0 | 0
2016-08-02 02:00:00 | 0.067818 | 0.070133 | 0.070137 | [6 empty] | -28.26 |  |  | 24.27 | 35 | 0.84939 | 1.9959 |  |  |  | 0 | 0
2016-08-02 03:00:00 | 0.081765 | 0.085294 | 0.085299 | [6 empty] | -28.26 |  |  | 25.9 | 35.04 | 0.956 | 2.2458 |  |  |  | 0 | 0
2016-08-02 04:00:00 | 0.11371 | 0.11674 | 0.11674 | [6 empty] | -28.26 |  |  | 30.43 | 36.33 | 1.5386 | 3.6645 |  |  |  | 0.0040109 | 0
2016-08-02 05:00:00 | 0.15665 | 0.16022 | 0.16022 | [6 empty] | -28.26 |  |  | 34.87 | 38.94 | 2.3031 | 5.6421 |  |  |  | 0.046952 | 0
2016-08-02 06:00:00 | 0.16973 | 0.17207 | 0.17207 | [6 empty] | -28.26 |  |  | 36.87 | 45.69 | 2.6097 | 6.3648 |  |  |  | 0.060027 | 0
2016-08-02 07:00:00 | 0.15441 | 0.15249 | 0.15249 | [6 empty] | -28.26 |  |  | 36.92 | 51.97 | 2.6195 | 6.2369 |  |  |  | 0.044708 | 0
2016-08-02 08:00:00 | 0.13875 | 0.13753 | 0.13754 | [6 empty] | -28.26 |  |  | 36.97 | 55.85 | 2.3121 | 5.5066 |  |  |  | 0.029045 | 0
2016-08-02 09:00:00 | 0.13346 | 0.13175 | 0.13175 | [6 empty] | -28.26 |  |  | 38.09 | 53.19 | 2.2725 | 5.4117 |  |  |  | 0.023755 | 0
2016-08-02 10:00:00 | 0.12158 | 0.11945 | 0.11946 | [6 empty] | -28.26 |  |  | 37.83 | 54.94 | 2.1088 | 5.0045 |  |  |  | 0.011876 | 0
2016-08-02 11:00:00 | 0.11741 | 0.1161 | 0.1161 | [6 empty] | -28.26 |  |  | 36.85 | 56 | 1.984 | 4.7234 |  |  |  | 0.0077094 | 0
2016-08-02 12:00:00 | 0.10866 | 0.10602 | 0.10603 | [6 empty] | -28.26 |  |  | 35.98 | 53.19 | 1.9575 | 4.6505 |  |  |  | 0 | 0
2016-08-02 13:00:00 | 0.10023 | 0.097909 | 0.097911 | [6 empty] | -28.26 |  |  | 35.73 | 54 | 1.7847 | 4.2267 |  |  |  | 0 | 0
2016-08-02 14:00:00 | 0.096027 | 0.093126 | 0.093128 | [6 empty] | -28.26 |  |  | 34.92 | 53.2 | 1.7641 | 4.1703 |  |  |  | 0 | 0
2016-08-02 15:00:00 | 0.090526 | 0.087808 | 0.08781 | [6 empty] | -28.26 |  |  | 35.94 | 52.45 | 1.669 | 3.9538 |  |  |  | 0 | 0
2016-08-02 16:00:00 | 0.092683 | 0.090319 | 0.09032 | [6 empty] | -28.26 |  |  | 35.92 | 51.82 | 1.695 | 4.0442 |  |  |  | 0 | 0
2016-08-02 17:00:00 | 0.096714 | 0.094363 | 0.094364 | [6 empty] | -28.26 |  |  | 34.95 | 53.66 | 1.771 | 4.2406 |  |  |  | 0 | 0
2016-08-02 18:00:00 | 0.10503 | 0.10253 | 0.10253 | [6 empty] | -28.26 |  |  | 32.83 | 56.21 | 1.9131 | 4.5749 |  |  |  | 0 | 0
2016-08-02 19:00:00 | 0.11096 | 0.10818 | 0.10818 | [6 empty] | -28.26 |  |  | 32.4 | 56.79 | 2.0457 | 4.9063 |  |  |  | 0.0012573 | 0
2016-08-02 20:00:00 | 0.11195 | 0.10806 | 0.10807 | [6 empty] | -28.26 |  |  | 31.19 | 53.09 | 2.154 | 5.1538 |  |  |  | 0.0022535 | 0
2016-08-02 21:00:00 | 0.10675 | 0.10178 | 0.10178 | [6 empty] | -28.26 |  |  | 28.98 | 50.73 | 2.1291 | 5.0453 |  |  |  | 0 | 0
2016-08-02 22:00:00 | 0.088 | 0.082796 | 0.082798 | [6 empty] | -28.26 |  |  | 26.03 | 50.94 | 1.8098 | 4.2344 |  |  |  | 0 | 0
2016-08-02 23:00:00 | 0.067871 | 0.065978 | 0.065981 | [6 empty] | -28.26 |  |  | 24.53 | 41.31 | 1.2325 | 2.9053 |  |  |  | 0 | 0
2016-08-03 00:00:00 | 0.062937 | 0.064135 | 0.064139 | [6 empty] | -28.26 |  |  | 23.74 | 37.37 | 0.87731 | 2.0654 |  |  |  | 0 | 0
2016-08-03 01:00:00 | 0.064002 | 0.065011 | 0.065015 | [6 empty] | -28.26 |  |  | 22.69 | 33.58 | 0.89662 | 2.0953 |  |  |  | 0 | 0
2016-08-03 02:00:00 | 0.066539 | 0.068758 | 0.068762 | [6 empty] | -28.26 |  |  | 22.48 | 30.93 | 0.83718 | 1.9662 |  |  |  | 0 | 0
2016-08-03 03:00:00 | 0.080209 | 0.083609 | 0.083614 | [6 empty] | -28.26 |  |  | 23.66 | 30.03 | 0.94224 | 2.2124 |  |  |  | 0 | 0
2016-08-03 04:00:00 | 0.11159 | 0.11447 | 0.11448 | [6 empty] | -28.26 |  |  | 27.06 | 31.15 | 1.5165 | 3.6099 |  |  |  | 0.0018896 | 0
2016-08-03 05:00:00 | 0.15377 | 0.15714 | 0.15714 | [6 empty] | -28.26 |  |  | 31.82 | 35.96 | 2.2698 | 5.5577 |  |  |  | 0.044064 | 0
2016-08-03 06:00:00 | 0.16662 | 0.16878 | 0.16879 | [6 empty] | -28.26 |  |  | 33.95 | 44.14 | 2.572 | 6.2696 |  |  |  | 0.056922 | 0
2016-08-03 07:00:00 | 0.15163 | 0.14961 | 0.14962 | [6 empty] | -28.26 |  |  | 34.97 | 49.35 | 2.5816 | 6.1436 |  |  |  | 0.041933 | 0
2016-08-03 08:00:00 | 0.13625 | 0.13494 | 0.13494 | [6 empty] | -28.26 |  |  | 35.02 | 52.66 | 2.2788 | 5.4243 |  |  |  | 0.026544 | 0
2016-08-03 09:00:00 | 0.13106 | 0.12927 | 0.12927 | [6 empty] | -28.26 |  |  | 34.95 | 54.62 | 2.2397 | 5.3308 |  |  |  | 0.021359 | 0
2016-08-03 10:00:00 | 0.1194 | 0.11721 | 0.11721 | [6 empty] | -28.26 |  |  | 33.57 | 54.97 | 2.0783 | 4.9297 |  |  |  | 0.0097022 | 0
2016-08-03 11:00:00 | 0.1153 | 0.11391 | 0.11391 | [6 empty] | -28.26 |  |  | 30.04 | 54.98 | 1.9553 | 4.6529 |  |  |  | 0.0055994 | 0
2016-08-03 12:00:00 | 0.10673 | 0.10405 | 0.10405 | [6 empty] | -28.26 |  |  | 28.13 | 53.55 | 1.9293 | 4.5811 |  |  |  | 0 | 0
2016-08-03 13:00:00 | 0.098452 | 0.096081 | 0.096083 | [6 empty] | -28.26 |  |  | 28.38 | 53.99 | 1.7589 | 4.1636 |  |  |  | 0 | 0
2016-08-03 14:00:00 | 0.094332 | 0.091397 | 0.091399 | [6 empty] | -28.26 |  |  | 28.45 | 54.31 | 1.7387 | 4.1081 |  |  |  | 0 | 0
2016-08-03 15:00:00 | 0.088928 | 0.086179 | 0.086181 | [6 empty] | -28.26 |  |  | 29.95 | 53.75 | 1.6449 | 3.8949 |  |  |  | 0 | 0
2016-08-03 16:00:00 | 0.091045 | 0.088641 | 0.088643 | [6 empty] | -28.26 |  |  | 32.52 | 53 | 1.6705 | 3.9838 |  |  |  | 0 | 0
2016-08-03 17:00:00 | 0.095005 | 0.092611 | 0.092612 | [6 empty] | -28.26 |  |  | 33 | 54.9 | 1.7455 | 4.1773 |  |  |  | 0 | 0
2016-08-03 18:00:00 | 0.10317 | 0.10062 | 0.10063 | [6 empty] | -28.26 |  |  | 31.25 | 55.05 | 1.8855 | 4.5067 |  |  |  | 0 | 0
2016-08-03 19:00:00 | 0.109 | 0.10617 | 0.10617 | [6 empty] | -28.26 |  |  | 30.33 | 54.94 | 2.0162 | 4.833 |  |  |  | 0 | 0
2016-08-03 20:00:00 | 0.11 | 0.10608 | 0.10608 | [6 empty] | -28.26 |  |  | 28.99 | 52.04 | 2.123 | 5.0769 |  |  |  | 0.00029603 | 0
2016-08-03 21:00:00 | 0.1049 | 0.099924 | 0.099926 | [6 empty] | -28.26 |  |  | 26.91 | 50.94 | 2.0984 | 4.9701 |  |  |  | 0 | 0
2016-08-03 22:00:00 | 0.086487 | 0.081294 | 0.081297 | [6 empty] | -28.26 |  |  | 23.55 | 50.93 | 1.7837 | 4.1714 |  |  |  | 0 | 0
2016-08-03 23:00:00 | 0.066671 | 0.064753 | 0.064756 | [6 empty] | -28.26 |  |  | 22.43 | 45.2 | 1.2148 | 2.8621 |  |  |  | 0 | 0
2016-08-04 00:00:00 | 0.049912 | 0.051006 | 0.05101 | [6 empty] | -28.26 |  |  | 20.05 | 40.43 | 0.66759 | 1.5543 |  |  |  | 0 | 0
2016-08-04 01:00:00 | 0.050748 | 0.051701 | 0.051704 | [6 empty] | -28.26 |  |  | 19.42 | 37.62 | 0.68221 | 1.5765 |  |  |  | 0 | 0
2016-08-04 02:00:00 | 0.05291 | 0.054835 | 0.054838 | [6 empty] | -28.26 |  |  | 19.83 | 35.91 | 0.6369 | 1.4791 |  |  |  | 0 | 0
2016-08-04 03:00:00 | 0.063882 | 0.066785 | 0.066789 | [6 empty] | -28.26 |  |  | 22.42 | 35.08 | 0.71658 | 1.6633 |  |  |  | 0 | 0
2016-08-04 04:00:00 | 0.088545 | 0.091071 | 0.091075 | [6 empty] | -28.26 |  |  | 25.49 | 35.58 | 1.1532 | 2.7136 |  |  |  | 0 | 0
2016-08-04 05:00:00 | 0.12169 | 0.12461 | 0.12462 | [6 empty] | -28.26 |  |  | 30.01 | 39.55 | 1.7247 | 4.1723 |  |  |  | 0.011988 | 0
2016-08-04 06:00:00 | 0.13168 | 0.13365 | 0.13365 | [6 empty] | -28.26 |  |  | 33.05 | 47.39 | 1.954 | 4.7051 |  |  |  | 0.021974 | 0
2016-08-04 07:00:00 | 0.11944 | 0.1181 | 0.1181 | [6 empty] | -28.26 |  |  | 32.03 | 55.04 | 1.9614 | 4.611 |  |  |  | 0.0097403 | 0
2016-08-04 08:00:00 | 0.10739 | 0.1066 | 0.1066 | [6 empty] | -28.26 |  |  | 29.01 | 55.97 | 1.7317 | 4.0728 |  |  |  | 0 | 0
2016-08-04 09:00:00 | 0.10323 | 0.10204 | 0.10204 | [6 empty] | -28.26 |  |  | 27.98 | 56.09 | 1.7021 | 4.0026 |  |  |  | 0 | 0
2016-08-04 10:00:00 | 0.093991 | 0.092463 | 0.092465 | [6 empty] | -28.26 |  |  | 25.45 | 58.05 | 1.5796 | 3.7023 |  |  |  | 0 | 0
2016-08-04 11:00:00 | 0.090847 | 0.089944 | 0.089947 | [6 empty] | -28.26 |  |  | 23.58 | 58.02 | 1.4862 | 3.4946 |  |  |  | 0 | 0
2016-08-04 12:00:00 | 0.083908 | 0.081956 | 0.081958 | [6 empty] | -28.26 |  |  | 23.97 | 57.81 | 1.4666 | 3.4415 |  |  |  | 0 | 0
2016-08-04 13:00:00 | 0.077431 | 0.075721 | 0.075723 | [6 empty] | -28.26 |  |  | 27.02 | 53.19 | 1.3371 | 3.128 |  |  |  | 0 | 0
2016-08-04 14:00:00 | 0.074107 | 0.071939 | 0.071941 | [6 empty] | -28.26 |  |  | 29.29 | 50.97 | 1.3218 | 3.0866 |  |  |  | 0 | 0
2016-08-04 15:00:00 | 0.069853 | 0.067819 | 0.067821 | [6 empty] | -28.26 |  |  | 32.98 | 51.91 | 1.2505 | 2.9264 |  |  |  | 0 | 0
2016-08-04 16:00:00 | 0.071532 | 0.069766 | 0.069768 | [6 empty] | -28.26 |  |  | 34.58 | 51.3 | 1.2698 | 2.9924 |  |  |  | 0 | 0
2016-08-04 17:00:00 | 0.074638 | 0.07288 | 0.072882 | [6 empty] | -28.26 |  |  | 34.9 | 53.07 | 1.3267 | 3.1375 |  |  |  | 0 | 0
2016-08-04 18:00:00 | 0.08107 | 0.079208 | 0.07921 | [6 empty] | -28.26 |  |  | 34.58 | 54.37 | 1.4333 | 3.3853 |  |  |  | 0 | 0
2016-08-04 19:00:00 | 0.085611 | 0.083524 | 0.083526 | [6 empty] | -28.26 |  |  | 34.46 | 53.92 | 1.5324 | 3.6297 |  |  |  | 0 | 0
2016-08-04 20:00:00 | 0.086254 | 0.083294 | 0.083296 | [6 empty] | -28.26 |  |  | 33.91 | 56.79 | 1.6137 | 3.8134 |  |  |  | 0 | 0
2016-08-04 21:00:00 | 0.082149 | 0.078353 | 0.078355 | [6 empty] | -28.26 |  |  | 29.37 | 55.09 | 1.5954 | 3.7348 |  |  |  | 0 | 0
2016-08-04 22:00:00 | 0.067649 | 0.063672 | 0.063674 | [6 empty] | -28.26 |  |  | 28.13 | 52.47 | 1.3565 | 3.136 |  |  |  | 0 | 0
2016-08-04 23:00:00 | 0.052416 | 0.051013 | 0.051016 | [6 empty] | -28.26 |  |  | 26.83 | 46.87 | 0.92433 | 2.1536 |  |  |  | 0 | 0
2016-08-05 00:00:00 | 0.051473 | 0.052485 | 0.052488 | [6 empty] | -28.26 |  |  | 25.12 | 39.8 | 0.70197 | 1.6382 |  |  |  | 0 | 0
2016-08-05 01:00:00 | 0.051814 | 0.052584 | 0.052587 | [6 empty] | -28.26 |  |  | 23.95 | 37.6 | 0.71736 | 1.6617 |  |  |  | 0 | 0
2016-08-05 02:00:00 | 0.053447 | 0.055124 | 0.055127 | [6 empty] | -28.26 |  |  | 24.07 | 35.19 | 0.66973 | 1.5591 |  |  |  | 0 | 0
2016-08-05 03:00:00 | 0.064068 | 0.066617 | 0.066621 | [6 empty] | -28.26 |  |  | 26.24 | 34.36 | 0.75357 | 1.7535 |  |  |  | 0 | 0
2016-08-05 04:00:00 | 0.089398 | 0.091472 | 0.091476 | [6 empty] | -28.26 |  |  | 30.45 | 34.99 | 1.2128 | 2.8608 |  |  |  | 0 | 0
2016-08-05 05:00:00 | 0.12109 | 0.12306 | 0.12307 | [6 empty] | -28.26 |  |  | 34.01 | 38.63 | 1.8141 | 4.3998 |  |  |  | 0.011388 | 0
2016-08-05 06:00:00 | 0.13672 | 0.13862 | 0.13862 | [6 empty] | -28.26 |  |  | 37.19 | 43.27 | 2.0553 | 4.962 |  |  |  | 0.027024 | 0
2016-08-05 07:00:00 | 0.12595 | 0.12472 | 0.12473 | [6 empty] | -28.26 |  |  | 38.69 | 50 | 2.063 | 4.8626 |  |  |  | 0.016252 | 0
2016-08-05 08:00:00 | 0.11262 | 0.11183 | 0.11183 | [6 empty] | -28.26 |  |  | 38.54 | 52.68 | 1.8214 | 4.2947 |  |  |  | 0.0029204 | 0
2016-08-05 09:00:00 | 0.1071 | 0.10568 | 0.10569 | [6 empty] | -28.26 |  |  | 38 | 53.51 | 1.7902 | 4.2207 |  |  |  | 0 | 0
2016-08-05 10:00:00 | 0.096309 | 0.094351 | 0.094353 | [6 empty] | -28.26 |  |  | 36 | 57.25 | 1.6613 | 3.9038 |  |  |  | 0 | 0
2016-08-05 11:00:00 | 0.09291 | 0.091589 | 0.091592 | [6 empty] | -28.26 |  |  | 33.96 | 58.01 | 1.5631 | 3.6848 |  |  |  | 0 | 0
2016-08-05 12:00:00 | 0.087712 | 0.085655 | 0.085657 | [6 empty] | -28.26 |  |  | 31.39 | 58.01 | 1.5424 | 3.6287 |  |  |  | 0 | 0
2016-08-05 13:00:00 | 0.078894 | 0.076731 | 0.076733 | [6 empty] | -28.26 |  |  | 28.23 | 55.04 | 1.4063 | 3.298 |  |  |  | 0 | 0
2016-08-05 14:00:00 | 0.076752 | 0.074343 | 0.074345 | [6 empty] | -28.26 |  |  | 28.46 | 52.78 | 1.3902 | 3.2543 |  |  |  | 0 | 0
2016-08-05 15:00:00 | 0.071407 | 0.068983 | 0.068985 | [6 empty] | -28.26 |  |  | 31.29 | 51.64 | 1.3152 | 3.0854 |  |  |  | 0 | 0
2016-08-05 16:00:00 | 0.07408 | 0.072098 | 0.0721 | [6 empty] | -28.26 |  |  | 33.89 | 51.65 | 1.3355 | 3.1552 |  |  |  | 0 | 0
2016-08-05 17:00:00 | 0.078871 | 0.077168 | 0.07717 | [6 empty] | -28.26 |  |  | 34.4 | 52 | 1.3954 | 3.3082 |  |  |  | 0 | 0
2016-08-05 18:00:00 | 0.086362 | 0.084685 | 0.084687 | [6 empty] | -28.26 |  |  | 34.15 | 51.87 | 1.5074 | 3.5694 |  |  |  | 0 | 0
2016-08-05 19:00:00 | 0.089511 | 0.087318 | 0.08732 | [6 empty] | -28.26 |  |  | 33.02 | 50.44 | 1.6117 | 3.8273 |  |  |  | 0 | 0
2016-08-05 20:00:00 | 0.091294 | 0.088382 | 0.088383 | [6 empty] | -28.26 |  |  | 32.3 | 49.53 | 1.6972 | 4.0209 |  |  |  | 0 | 0
2016-08-05 21:00:00 | 0.085628 | 0.081598 | 0.081599 | [6 empty] | -28.26 |  |  | 28.84 | 48.02 | 1.6779 | 3.9376 |  |  |  | 0 | 0
2016-08-05 22:00:00 | 0.069999 | 0.065697 | 0.065699 | [6 empty] | -28.26 |  |  | 29.58 | 50.91 | 1.4266 | 3.306 |  |  |  | 0 | 0
2016-08-05 23:00:00 | 0.055113 | 0.053691 | 0.053693 | [6 empty] | -28.26 |  |  | 26.68 | 44.97 | 0.97194 | 2.2699 |  |  |  | 0 | 0
2016-08-06 00:00:00 | 0.05475 | 0.055407 | 0.05541 | [6 empty] | -28.26 |  |  | 25.34 | 43.69 | 0.79147 | 1.8564 |  |  |  | 0 | 0
2016-08-06 01:00:00 | 0.053983 | 0.054165 | 0.054169 | [6 empty] | -28.26 |  |  | 23.77 | 42.02 | 0.80886 | 1.8832 |  |  |  | 0 | 0
2016-08-06 02:00:00 | 0.056423 | 0.057728 | 0.057731 | [6 empty] | -28.26 |  |  | 22.4 | 38.69 | 0.75521 | 1.7671 |  |  |  | 0 | 0
2016-08-06 03:00:00 | 0.067446 | 0.069579 | 0.069583 | [6 empty] | -28.26 |  |  | 22.01 | 37.46 | 0.84988 | 1.9879 |  |  |  | 0 | 0
2016-08-06 04:00:00 | 0.089646 | 0.09019 | 0.090194 | [6 empty] | -28.26 |  |  | 22.97 | 35.99 | 1.3678 | 3.2435 |  |  |  | 0 | 0
2016-08-06 05:00:00 | 0.12841 | 0.12946 | 0.12946 | [6 empty] | -28.26 |  |  | 25.02 | 37.68 | 2.0467 | 4.9913 |  |  |  | 0.018708 | 0
2016-08-06 06:00:00 | 0.14081 | 0.14088 | 0.14088 | [6 empty] | -28.26 |  |  | 26.36 | 40.05 | 2.319 | 5.6299 |  |  |  | 0.031104 | 0
2016-08-06 07:00:00 | 0.13312 | 0.13045 | 0.13046 | [6 empty] | -28.26 |  |  | 26.47 | 42.67 | 2.3278 | 5.5169 |  |  |  | 0.023423 | 0
2016-08-06 08:00:00 | 0.1185 | 0.11636 | 0.11637 | [6 empty] | -28.26 |  |  | 24.94 | 49.12 | 2.0549 | 4.8717 |  |  |  | 0.0087978 | 0
2016-08-06 09:00:00 | 0.11694 | 0.11492 | 0.11492 | [6 empty] | -28.26 |  |  | 23.71 | 50.97 | 2.0197 | 4.7877 |  |  |  | 0.0072369 | 0
2016-08-06 10:00:00 | 0.10379 | 0.10096 | 0.10096 | [6 empty] | -28.26 |  |  | 22.07 | 52.7 | 1.8742 | 4.4279 |  |  |  | 0 | 0
2016-08-06 11:00:00 | 0.099171 | 0.096911 | 0.096913 | [6 empty] | -28.26 |  |  | 19.81 | 52.38 | 1.7633 | 4.1793 |  |  |  | 0 | 0
2016-08-06 12:00:00 | 0.092044 | 0.088729 | 0.088731 | [6 empty] | -28.26 |  |  | 18.38 | 48.77 | 1.7399 | 4.1152 |  |  |  | 0 | 0
2016-08-06 13:00:00 | 0.089868 | 0.087776 | 0.087778 | [6 empty] | -28.26 |  |  | 17.83 | 48.97 | 1.5863 | 3.7402 |  |  |  | 0 | 0
2016-08-06 14:00:00 | 0.086588 | 0.084065 | 0.084068 | [6 empty] | -28.26 |  |  | 17.18 | 45.1 | 1.5681 | 3.6905 |  |  |  | 0 | 0
2016-08-06 15:00:00 | 0.082411 | 0.080186 | 0.080188 | [6 empty] | -28.26 |  |  | 22.03 | 45.09 | 1.4835 | 3.4989 |  |  |  | 0 | 0
2016-08-06 16:00:00 | 0.081264 | 0.078811 | 0.078813 | [6 empty] | -28.26 |  |  | 26.32 | 46.47 | 1.5065 | 3.5785 |  |  |  | 0 | 0
2016-08-06 17:00:00 | 0.083028 | 0.080261 | 0.080262 | [6 empty] | -28.26 |  |  | 28.96 | 49.65 | 1.5741 | 3.7521 |  |  |  | 0 | 0
2016-08-06 18:00:00 | 0.089183 | 0.086058 | 0.086059 | [6 empty] | -28.26 |  |  | 28.92 | 50.75 | 1.7004 | 4.0482 |  |  |  | 0 | 0
2016-08-06 19:00:00 | 0.091666 | 0.087787 | 0.087788 | [6 empty] | -28.26 |  |  | 30.32 | 47.49 | 1.8181 | 4.341 |  |  |  | 0 | 0
2016-08-06 20:00:00 | 0.096728 | 0.092583 | 0.092585 | [6 empty] | -28.26 |  |  | 30.44 | 47.14 | 1.9145 | 4.5603 |  |  |  | 0 | 0
2016-08-06 21:00:00 | 0.091992 | 0.086873 | 0.086874 | [6 empty] | -28.26 |  |  | 28.12 | 47.08 | 1.8925 | 4.465 |  |  |  | 0 | 0
2016-08-06 22:00:00 | 0.076921 | 0.071905 | 0.071907 | [6 empty] | -28.26 |  |  | 24.6 | 45.04 | 1.6089 | 3.7481 |  |  |  | 0 | 0
2016-08-06 23:00:00 | 0.063171 | 0.061876 | 0.061879 | [6 empty] | -28.26 |  |  | 20.05 | 39.59 | 1.0959 | 2.5725 |  |  |  | 0 | 0
2016-08-07 00:00:00 | 0.056754 | 0.058145 | 0.058149 | [6 empty] | -28.26 |  |  | 17.99 | 26.88 | 0.75464 | 1.7667 |  |  |  | 0 | 0
2016-08-07 01:00:00 | 0.062907 | 0.065053 | 0.065057 | [6 empty] | -28.26 |  |  | 12.86 | 21.92 | 0.77121 | 1.7921 |  |  |  | 0 | 0
2016-08-07 02:00:00 | 0.069337 | 0.073274 | 0.073279 | [6 empty] | -28.26 |  |  | 12.38 | 20.35 | 0.72003 | 1.6815 |  |  |  | 0 | 0
2016-08-07 03:00:00 | 0.086509 | 0.092401 | 0.092406 | [6 empty] | -28.26 |  |  | 12.35 | 20.04 | 0.81025 | 1.8915 |  |  |  | 0 | 0
2016-08-07 04:00:00 | 0.11297 | 0.11825 | 0.11826 | [6 empty] | -28.26 |  |  | 12.51 | 15.98 | 1.304 | 3.0861 |  |  |  | 0.0032697 | 0
2016-08-07 05:00:00 | 0.1141 | 0.11355 | 0.11355 | [6 empty] | -28.26 |  |  | 11.93 | 10.64 | 1.951 | 4.748 |  |  |  | 0.0044012 | 0
2016-08-07 06:00:00 | 0.12838 | 0.12732 | 0.12732 | [6 empty] | -28.26 |  |  | 12.25 | 10.05 | 2.2105 | 5.3551 |  |  |  | 0.018679 | 0
2016-08-07 07:00:00 | 0.11337 | 0.10834 | 0.10834 | [6 empty] | -28.26 |  |  | 12.79 | 21.64 | 2.2188 | 5.2478 |  |  |  | 0.0036663 | 0
2016-08-07 08:00:00 | 0.10218 | 0.098163 | 0.098164 | [6 empty] | -28.26 |  |  | 9.95 | 28.79 | 1.9588 | 4.6344 |  |  |  | 0 | 0
2016-08-07 09:00:00 | 0.10037 | 0.096408 | 0.096409 | [6 empty] | -28.26 |  |  | 8.83 | 32.7 | 1.9252 | 4.5545 |  |  |  | 0 | 0
2016-08-07 10:00:00 | 0.091477 | 0.087388 | 0.087389 | [6 empty] | -28.26 |  |  | 5.93 | 33.01 | 1.7866 | 4.2123 |  |  |  | 0 | 0
2016-08-07 11:00:00 | 0.087663 | 0.084224 | 0.084225 | [6 empty] | -28.26 |  |  | 0.02 | 39.81 | 1.6809 | 3.9759 |  |  |  | 0 | 0
2016-08-07 12:00:00 | 0.085174 | 0.081486 | 0.081487 | [6 empty] | -28.26 |  |  | 0.04 | 34.65 | 1.6586 | 3.9151 |  |  |  | 0 | 0
2016-08-07 13:00:00 | 0.079434 | 0.076276 | 0.076277 | [6 empty] | -28.26 |  |  | 2.35 | 29.2 | 1.5122 | 3.5583 |  |  |  | 0 | 0
2016-08-07 14:00:00 | 0.077386 | 0.074008 | 0.074009 | [6 empty] | -28.26 |  |  | 5.67 | 21.99 | 1.4949 | 3.5111 |  |  |  | 0 | 0
2016-08-07 15:00:00 | 0.074505 | 0.071606 | 0.071608 | [6 empty] | -28.26 |  |  | 12.84 | 19.11 | 1.4142 | 3.3288 |  |  |  | 0 | 0
2016-08-07 16:00:00 | 0.078015 | 0.075705 | 0.075706 | [6 empty] | -28.26 |  |  | 24.7 | 19.12 | 1.4361 | 3.4044 |  |  |  | 0 | 0
2016-08-07 17:00:00 | 0.08093 | 0.078533 | 0.078534 | [6 empty] | -28.26 |  |  | 27.77 | 22.09 | 1.5005 | 3.5695 |  |  |  | 0 | 0
2016-08-07 18:00:00 | 0.085197 | 0.082173 | 0.082174 | [6 empty] | -28.26 |  |  | 30.48 | 35.06 | 1.621 | 3.8512 |  |  |  | 0 | 0
2016-08-07 19:00:00 | 0.092907 | 0.090095 | 0.090097 | [6 empty] | -28.26 |  |  | 32.37 | 39.94 | 1.7332 | 4.1297 |  |  |  | 0 | 0
2016-08-07 20:00:00 | 0.098912 | 0.096051 | 0.096053 | [6 empty] | -28.26 |  |  | 32.65 | 40.19 | 1.8251 | 4.3384 |  |  |  | 0 | 0
2016-08-07 21:00:00 | 0.091222 | 0.086876 | 0.086878 | [6 empty] | -28.26 |  |  | 26.33 | 40.47 | 1.8042 | 4.2481 |  |  |  | 0 | 0
2016-08-07 22:00:00 | 0.077544 | 0.073432 | 0.073434 | [6 empty] | -28.26 |  |  | 20.62 | 42.54 | 1.5338 | 3.5662 |  |  |  | 0 | 0
2016-08-07 23:00:00 | 0.060131 | 0.058833 | 0.058836 | [6 empty] | -28.26 |  |  | 16.44 | 36.47 | 1.0449 | 2.448 |  |  |  | 0 | 0
2016-08-08 00:00:00 | 0.048912 | 0.050206 | 0.05021 | [6 empty] | -28.26 |  |  | 12.91 | 35.69 | 0.63121 | 1.4654 |  |  |  | 0 | 0
2016-08-08 01:00:00 | 0.049016 | 0.050056 | 0.050059 | [6 empty] | -28.26 |  |  | 8.16 | 32.17 | 0.64501 | 1.4863 |  |  |  | 0 | 0
2016-08-08 02:00:00 | 0.051011 | 0.052964 | 0.052967 | [6 empty] | -28.26 |  |  | 8.12 | 30.32 | 0.60216 | 1.3944 |  |  |  | 0 | 0
2016-08-08 03:00:00 | 0.061409 | 0.064286 | 0.064289 | [6 empty] | -28.26 |  |  | 8.94 | 26.89 | 0.67744 | 1.5678 |  |  |  | 0 | 0
2016-08-08 04:00:00 | 0.085687 | 0.088347 | 0.088352 | [6 empty] | -28.26 |  |  | 17.85 | 32.04 | 1.0902 | 2.5577 |  |  |  | 0 | 0
2016-08-08 05:00:00 | 0.11557 | 0.11831 | 0.11832 | [6 empty] | -28.26 |  |  | 23.71 | 39.95 | 1.6301 | 3.9314 |  |  |  | 0.0058692 | 0
2016-08-08 06:00:00 | 0.12525 | 0.12713 | 0.12713 | [6 empty] | -28.26 |  |  | 26.29 | 49.44 | 1.8467 | 4.433 |  |  |  | 0.015552 | 0
2016-08-08 07:00:00 | 0.11084 | 0.10908 | 0.10908 | [6 empty] | -28.26 |  |  | 24.02 | 59.23 | 1.8538 | 4.3445 |  |  |  | 0.0011382 | 0
2016-08-08 08:00:00 | 0.099772 | 0.0986 | 0.098602 | [6 empty] | -28.26 |  |  | 20.26 | 62.3 | 1.6368 | 3.8378 |  |  |  | 0 | 0
2016-08-08 09:00:00 | 0.09569 | 0.094117 | 0.094119 | [6 empty] | -28.26 |  |  | 18.73 | 61.97 | 1.6088 | 3.7716 |  |  |  | 0 | 0
2016-08-08 10:00:00 | 0.087665 | 0.08591 | 0.085912 | [6 empty] | -28.26 |  |  | 14.28 | 56 | 1.4931 | 3.4888 |  |  |  | 0 | 0
2016-08-08 11:00:00 | 0.084292 | 0.083064 | 0.083066 | [6 empty] | -28.26 |  |  | 13.41 | 55.03 | 1.4048 | 3.2932 |  |  |  | 0 | 0
2016-08-08 12:00:00 | 0.078332 | 0.076219 | 0.076221 | [6 empty] | -28.26 |  |  | 12.89 | 50.98 | 1.3863 | 3.2433 |  |  |  | 0 | 0
2016-08-08 13:00:00 | 0.07395 | 0.072379 | 0.072381 | [6 empty] | -28.26 |  |  | 17.92 | 45.93 | 1.2639 | 2.9478 |  |  |  | 0 | 0
2016-08-08 14:00:00 | 0.070272 | 0.068175 | 0.068177 | [6 empty] | -28.26 |  |  | 20.82 | 45.01 | 1.2495 | 2.9089 |  |  |  | 0 | 0
2016-08-08 15:00:00 | 0.066911 | 0.065061 | 0.065063 | [6 empty] | -28.26 |  |  | 26.52 | 43.51 | 1.1821 | 2.7579 |  |  |  | 0 | 0
2016-08-08 16:00:00 | 0.06881 | 0.067266 | 0.067268 | [6 empty] | -28.26 |  |  | 31.29 | 43.77 | 1.2002 | 2.82 |  |  |  | 0 | 0
2016-08-08 17:00:00 | 0.071866 | 0.070346 | 0.070348 | [6 empty] | -28.26 |  |  | 34.39 | 43.92 | 1.254 | 2.9566 |  |  |  | 0 | 0
2016-08-08 18:00:00 | 0.078192 | 0.076611 | 0.076613 | [6 empty] | -28.26 |  |  | 33.23 | 44.25 | 1.3548 | 3.1902 |  |  |  | 0 | 0
2016-08-08 19:00:00 | 0.083396 | 0.081756 | 0.081758 | [6 empty] | -28.26 |  |  | 34 | 45.04 | 1.4485 | 3.4205 |  |  |  | 0 | 0
2016-08-08 20:00:00 | 0.083584 | 0.08104 | 0.081042 | [6 empty] | -28.26 |  |  | 33.93 | 44.69 | 1.5253 | 3.5937 |  |  |  | 0 | 0
2016-08-08 21:00:00 | 0.079456 | 0.076081 | 0.076083 | [6 empty] | -28.26 |  |  | 31.75 | 43.99 | 1.5082 | 3.5199 |  |  |  | 0 | 0
2016-08-08 22:00:00 | 0.06584 | 0.062325 | 0.062327 | [6 empty] | -28.26 |  |  | 23.88 | 44.76 | 1.2824 | 2.9559 |  |  |  | 0 | 0
2016-08-08 23:00:00 | 0.0518 | 0.050808 | 0.050811 | [6 empty] | -28.26 |  |  | 23.06 | 35.02 | 0.87394 | 2.0303 |  |  |  | 0 | 0
2016-08-09 00:00:00 | 0.058294 | 0.05949 | 0.059493 | [6 empty] | -28.26 |  |  | 22.6 | 13.47 | 0.79949 | 1.876 |  |  |  | 0 | 0
2016-08-09 01:00:00 | 0.059277 | 0.060301 | 0.060305 | [6 empty] | -28.26 |  |  | 20.32 | 10.04 | 0.81706 | 1.903 |  |  |  | 0 | 0
2016-08-09 02:00:00 | 0.061697 | 0.063846 | 0.06385 | [6 empty] | -28.26 |  |  | 19.94 | 4.15 | 0.76286 | 1.7857 |  |  |  | 0 | 0
2016-08-09 03:00:00 | 0.07442 | 0.077685 | 0.07769 | [6 empty] | -28.26 |  |  | 22.97 | 9.9 | 0.8585 | 2.0089 |  |  |  | 0 | 0
2016-08-09 04:00:00 | 0.10338 | 0.1062 | 0.1062 | [6 empty] | -28.26 |  |  | 28.33 | 5.48 | 1.3817 | 3.2777 |  |  |  | 0 | 0
2016-08-09 05:00:00 | 0.14231 | 0.1456 | 0.1456 | [6 empty] | -28.26 |  |  | 32.86 | 13.45 | 2.0676 | 5.0442 |  |  |  | 0.032609 | 0
2016-08-09 06:00:00 | 0.15412 | 0.1563 | 0.15631 | [6 empty] | -28.26 |  |  | 34.83 | 35.85 | 2.3426 | 5.6896 |  |  |  | 0.044422 | 0
2016-08-09 07:00:00 | 0.14008 | 0.13839 | 0.13839 | [6 empty] | -28.26 |  |  | 35.03 | 41.36 | 2.3515 | 5.5755 |  |  |  | 0.030377 | 0
2016-08-09 08:00:00 | 0.1259 | 0.12485 | 0.12485 | [6 empty] | -28.26 |  |  | 34.6 | 42.83 | 2.0758 | 4.9234 |  |  |  | 0.016195 | 0
2016-08-09 09:00:00 | 0.12107 | 0.11956 | 0.11957 | [6 empty] | -28.26 |  |  | 34.26 | 43 | 2.0402 | 4.8385 |  |  |  | 0.011368 | 0
2016-08-09 10:00:00 | 0.11027 | 0.10839 | 0.10839 | [6 empty] | -28.26 |  |  | 33.6 | 43 | 1.8933 | 4.4747 |  |  |  | 0.0005724 | 0
2016-08-09 11:00:00 | 0.10652 | 0.10537 | 0.10537 | [6 empty] | -28.26 |  |  | 32.78 | 44 | 1.7812 | 4.2236 |  |  |  | 0 | 0
2016-08-09 12:00:00 | 0.098519 | 0.096158 | 0.09616 | [6 empty] | -28.26 |  |  | 30.22 | 45.13 | 1.7576 | 4.1587 |  |  |  | 0 | 0
2016-08-09 13:00:00 | 0.090892 | 0.088813 | 0.088815 | [6 empty] | -28.26 |  |  | 27.84 | 45.3 | 1.6024 | 3.7797 |  |  |  | 0 | 0
2016-08-09 14:00:00 | 0.087049 | 0.084442 | 0.084444 | [6 empty] | -28.26 |  |  | 25.97 | 43.93 | 1.584 | 3.7295 |  |  |  | 0 | 0
2016-08-09 15:00:00 | 0.082058 | 0.079616 | 0.079618 | [6 empty] | -28.26 |  |  | 28.12 | 43 | 1.4986 | 3.5359 |  |  |  | 0 | 0
2016-08-09 16:00:00 | 0.08402 | 0.081895 | 0.081896 | [6 empty] | -28.26 |  |  | 30.35 | 40.8 | 1.5218 | 3.6163 |  |  |  | 0 | 0
2016-08-09 17:00:00 | 0.087672 | 0.085558 | 0.085559 | [6 empty] | -28.26 |  |  | 32.02 | 43.79 | 1.5901 | 3.7918 |  |  |  | 0 | 0
2016-08-09 18:00:00 | 0.095212 | 0.09297 | 0.092972 | [6 empty] | -28.26 |  |  | 30.91 | 45.76 | 1.7177 | 4.091 |  |  |  | 0 | 0
2016-08-09 19:00:00 | 0.10058 | 0.098074 | 0.098076 | [6 empty] | -28.26 |  |  | 30.47 | 45.77 | 1.8366 | 4.387 |  |  |  | 0 | 0
2016-08-09 20:00:00 | 0.10143 | 0.097916 | 0.097917 | [6 empty] | -28.26 |  |  | 29.1 | 53.41 | 1.934 | 4.6086 |  |  |  | 0 | 0
2016-08-09 21:00:00 | 0.096681 | 0.092186 | 0.092188 | [6 empty] | -28.26 |  |  | 26.45 | 53.34 | 1.9118 | 4.5122 |  |  |  | 0 | 0
2016-08-09 22:00:00 | 0.079672 | 0.074965 | 0.074967 | [6 empty] | -28.26 |  |  | 23.35 | 51.03 | 1.6252 | 3.7876 |  |  |  | 0 | 0
2016-08-09 23:00:00 | 0.06154 | 0.059844 | 0.059847 | [6 empty] | -28.26 |  |  | 23.11 | 38.27 | 1.107 | 2.5995 |  |  |  | 0 | 0
2016-08-10 00:00:00 | 0.077063 | 0.078764 | 0.078768 | [6 empty] | -28.26 |  |  | 22 | 15.95 | 1.0924 | 2.6197 |  |  |  | 0 | 0
2016-08-10 01:00:00 | 0.080249 | 0.08236 | 0.082364 | [6 empty] | -28.26 |  |  | 19.99 | 12.67 | 1.0928 | 2.6072 |  |  |  | 0 | 0
2016-08-10 02:00:00 | 0.083874 | 0.086776 | 0.08678 | [6 empty] | -28.26 |  |  | 20.19 | 10.54 | 1.077 | 2.5694 |  |  |  | 0 | 0
2016-08-10 03:00:00 | 0.098734 | 0.10235 | 0.10236 | [6 empty] | -28.26 |  |  | 23.18 | 10.14 | 1.2316 | 2.9193 |  |  |  | 0 | 0
2016-08-10 04:00:00 | 0.12996 | 0.13335 | 0.13335 | [6 empty] | -28.26 |  |  | 27.59 | 15.71 | 1.7829 | 4.2689 |  |  |  | 0.020256 | 0
2016-08-10 05:00:00 | 0.1768 | 0.17892 | 0.17893 | [6 empty] | -28.26 |  |  | 32.21 | 27.62 | 2.724 | 6.6064 |  |  |  | 0.067098 | 0
2016-08-10 06:00:00 | 0.19332 | 0.19321 | 0.19321 | [6 empty] | -28.26 |  |  | 33.95 | 39.6 | 3.1956 | 7.7411 |  |  |  | 0.083619 | 0
2016-08-10 07:00:00 | 0.18025 | 0.17916 | 0.17917 | [6 empty] | -28.26 |  |  | 33.5 | 47.95 | 3.0209 | 7.2663 |  |  |  | 0.070549 | 0
2016-08-10 08:00:00 | 0.16725 | 0.16591 | 0.16591 | [6 empty] | -28.26 |  |  | 32.01 | 51.23 | 2.8189 | 6.7595 |  |  |  | 0.057547 | 0
2016-08-10 09:00:00 | 0.15394 | 0.15193 | 0.15193 | [6 empty] | -28.26 |  |  | 31.87 | 51.12 | 2.6444 | 6.3157 |  |  |  | 0.04424 | 0
2016-08-10 10:00:00 | 0.14352 | 0.14122 | 0.14122 | [6 empty] | -28.26 |  |  | 29.66 | 51.97 | 2.5009 | 5.9682 |  |  |  | 0.033818 | 0
2016-08-10 11:00:00 | 0.13339 | 0.13114 | 0.13114 | [6 empty] | -28.26 |  |  | 26.91 | 53.59 | 2.3467 | 5.6121 |  |  |  | 0.023693 | 0
2016-08-10 12:00:00 | 0.12822 | 0.12551 | 0.12551 | [6 empty] | -28.26 |  |  | 25.43 | 51.93 | 2.2892 | 5.4547 |  |  |  | 0.018523 | 0
2016-08-10 13:00:00 | 0.12214 | 0.11927 | 0.11927 | [6 empty] | -28.26 |  |  | 24.51 | 51.08 | 2.2167 | 5.2935 |  |  |  | 0.012443 | 0
2016-08-10 14:00:00 | 0.11867 | 0.11608 | 0.11609 | [6 empty] | -28.26 |  |  | 24.31 | 50.68 | 2.14 | 5.1164 |  |  |  | 0.0089722 | 0
2016-08-10 15:00:00 | 0.11754 | 0.11485 | 0.11486 | [6 empty] | -28.26 |  |  | 27.33 | 49 | 2.1482 | 5.1567 |  |  |  | 0.0078365 | 0
2016-08-10 16:00:00 | 0.11907 | 0.11619 | 0.11619 | [6 empty] | -28.26 |  |  | 31.48 | 47.18 | 2.2011 | 5.2954 |  |  |  | 0.0093723 | 0
2016-08-10 17:00:00 | 0.12348 | 0.12039 | 0.12039 | [6 empty] | -28.26 |  |  | 33.68 | 49.39 | 2.3102 | 5.5786 |  |  |  | 0.01378 | 0
2016-08-10 18:00:00 | 0.13274 | 0.12956 | 0.12956 | [6 empty] | -28.26 |  |  | 33.72 | 52.38 | 2.481 | 6.0034 |  |  |  | 0.023038 | 0
2016-08-10 19:00:00 | 0.13806 | 0.13332 | 0.13332 | [6 empty] | -28.26 |  |  | 33.93 | 50.76 | 2.6882 | 6.4763 |  |  |  | 0.028356 | 0
2016-08-10 20:00:00 | 0.13911 | 0.13373 | 0.13373 | [6 empty] | -28.26 |  |  | 32.93 | 51.81 | 2.7494 | 6.6037 |  |  |  | 0.029412 | 0
2016-08-10 21:00:00 | 0.12831 | 0.12211 | 0.12211 | [6 empty] | -28.26 |  |  | 28.65 | 49.47 | 2.6286 | 6.2881 |  |  |  | 0.018606 | 0
2016-08-10 22:00:00 | 0.10384 | 0.097981 | 0.097984 | [6 empty] | -28.26 |  |  | 24.23 | 46.87 | 2.1554 | 5.0958 |  |  |  | 0 | 0
2016-08-10 23:00:00 | 0.083437 | 0.082294 | 0.082297 | [6 empty] | -28.26 |  |  | 23.01 | 39.7 | 1.4486 | 3.462 |  |  |  | 0 | 0
2016-08-11 00:00:00 | 0.09228 | 0.09437 | 0.094375 | [6 empty] | -28.26 |  |  | 22.72 | 29.34 | 1.3148 | 3.1661 |  |  |  | 0 | 0
2016-08-11 01:00:00 | 0.096085 | 0.098662 | 0.098667 | [6 empty] | -28.26 |  |  | 20.49 | 22.78 | 1.3154 | 3.1515 |  |  |  | 0 | 0
2016-08-11 02:00:00 | 0.10041 | 0.10393 | 0.10393 | [6 empty] | -28.26 |  |  | 21.48 | 21.39 | 1.2966 | 3.1062 |  |  |  | 0 | 0
2016-08-11 03:00:00 | 0.11819 | 0.12257 | 0.12258 | [6 empty] | -28.26 |  |  | 22.77 | 20.09 | 1.4827 | 3.5295 |  |  |  | 0.0084846 | 0
2016-08-11 04:00:00 | 0.15561 | 0.15975 | 0.15976 | [6 empty] | -28.26 |  |  | 27.97 | 16.89 | 2.1464 | 5.1611 |  |  |  | 0.04591 | 0
2016-08-11 05:00:00 | 0.21181 | 0.21451 | 0.21452 | [6 empty] | -28.26 |  |  | 34.09 | 24.92 | 3.2799 | 7.9894 |  |  |  | 0.10211 | 0
2016-08-11 06:00:00 | 0.23168 | 0.23175 | 0.23175 | [6 empty] | -28.26 |  |  | 35.67 | 38 | 3.848 | 9.363 |  |  |  | 0.12197 | 0
2016-08-11 07:00:00 | 0.21603 | 0.21492 | 0.21493 | [6 empty] | -28.26 |  |  | 33.07 | 47.5 | 3.638 | 8.7902 |  |  |  | 0.10633 | 0
2016-08-11 08:00:00 | 0.20045 | 0.19901 | 0.19902 | [6 empty] | -28.26 |  |  | 30.86 | 53.2 | 3.3943 | 8.1755 |  |  |  | 0.090745 | 0
2016-08-11 09:00:00 | 0.18451 | 0.18226 | 0.18226 | [6 empty] | -28.26 |  |  | 30.48 | 53.3 | 3.1841 | 7.6384 |  |  |  | 0.074811 | 0
2016-08-11 10:00:00 | 0.17203 | 0.16943 | 0.16943 | [6 empty] | -28.26 |  |  | 28.57 | 51.69 | 3.0112 | 7.2176 |  |  |  | 0.062328 | 0
2016-08-11 11:00:00 | 0.1599 | 0.15734 | 0.15735 | [6 empty] | -28.26 |  |  | 27.17 | 50.18 | 2.8255 | 6.7865 |  |  |  | 0.050196 | 0
2016-08-11 12:00:00 | 0.15371 | 0.15059 | 0.1506 | [6 empty] | -28.26 |  |  | 24.99 | 48.02 | 2.7561 | 6.5958 |  |  |  | 0.044007 | 0
2016-08-11 13:00:00 | 0.14643 | 0.14313 | 0.14313 | [6 empty] | -28.26 |  |  | 25.62 | 46.55 | 2.6689 | 6.401 |  |  |  | 0.036731 | 0
2016-08-11 14:00:00 | 0.14227 | 0.1393 | 0.1393 | [6 empty] | -28.26 |  |  | 25.69 | 47.34 | 2.5766 | 6.1871 |  |  |  | 0.032567 | 0
2016-08-11 15:00:00 | 0.14092 | 0.13784 | 0.13784 | [6 empty] | -28.26 |  |  | 31.4 | 46.93 | 2.5865 | 6.2361 |  |  |  | 0.031216 | 0
2016-08-11 16:00:00 | 0.14277 | 0.13946 | 0.13946 | [6 empty] | -28.26 |  |  | 34.37 | 47.27 | 2.6503 | 6.4043 |  |  |  | 0.033067 | 0
2016-08-11 17:00:00 | 0.14806 | 0.14451 | 0.14452 | [6 empty] | -28.26 |  |  | 34.95 | 49.94 | 2.7818 | 6.747 |  |  |  | 0.038363 | 0
2016-08-11 18:00:00 | 0.15916 | 0.15553 | 0.15553 | [6 empty] | -28.26 |  |  | 35.11 | 52.5 | 2.9874 | 7.2608 |  |  |  | 0.049463 | 0
2016-08-11 19:00:00 | 0.16558 | 0.16009 | 0.16009 | [6 empty] | -28.26 |  |  | 34.82 | 53.14 | 3.237 | 7.8328 |  |  |  | 0.055874 | 0
2016-08-11 20:00:00 | 0.16685 | 0.16059 | 0.16059 | [6 empty] | -28.26 |  |  | 33.87 | 52.49 | 3.3104 | 7.9861 |  |  |  | 0.05715 | 0
2016-08-11 21:00:00 | 0.15391 | 0.14667 | 0.14667 | [6 empty] | -28.26 |  |  | 28.82 | 52.53 | 3.1648 | 7.6035 |  |  |  | 0.044213 | 0
2016-08-11 22:00:00 | 0.12457 | 0.11768 | 0.11769 | [6 empty] | -28.26 |  |  | 24.07 | 53.28 | 2.5946 | 6.1601 |  |  |  | 0.014864 | 0
2016-08-11 23:00:00 | 0.099993 | 0.098707 | 0.098711 | [6 empty] | -28.26 |  |  | 22.97 | 42.6 | 1.7435 | 4.1838 |  |  |  | 0 | 0
2016-08-12 00:00:00 | 0.084178 | 0.086148 | 0.086152 | [6 empty] | -28.26 |  |  | 21.05 | 38.83 | 1.188 | 2.8548 |  |  |  | 0 | 0
2016-08-12 01:00:00 | 0.084824 | 0.086744 | 0.086748 | [6 empty] | -28.26 |  |  | 19.9 | 37.27 | 1.1886 | 2.8415 |  |  |  | 0 | 0
2016-08-12 02:00:00 | 0.088034 | 0.090686 | 0.09069 | [6 empty] | -28.26 |  |  | 20.05 | 31 | 1.1715 | 2.8004 |  |  |  | 0 | 0
2016-08-12 03:00:00 | 0.10236 | 0.10548 | 0.10549 | [6 empty] | -28.26 |  |  | 22.98 | 30.64 | 1.3396 | 3.1819 |  |  |  | 0 | 0
2016-08-12 04:00:00 | 0.1339 | 0.13637 | 0.13638 | [6 empty] | -28.26 |  |  | 27.93 | 31.38 | 1.9393 | 4.6529 |  |  |  | 0.024202 | 0
2016-08-12 05:00:00 | 0.18786 | 0.18954 | 0.18954 | [6 empty] | -28.26 |  |  | 32.55 | 35.69 | 2.9632 | 7.2015 |  |  |  | 0.078158 | 0
2016-08-12 06:00:00 | 0.20788 | 0.20752 | 0.20752 | [6 empty] | -28.26 |  |  | 33.8 | 44.14 | 3.4762 | 8.439 |  |  |  | 0.098182 | 0
2016-08-12 07:00:00 | 0.19546 | 0.19433 | 0.19433 | [6 empty] | -28.26 |  |  | 34.04 | 52.96 | 3.2863 | 7.922 |  |  |  | 0.085754 | 0
2016-08-12 08:00:00 | 0.18097 | 0.17949 | 0.1795 | [6 empty] | -28.26 |  |  | 34.91 | 51.82 | 3.0664 | 7.3688 |  |  |  | 0.071269 | 0
2016-08-12 09:00:00 | 0.1665 | 0.16429 | 0.16429 | [6 empty] | -28.26 |  |  | 35.25 | 53.2 | 2.8766 | 6.8848 |  |  |  | 0.056803 | 0
2016-08-12 10:00:00 | 0.154 | 0.15126 | 0.15126 | [6 empty] | -28.26 |  |  | 34.95 | 55.01 | 2.7204 | 6.5058 |  |  |  | 0.044299 | 0
2016-08-12 11:00:00 | 0.14715 | 0.14519 | 0.14519 | [6 empty] | -28.26 |  |  | 32.1 | 56.06 | 2.5527 | 6.1174 |  |  |  | 0.037453 | 0
2016-08-12 12:00:00 | 0.13933 | 0.13647 | 0.13647 | [6 empty] | -28.26 |  |  | 29.5 | 58.28 | 2.49 | 5.9457 |  |  |  | 0.029632 | 0
2016-08-12 13:00:00 | 0.13215 | 0.12902 | 0.12902 | [6 empty] | -28.26 |  |  | 27.12 | 55.08 | 2.4112 | 5.7701 |  |  |  | 0.022453 | 0
2016-08-12 14:00:00 | 0.12776 | 0.12482 | 0.12482 | [6 empty] | -28.26 |  |  | 24.2 | 53.2 | 2.3278 | 5.5771 |  |  |  | 0.018055 | 0
2016-08-12 15:00:00 | 0.12671 | 0.12371 | 0.12371 | [6 empty] | -28.26 |  |  | 26.9 | 50.95 | 2.3368 | 5.6212 |  |  |  | 0.017011 | 0
2016-08-12 16:00:00 | 0.12903 | 0.12593 | 0.12593 | [6 empty] | -28.26 |  |  | 28.09 | 51.33 | 2.3943 | 5.7726 |  |  |  | 0.019331 | 0
2016-08-12 17:00:00 | 0.1338 | 0.13047 | 0.13047 | [6 empty] | -28.26 |  |  | 29.06 | 53.19 | 2.5131 | 6.0813 |  |  |  | 0.024101 | 0
2016-08-12 18:00:00 | 0.14508 | 0.14188 | 0.14188 | [6 empty] | -28.26 |  |  | 29.13 | 53.66 | 2.6988 | 6.5444 |  |  |  | 0.03538 | 0
2016-08-12 19:00:00 | 0.14975 | 0.14466 | 0.14466 | [6 empty] | -28.26 |  |  | 28.99 | 53.28 | 2.9243 | 7.06 |  |  |  | 0.040046 | 0
2016-08-12 20:00:00 | 0.15156 | 0.14589 | 0.14589 | [6 empty] | -28.26 |  |  | 28.34 | 54.05 | 2.9907 | 7.1985 |  |  |  | 0.041857 | 0
2016-08-12 21:00:00 | 0.13947 | 0.13285 | 0.13285 | [6 empty] | -28.26 |  |  | 24.7 | 53.19 | 2.8593 | 6.8541 |  |  |  | 0.029766 | 0
2016-08-12 22:00:00 | 0.11259 | 0.10626 | 0.10626 | [6 empty] | -28.26 |  |  | 21.7 | 55.03 | 2.3443 | 5.5538 |  |  |  | 0.0028852 | 0
2016-08-12 23:00:00 | 0.090546 | 0.089341 | 0.089345 | [6 empty] | -28.26 |  |  | 19.97 | 52.5 | 1.5755 | 3.7726 |  |  |  | 0 | 0
2016-08-13 00:00:00 | 0.053225 | 0.053875 | 0.053879 | [6 empty] | -28.26 |  |  | 18.09 | 50.54 | 0.76643 | 1.7954 |  |  |  | 0 | 0
2016-08-13 01:00:00 | 0.052474 | 0.052663 | 0.052666 | [6 empty] | -28.26 |  |  | 16.89 | 44.42 | 0.78326 | 1.8212 |  |  |  | 0 | 0
2016-08-13 02:00:00 | 0.054863 | 0.056145 | 0.056148 | [6 empty] | -28.26 |  |  | 16.1 | 40.83 | 0.73129 | 1.7089 |  |  |  | 0 | 0
2016-08-13 03:00:00 | 0.065591 | 0.067681 | 0.067685 | [6 empty] | -28.26 |  |  | 14.46 | 39.04 | 0.82293 | 1.9224 |  |  |  | 0 | 0
2016-08-13 04:00:00 | 0.087134 | 0.087678 | 0.087682 | [6 empty] | -28.26 |  |  | 16.08 | 38.21 | 1.3244 | 3.1365 |  |  |  | 0 | 0
2016-08-13 05:00:00 | 0.12479 | 0.12582 | 0.12583 | [6 empty] | -28.26 |  |  | 18.05 | 38.51 | 1.9816 | 4.8259 |  |  |  | 0.015089 | 0
2016-08-13 06:00:00 | 0.13682 | 0.1369 | 0.13691 | [6 empty] | -28.26 |  |  | 20.06 | 39.05 | 2.2452 | 5.4431 |  |  |  | 0.027119 | 0
2016-08-13 07:00:00 | 0.12933 | 0.12675 | 0.12675 | [6 empty] | -28.26 |  |  | 20.06 | 41.19 | 2.2537 | 5.334 |  |  |  | 0.019629 | 0
2016-08-13 08:00:00 | 0.11513 | 0.11307 | 0.11307 | [6 empty] | -28.26 |  |  | 18.06 | 47.56 | 1.9895 | 4.7104 |  |  |  | 0.0054252 | 0
2016-08-13 09:00:00 | 0.11361 | 0.11166 | 0.11166 | [6 empty] | -28.26 |  |  | 15.85 | 50.96 | 1.9555 | 4.6292 |  |  |  | 0.0039104 | 0
2016-08-13 10:00:00 | 0.10082 | 0.098086 | 0.098088 | [6 empty] | -28.26 |  |  | 13.64 | 52.53 | 1.8146 | 4.2813 |  |  |  | 0 | 0
2016-08-13 11:00:00 | 0.09634 | 0.094155 | 0.094157 | [6 empty] | -28.26 |  |  | 9.07 | 54.96 | 1.7073 | 4.0411 |  |  |  | 0 | 0
2016-08-13 12:00:00 | 0.089398 | 0.086183 | 0.086185 | [6 empty] | -28.26 |  |  | 9.11 | 54.1 | 1.6846 | 3.9791 |  |  |  | 0 | 0
2016-08-13 13:00:00 | 0.087306 | 0.085284 | 0.085286 | [6 empty] | -28.26 |  |  | 10.54 | 51.9 | 1.5359 | 3.6165 |  |  |  | 0 | 0
2016-08-13 14:00:00 | 0.084112 | 0.081671 | 0.081673 | [6 empty] | -28.26 |  |  | 12.52 | 50.4 | 1.5183 | 3.5685 |  |  |  | 0 | 0
2016-08-13 15:00:00 | 0.080057 | 0.077904 | 0.077906 | [6 empty] | -28.26 |  |  | 18.77 | 46.04 | 1.4364 | 3.3833 |  |  |  | 0 | 0
2016-08-13 16:00:00 | 0.078933 | 0.076556 | 0.076558 | [6 empty] | -28.26 |  |  | 24.72 | 47.41 | 1.4587 | 3.4601 |  |  |  | 0 | 0
2016-08-13 17:00:00 | 0.080639 | 0.077956 | 0.077957 | [6 empty] | -28.26 |  |  | 26.88 | 50.73 | 1.5241 | 3.628 |  |  |  | 0 | 0
2016-08-13 18:00:00 | 0.086616 | 0.083584 | 0.083586 | [6 empty] | -28.26 |  |  | 27.7 | 50.9 | 1.6464 | 3.9143 |  |  |  | 0 | 0
2016-08-13 19:00:00 | 0.089013 | 0.085246 | 0.085247 | [6 empty] | -28.26 |  |  | 29.08 | 50.8 | 1.7604 | 4.1974 |  |  |  | 0 | 0
2016-08-13 20:00:00 | 0.093929 | 0.089906 | 0.089907 | [6 empty] | -28.26 |  |  | 28.31 | 51.04 | 1.8537 | 4.4095 |  |  |  | 0 | 0
2016-08-13 21:00:00 | 0.089318 | 0.084347 | 0.084349 | [6 empty] | -28.26 |  |  | 25.73 | 52.74 | 1.8325 | 4.3175 |  |  |  | 0 | 0
2016-08-13 22:00:00 | 0.074681 | 0.069812 | 0.069814 | [6 empty] | -28.26 |  |  | 23.44 | 52.93 | 1.5579 | 3.6245 |  |  |  | 0 | 0
2016-08-13 23:00:00 | 0.061376 | 0.060127 | 0.06013 | [6 empty] | -28.26 |  |  | 21.18 | 46 | 1.0612 | 2.4879 |  |  |  | 0 | 0
2016-08-14 00:00:00 | 0.056482 | 0.057869 | 0.057873 | [6 empty] | -28.26 |  |  | 19.61 | 47.73 | 0.75046 | 1.7565 |  |  |  | 0 | 0
2016-08-14 01:00:00 | 0.062608 | 0.064746 | 0.06475 | [6 empty] | -28.26 |  |  | 19.03 | 46.36 | 0.76693 | 1.7817 |  |  |  | 0 | 0
2016-08-14 02:00:00 | 0.069012 | 0.072934 | 0.072938 | [6 empty] | -28.26 |  |  | 18.05 | 39.41 | 0.71604 | 1.6718 |  |  |  | 0 | 0
2016-08-14 03:00:00 | 0.086106 | 0.091974 | 0.09198 | [6 empty] | -28.26 |  |  | 18.08 | 35.63 | 0.80575 | 1.8805 |  |  |  | 0 | 0
2016-08-14 04:00:00 | 0.11244 | 0.1177 | 0.11771 | [6 empty] | -28.26 |  |  | 18.06 | 33.46 | 1.2968 | 3.0682 |  |  |  | 0.0027346 | 0
2016-08-14 05:00:00 | 0.11354 | 0.11299 | 0.11299 | [6 empty] | -28.26 |  |  | 19.14 | 33.29 | 1.9401 | 4.7203 |  |  |  | 0.003837 | 0
2016-08-14 06:00:00 | 0.12774 | 0.12669 | 0.12669 | [6 empty] | -28.26 |  |  | 19.9 | 31.91 | 2.1982 | 5.3239 |  |  |  | 0.018043 | 0
2016-08-14 07:00:00 | 0.1128 | 0.1078 | 0.1078 | [6 empty] | -28.26 |  |  | 18.99 | 32.2 | 2.2064 | 5.2172 |  |  |  | 0.0030954 | 0
2016-08-14 08:00:00 | 0.10167 | 0.097671 | 0.097672 | [6 empty] | -28.26 |  |  | 19.74 | 36.88 | 1.9479 | 4.6074 |  |  |  | 0 | 0
2016-08-14 09:00:00 | 0.099868 | 0.095925 | 0.095926 | [6 empty] | -28.26 |  |  | 20.46 | 41.41 | 1.9145 | 4.528 |  |  |  | 0 | 0
2016-08-14 10:00:00 | 0.091016 | 0.086949 | 0.08695 | [6 empty] | -28.26 |  |  | 19.1 | 44.55 | 1.7766 | 4.1878 |  |  |  | 0 | 0
2016-08-14 11:00:00 | 0.087223 | 0.083802 | 0.083804 | [6 empty] | -28.26 |  |  | 17.41 | 47.03 | 1.6716 | 3.9528 |  |  |  | 0 | 0
2016-08-14 12:00:00 | 0.084746 | 0.081077 | 0.081078 | [6 empty] | -28.26 |  |  | 15.99 | 47 | 1.6494 | 3.8923 |  |  |  | 0 | 0
2016-08-14 13:00:00 | 0.079036 | 0.075894 | 0.075896 | [6 empty] | -28.26 |  |  | 16.57 | 39.89 | 1.5038 | 3.5376 |  |  |  | 0 | 0
2016-08-14 14:00:00 | 0.076998 | 0.073637 | 0.073639 | [6 empty] | -28.26 |  |  | 16.89 | 41.07 | 1.4866 | 3.4907 |  |  |  | 0 | 0
2016-08-14 15:00:00 | 0.074132 | 0.071249 | 0.07125 | [6 empty] | -28.26 |  |  | 20.13 | 41.02 | 1.4064 | 3.3095 |  |  |  | 0 | 0
2016-08-14 16:00:00 | 0.077625 | 0.075328 | 0.07533 | [6 empty] | -28.26 |  |  | 26.75 | 41.02 | 1.4281 | 3.3846 |  |  |  | 0 | 0
2016-08-14 17:00:00 | 0.080525 | 0.078142 | 0.078143 | [6 empty] | -28.26 |  |  | 29.57 | 44.06 | 1.4922 | 3.5488 |  |  |  | 0 | 0
2016-08-14 18:00:00 | 0.08477 | 0.081762 | 0.081763 | [6 empty] | -28.26 |  |  | 31.56 | 49.92 | 1.612 | 3.8289 |  |  |  | 0 | 0
2016-08-14 19:00:00 | 0.092442 | 0.089646 | 0.089647 | [6 empty] | -28.26 |  |  | 32.3 | 52.38 | 1.7235 | 4.1057 |  |  |  | 0 | 0
2016-08-14 20:00:00 | 0.098419 | 0.095573 | 0.095575 | [6 empty] | -28.26 |  |  | 31.56 | 53.17 | 1.8149 | 4.3132 |  |  |  | 0 | 0
2016-08-14 21:00:00 | 0.090763 | 0.086439 | 0.086441 | [6 empty] | -28.26 |  |  | 28.5 | 55.04 | 1.7942 | 4.2234 |  |  |  | 0 | 0
2016-08-14 22:00:00 | 0.077154 | 0.073063 | 0.073065 | [6 empty] | -28.26 |  |  | 25.15 | 55.98 | 1.5253 | 3.5456 |  |  |  | 0 | 0
2016-08-14 23:00:00 | 0.059834 | 0.058544 | 0.058547 | [6 empty] | -28.26 |  |  | 22.94 | 50.41 | 1.0391 | 2.4339 |  |  |  | 0 | 0
2016-08-15 00:00:00 | 0.0642 | 0.065739 | 0.065743 | [6 empty] | -28.26 |  |  | 21.61 | 43 | 0.86583 | 2.0375 |  |  |  | 0 | 0
2016-08-15 01:00:00 | 0.064374 | 0.065573 | 0.065577 | [6 empty] | -28.26 |  |  | 21.01 | 33.96 | 0.88489 | 2.0669 |  |  |  | 0 | 0
2016-08-15 02:00:00 | 0.066803 | 0.069184 | 0.069188 | [6 empty] | -28.26 |  |  | 21.5 | 32.94 | 0.82622 | 1.9396 |  |  |  | 0 | 0
2016-08-15 03:00:00 | 0.080295 | 0.083841 | 0.083845 | [6 empty] | -28.26 |  |  | 23.29 | 30.31 | 0.92989 | 2.1824 |  |  |  | 0 | 0
2016-08-15 04:00:00 | 0.11245 | 0.11568 | 0.11569 | [6 empty] | -28.26 |  |  | 27.21 | 31.04 | 1.4966 | 3.5609 |  |  |  | 0.0027486 | 0
2016-08-15 05:00:00 | 0.15217 | 0.15555 | 0.15555 | [6 empty] | -28.26 |  |  | 30.82 | 35.13 | 2.24 | 5.482 |  |  |  | 0.042467 | 0
2016-08-15 06:00:00 | 0.16516 | 0.16739 | 0.16739 | [6 empty] | -28.26 |  |  | 32 | 43.37 | 2.5382 | 6.1841 |  |  |  | 0.055456 | 0
2016-08-15 07:00:00 | 0.14678 | 0.14425 | 0.14425 | [6 empty] | -28.26 |  |  | 30.59 | 49.28 | 2.5477 | 6.0598 |  |  |  | 0.037075 | 0
2016-08-15 08:00:00 | 0.13201 | 0.13027 | 0.13027 | [6 empty] | -28.26 |  |  | 28.65 | 48.98 | 2.2488 | 5.3505 |  |  |  | 0.022314 | 0
2016-08-15 09:00:00 | 0.12672 | 0.12447 | 0.12447 | [6 empty] | -28.26 |  |  | 28.32 | 52.25 | 2.2103 | 5.2582 |  |  |  | 0.017022 | 0
2016-08-15 10:00:00 | 0.11614 | 0.11366 | 0.11367 | [6 empty] | -28.26 |  |  | 27.02 | 54.03 | 2.051 | 4.8627 |  |  |  | 0.0064436 | 0
2016-08-15 11:00:00 | 0.11159 | 0.1098 | 0.10981 | [6 empty] | -28.26 |  |  | 25 | 55.03 | 1.9297 | 4.5896 |  |  |  | 0.0018841 | 0
2016-08-15 12:00:00 | 0.10392 | 0.101 | 0.101 | [6 empty] | -28.26 |  |  | 23.9 | 56.44 | 1.9039 | 4.5188 |  |  |  | 0 | 0
2016-08-15 13:00:00 | 0.097977 | 0.095762 | 0.095764 | [6 empty] | -28.26 |  |  | 24.1 | 52.93 | 1.7358 | 4.107 |  |  |  | 0 | 0
2016-08-15 14:00:00 | 0.093238 | 0.090348 | 0.090351 | [6 empty] | -28.26 |  |  | 25.54 | 48.94 | 1.7159 | 4.0523 |  |  |  | 0 | 0
2016-08-15 15:00:00 | 0.088757 | 0.086201 | 0.086203 | [6 empty] | -28.26 |  |  | 30.62 | 44.94 | 1.6233 | 3.8419 |  |  |  | 0 | 0
2016-08-15 16:00:00 | 0.09124 | 0.089094 | 0.089096 | [6 empty] | -28.26 |  |  | 33.98 | 44.6 | 1.6486 | 3.9297 |  |  |  | 0 | 0
2016-08-15 17:00:00 | 0.095295 | 0.093184 | 0.093186 | [6 empty] | -28.26 |  |  | 35.88 | 46.87 | 1.7226 | 4.1204 |  |  |  | 0 | 0
2016-08-15 18:00:00 | 0.10365 | 0.10144 | 0.10145 | [6 empty] | -28.26 |  |  | 34.32 | 51.11 | 1.8608 | 4.4454 |  |  |  | 0 | 0
2016-08-15 19:00:00 | 0.11057 | 0.10828 | 0.10828 | [6 empty] | -28.26 |  |  | 34.47 | 53.93 | 1.9897 | 4.7673 |  |  |  | 0.00086641 | 0
2016-08-15 20:00:00 | 0.11102 | 0.10756 | 0.10756 | [6 empty] | -28.26 |  |  | 33.22 | 53.31 | 2.0951 | 5.0079 |  |  |  | 0.0013205 | 0
2016-08-15 21:00:00 | 0.10569 | 0.10113 | 0.10113 | [6 empty] | -28.26 |  |  | 30.42 | 54.94 | 2.0709 | 4.9026 |  |  |  | 0 | 0
2016-08-15 22:00:00 | 0.087657 | 0.082917 | 0.08292 | [6 empty] | -28.26 |  |  | 26.26 | 54.64 | 1.7603 | 4.1148 |  |  |  | 0 | 0
2016-08-15 23:00:00 | 0.068568 | 0.067147 | 0.067151 | [6 empty] | -28.26 |  |  | 23.99 | 47 | 1.1989 | 2.8234 |  |  |  | 0 | 0
2016-08-16 00:00:00 | 0.07505 | 0.076483 | 0.076488 | [6 empty] | -28.26 |  |  | 22.94 | 43.3 | 1.0577 | 2.5037 |  |  |  | 0 | 0
2016-08-16 01:00:00 | 0.076325 | 0.07753 | 0.077534 | [6 empty] | -28.26 |  |  | 22.03 | 42 | 1.081 | 2.5401 |  |  |  | 0 | 0
2016-08-16 02:00:00 | 0.07929 | 0.08193 | 0.081934 | [6 empty] | -28.26 |  |  | 22.1 | 40.31 | 1.0094 | 2.384 |  |  |  | 0 | 0
2016-08-16 03:00:00 | 0.09554 | 0.099581 | 0.099586 | [6 empty] | -28.26 |  |  | 24.1 | 39.79 | 1.1363 | 2.6834 |  |  |  | 0 | 0
2016-08-16 04:00:00 | 0.13306 | 0.13651 | 0.13651 | [6 empty] | -28.26 |  |  | 28.71 | 38.83 | 1.8289 | 4.3787 |  |  |  | 0.023356 | 0
2016-08-16 05:00:00 | 0.1835 | 0.1876 | 0.1876 | [6 empty] | -28.26 |  |  | 33.63 | 41.61 | 2.7388 | 6.7465 |  |  |  | 0.073794 | 0
2016-08-16 06:00:00 | 0.19892 | 0.2016 | 0.20161 | [6 empty] | -28.26 |  |  | 34.14 | 47.84 | 3.1036 | 7.6121 |  |  |  | 0.089221 | 0
2016-08-16 07:00:00 | 0.18119 | 0.17888 | 0.17888 | [6 empty] | -28.26 |  |  | 33.9 | 54.81 | 3.1152 | 7.4588 |  |  |  | 0.071489 | 0
2016-08-16 08:00:00 | 0.16276 | 0.16128 | 0.16129 | [6 empty] | -28.26 |  |  | 31.73 | 55.36 | 2.7494 | 6.584 |  |  |  | 0.053063 | 0
2016-08-16 09:00:00 | 0.1566 | 0.15455 | 0.15455 | [6 empty] | -28.26 |  |  | 30.13 | 54.93 | 2.7022 | 6.4704 |  |  |  | 0.046901 | 0
2016-08-16 10:00:00 | 0.1427 | 0.14016 | 0.14016 | [6 empty] | -28.26 |  |  | 29.09 | 55.06 | 2.5074 | 5.9828 |  |  |  | 0.032994 | 0
2016-08-16 11:00:00 | 0.13776 | 0.13616 | 0.13617 | [6 empty] | -28.26 |  |  | 28.93 | 55.67 | 2.3589 | 5.6467 |  |  |  | 0.028054 | 0
2016-08-16 12:00:00 | 0.12759 | 0.12447 | 0.12447 | [6 empty] | -28.26 |  |  | 28.94 | 56.5 | 2.3272 | 5.5587 |  |  |  | 0.017892 | 0
2016-08-16 13:00:00 | 0.11768 | 0.11492 | 0.11492 | [6 empty] | -28.26 |  |  | 29.29 | 56.28 | 2.1218 | 5.0521 |  |  |  | 0.0079795 | 0
2016-08-16 14:00:00 | 0.11279 | 0.10936 | 0.10936 | [6 empty] | -28.26 |  |  | 30.58 | 56.27 | 2.0973 | 4.9845 |  |  |  | 0.0030889 | 0
2016-08-16 15:00:00 | 0.10633 | 0.10312 | 0.10312 | [6 empty] | -28.26 |  |  | 33.12 | 54.92 | 1.9842 | 4.7257 |  |  |  | 0 | 0
2016-08-16 16:00:00 | 0.10886 | 0.10607 | 0.10607 | [6 empty] | -28.26 |  |  | 34.33 | 54.79 | 2.0153 | 4.8344 |  |  |  | 0 | 0
2016-08-16 17:00:00 | 0.1136 | 0.11082 | 0.11082 | [6 empty] | -28.26 |  |  | 35.79 | 55.78 | 2.1058 | 5.0693 |  |  |  | 0.0038962 | 0
2016-08-16 18:00:00 | 0.12335 | 0.1204 | 0.1204 | [6 empty] | -28.26 |  |  | 34.81 | 57.92 | 2.2745 | 5.4687 |  |  |  | 0.013646 | 0
2016-08-16 19:00:00 | 0.13034 | 0.12706 | 0.12707 | [6 empty] | -28.26 |  |  | 34.36 | 56.49 | 2.4323 | 5.8654 |  |  |  | 0.020639 | 0
2016-08-16 20:00:00 | 0.13159 | 0.12702 | 0.12702 | [6 empty] | -28.26 |  |  | 31.25 | 54.91 | 2.561 | 6.1609 |  |  |  | 0.021889 | 0
2016-08-16 21:00:00 | 0.12554 | 0.1197 | 0.1197 | [6 empty] | -28.26 |  |  | 27.74 | 54.19 | 2.5311 | 6.0297 |  |  |  | 0.015835 | 0
2016-08-16 22:00:00 | 0.10353 | 0.097409 | 0.097411 | [6 empty] | -28.26 |  |  | 25.03 | 53.18 | 2.1512 | 5.0594 |  |  |  | 0 | 0
2016-08-16 23:00:00 | 0.07969 | 0.077443 | 0.077446 | [6 empty] | -28.26 |  |  | 24.01 | 47.52 | 1.4646 | 3.4697 |  |  |  | 0 | 0
2016-08-17 00:00:00 | 0.07612 | 0.0775 | 0.077505 | [6 empty] | -28.26 |  |  | 23.51 | 43 | 1.0806 | 2.5592 |  |  |  | 0 | 0
2016-08-17 01:00:00 | 0.077415 | 0.078561 | 0.078565 | [6 empty] | -28.26 |  |  | 21.9 | 39.83 | 1.1044 | 2.5965 |  |  |  | 0 | 0
2016-08-17 02:00:00 | 0.08038 | 0.08298 | 0.082985 | [6 empty] | -28.26 |  |  | 22.56 | 35.77 | 1.0313 | 2.437 |  |  |  | 0 | 0
2016-08-17 03:00:00 | 0.096825 | 0.10083 | 0.10084 | [6 empty] | -28.26 |  |  | 25.05 | 34.09 | 1.161 | 2.7431 |  |  |  | 0 | 0
2016-08-17 04:00:00 | 0.13494 | 0.13831 | 0.13832 | [6 empty] | -28.26 |  |  | 29.74 | 34.47 | 1.8686 | 4.4761 |  |  |  | 0.025237 | 0
2016-08-17 05:00:00 | 0.18617 | 0.19017 | 0.19018 | [6 empty] | -28.26 |  |  | 34.75 | 37.35 | 2.7983 | 6.8973 |  |  |  | 0.076469 | 0
2016-08-17 06:00:00 | 0.20187 | 0.20442 | 0.20442 | [6 empty] | -28.26 |  |  | 36.1 | 48.07 | 3.1712 | 7.7824 |  |  |  | 0.092171 | 0
2016-08-17 07:00:00 | 0.18398 | 0.18146 | 0.18147 | [6 empty] | -28.26 |  |  | 33 | 54.8 | 3.1829 | 7.6256 |  |  |  | 0.074283 | 0
2016-08-17 08:00:00 | 0.16526 | 0.1636 | 0.1636 | [6 empty] | -28.26 |  |  | 28.54 | 57.99 | 2.8091 | 6.7311 |  |  |  | 0.055554 | 0
2016-08-17 09:00:00 | 0.15902 | 0.15679 | 0.15679 | [6 empty] | -28.26 |  |  | 28.03 | 56.61 | 2.761 | 6.615 |  |  |  | 0.049319 | 0
2016-08-17 10:00:00 | 0.14492 | 0.1422 | 0.1422 | [6 empty] | -28.26 |  |  | 27.79 | 57.87 | 2.5618 | 6.1164 |  |  |  | 0.035214 | 0
2016-08-17 11:00:00 | 0.13988 | 0.13813 | 0.13813 | [6 empty] | -28.26 |  |  | 27.72 | 58.29 | 2.4101 | 5.7728 |  |  |  | 0.030175 | 0
2016-08-17 12:00:00 | 0.12961 | 0.12632 | 0.12632 | [6 empty] | -28.26 |  |  | 27.05 | 58.1 | 2.3778 | 5.6827 |  |  |  | 0.019908 | 0
2016-08-17 13:00:00 | 0.11953 | 0.11661 | 0.11662 | [6 empty] | -28.26 |  |  | 28.41 | 58 | 2.1678 | 5.1648 |  |  |  | 0.0098302 | 0
2016-08-17 14:00:00 | 0.11459 | 0.11099 | 0.111 | [6 empty] | -28.26 |  |  | 30.47 | 56.85 | 2.1428 | 5.0956 |  |  |  | 0.0048864 | 0
2016-08-17 15:00:00 | 0.10803 | 0.10467 | 0.10467 | [6 empty] | -28.26 |  |  | 35.08 | 55.15 | 2.0272 | 4.8311 |  |  |  | 0 | 0
2016-08-17 16:00:00 | 0.11059 | 0.10765 | 0.10765 | [6 empty] | -28.26 |  |  | 35.67 | 54.72 | 2.059 | 4.9423 |  |  |  | 0.00089024 | 0
2016-08-17 17:00:00 | 0.11541 | 0.11248 | 0.11248 | [6 empty] | -28.26 |  |  | 37.07 | 56.01 | 2.1515 | 5.1825 |  |  |  | 0.0057043 | 0
2016-08-17 18:00:00 | 0.12531 | 0.1222 | 0.1222 | [6 empty] | -28.26 |  |  | 36.45 | 57.1 | 2.3239 | 5.5907 |  |  |  | 0.015604 | 0
2016-08-17 19:00:00 | 0.13242 | 0.12898 | 0.12898 | [6 empty] | -28.26 |  |  | 35.48 | 58.03 | 2.4851 | 5.9963 |  |  |  | 0.02272 | 0
2016-08-17 20:00:00 | 0.13373 | 0.12897 | 0.12897 | [6 empty] | -28.26 |  |  | 32.42 | 57.14 | 2.6167 | 6.2984 |  |  |  | 0.024029 | 0
2016-08-17 21:00:00 | 0.12761 | 0.12156 | 0.12157 | [6 empty] | -28.26 |  |  | 28.82 | 56.94 | 2.586 | 6.1641 |  |  |  | 0.017909 | 0
2016-08-17 22:00:00 | 0.10526 | 0.098948 | 0.098951 | [6 empty] | -28.26 |  |  | 25.16 | 55.28 | 2.1978 | 5.172 |  |  |  | 0 | 0
2016-08-17 23:00:00 | 0.080953 | 0.078594 | 0.078598 | [6 empty] | -28.26 |  |  | 24.12 | 48.11 | 1.4963 | 3.5468 |  |  |  | 0 | 0
2016-08-18 00:00:00 | 0.073858 | 0.075272 | 0.075277 | [6 empty] | -28.26 |  |  | 23.34 | 44 | 1.0395 | 2.4595 |  |  |  | 0 | 0
2016-08-18 01:00:00 | 0.075112 | 0.076302 | 0.076307 | [6 empty] | -28.26 |  |  | 21.83 | 42.59 | 1.0625 | 2.4953 |  |  |  | 0 | 0
2016-08-18 02:00:00 | 0.078037 | 0.08064 | 0.080645 | [6 empty] | -28.26 |  |  | 22.49 | 40.06 | 0.99207 | 2.3419 |  |  |  | 0 | 0
2016-08-18 03:00:00 | 0.094035 | 0.098019 | 0.098024 | [6 empty] | -28.26 |  |  | 25.05 | 40.03 | 1.1168 | 2.636 |  |  |  | 0 | 0
2016-08-18 04:00:00 | 0.13095 | 0.13435 | 0.13435 | [6 empty] | -28.26 |  |  | 30.26 | 41.05 | 1.7974 | 4.3012 |  |  |  | 0.021244 | 0
2016-08-18 05:00:00 | 0.18057 | 0.18461 | 0.18461 | [6 empty] | -28.26 |  |  | 33.79 | 43.02 | 2.6915 | 6.6267 |  |  |  | 0.070865 | 0
2016-08-18 06:00:00 | 0.19574 | 0.19838 | 0.19838 | [6 empty] | -28.26 |  |  | 35.67 | 49.94 | 3.0501 | 7.4769 |  |  |  | 0.086035 | 0
2016-08-18 07:00:00 | 0.17827 | 0.176 | 0.176 | [6 empty] | -28.26 |  |  | 35.33 | 60.02 | 3.0614 | 7.3263 |  |  |  | 0.068568 | 0
2016-08-18 08:00:00 | 0.16014 | 0.15869 | 0.15869 | [6 empty] | -28.26 |  |  | 33.38 | 59.91 | 2.7019 | 6.4672 |  |  |  | 0.050443 | 0
2016-08-18 09:00:00 | 0.15408 | 0.15206 | 0.15206 | [6 empty] | -28.26 |  |  | 30.84 | 58.93 | 2.6556 | 6.3557 |  |  |  | 0.044377 | 0
2016-08-18 10:00:00 | 0.14039 | 0.1379 | 0.1379 | [6 empty] | -28.26 |  |  | 29.15 | 58.11 | 2.4641 | 5.8768 |  |  |  | 0.030691 | 0
2016-08-18 11:00:00 | 0.13554 | 0.13397 | 0.13398 | [6 empty] | -28.26 |  |  | 29.44 | 59.16 | 2.3182 | 5.5466 |  |  |  | 0.025836 | 0
2016-08-18 12:00:00 | 0.12553 | 0.12246 | 0.12246 | [6 empty] | -28.26 |  |  | 29.08 | 57.1 | 2.2871 | 5.4602 |  |  |  | 0.015828 | 0
2016-08-18 13:00:00 | 0.11578 | 0.11306 | 0.11307 | [6 empty] | -28.26 |  |  | 29.51 | 58.1 | 2.0852 | 4.9626 |  |  |  | 0.0060773 | 0
2016-08-18 14:00:00 | 0.11096 | 0.10759 | 0.10759 | [6 empty] | -28.26 |  |  | 32.78 | 59 | 2.0612 | 4.8962 |  |  |  | 0.0012617 | 0
2016-08-18 15:00:00 | 0.10461 | 0.10145 | 0.10145 | [6 empty] | -28.26 |  |  | 35.01 | 57.64 | 1.95 | 4.642 |  |  |  | 0 | 0
2016-08-18 16:00:00 | 0.1071 | 0.10435 | 0.10435 | [6 empty] | -28.26 |  |  | 36.05 | 56.94 | 1.9805 | 4.7487 |  |  |  | 0 | 0
2016-08-18 17:00:00 | 0.11176 | 0.10903 | 0.10903 | [6 empty] | -28.26 |  |  | 37.34 | 56.64 | 2.0695 | 4.9795 |  |  |  | 0.0020558 | 0
2016-08-18 18:00:00 | 0.12135 | 0.11845 | 0.11845 | [6 empty] | -28.26 |  |  | 36.85 | 54.08 | 2.2353 | 5.3718 |  |  |  | 0.011648 | 0
2016-08-18 19:00:00 | 0.12823 | 0.125 | 0.12501 | [6 empty] | -28.26 |  |  | 36.01 | 53.9 | 2.3904 | 5.7614 |  |  |  | 0.018527 | 0
2016-08-18 20:00:00 | 0.12945 | 0.12495 | 0.12495 | [6 empty] | -28.26 |  |  | 32.74 | 55.01 | 2.5169 | 6.0518 |  |  |  | 0.019749 | 0
2016-08-18 21:00:00 | 0.12349 | 0.11774 | 0.11775 | [6 empty] | -28.26 |  |  | 28.92 | 53.28 | 2.4875 | 5.923 |  |  |  | 0.013789 | 0
2016-08-18 22:00:00 | 0.10184 | 0.095816 | 0.095818 | [6 empty] | -28.26 |  |  | 27.71 | 49.81 | 2.1141 | 4.97 |  |  |  | 0 | 0
2016-08-18 23:00:00 | 0.078402 | 0.076192 | 0.076196 | [6 empty] | -28.26 |  |  | 26.62 | 43.54 | 1.4394 | 3.4086 |  |  |  | 0 | 0
2016-08-19 00:00:00 | 0.061431 | 0.062552 | 0.062555 | [6 empty] | -28.26 |  |  | 25 | 45.18 | 0.85943 | 2.0219 |  |  |  | 0 | 0
2016-08-19 01:00:00 | 0.061857 | 0.062683 | 0.062687 | [6 empty] | -28.26 |  |  | 23.91 | 43.09 | 0.87834 | 2.0511 |  |  |  | 0 | 0
2016-08-19 02:00:00 | 0.063701 | 0.065602 | 0.065606 | [6 empty] | -28.26 |  |  | 24.96 | 38.84 | 0.8201 | 1.9248 |  |  |  | 0 | 0
2016-08-19 03:00:00 | 0.07629 | 0.079206 | 0.07921 | [6 empty] | -28.26 |  |  | 26.08 | 38.35 | 0.923 | 2.1657 |  |  |  | 0 | 0
2016-08-19 04:00:00 | 0.1067 | 0.10904 | 0.10904 | [6 empty] | -28.26 |  |  | 32.25 | 38.49 | 1.4855 | 3.5336 |  |  |  | 0 | 0
2016-08-19 05:00:00 | 0.14481 | 0.14706 | 0.14706 | [6 empty] | -28.26 |  |  | 36.25 | 41.03 | 2.2234 | 5.4398 |  |  |  | 0.035113 | 0
2016-08-19 06:00:00 | 0.16353 | 0.16566 | 0.16566 | [6 empty] | -28.26 |  |  | 37.27 | 46.9 | 2.5193 | 6.1363 |  |  |  | 0.05383 | 0
2016-08-19 07:00:00 | 0.15091 | 0.1493 | 0.1493 | [6 empty] | -28.26 |  |  | 36.45 | 52.55 | 2.5287 | 6.0131 |  |  |  | 0.041206 | 0
2016-08-19 08:00:00 | 0.13489 | 0.13382 | 0.13382 | [6 empty] | -28.26 |  |  | 34.48 | 56.07 | 2.2321 | 5.3093 |  |  |  | 0.025188 | 0
2016-08-19 09:00:00 | 0.12836 | 0.12656 | 0.12657 | [6 empty] | -28.26 |  |  | 31.56 | 56.03 | 2.1939 | 5.2177 |  |  |  | 0.018659 | 0
2016-08-19 10:00:00 | 0.11551 | 0.11307 | 0.11307 | [6 empty] | -28.26 |  |  | 26.95 | 59.07 | 2.0358 | 4.8252 |  |  |  | 0.0058062 | 0
2016-08-19 11:00:00 | 0.11137 | 0.1097 | 0.1097 | [6 empty] | -28.26 |  |  | 26.01 | 59.67 | 1.9153 | 4.5543 |  |  |  | 0.0016676 | 0
2016-08-19 12:00:00 | 0.10524 | 0.1027 | 0.1027 | [6 empty] | -28.26 |  |  | 25.78 | 57.98 | 1.8898 | 4.4841 |  |  |  | 0 | 0
2016-08-19 13:00:00 | 0.094685 | 0.092025 | 0.092028 | [6 empty] | -28.26 |  |  | 27.48 | 54.91 | 1.723 | 4.0754 |  |  |  | 0 | 0
2016-08-19 14:00:00 | 0.092146 | 0.089197 | 0.089199 | [6 empty] | -28.26 |  |  | 31.76 | 53.92 | 1.7032 | 4.0212 |  |  |  | 0 | 0
2016-08-19 15:00:00 | 0.085762 | 0.082806 | 0.082808 | [6 empty] | -28.26 |  |  | 34.09 | 50.83 | 1.6113 | 3.8124 |  |  |  | 0 | 0
2016-08-19 16:00:00 | 0.088933 | 0.086507 | 0.086508 | [6 empty] | -28.26 |  |  | 36.09 | 49.6 | 1.6364 | 3.8994 |  |  |  | 0 | 0
2016-08-19 17:00:00 | 0.094645 | 0.092549 | 0.092551 | [6 empty] | -28.26 |  |  | 36.46 | 53.17 | 1.7098 | 4.0887 |  |  |  | 0 | 0
2016-08-19 18:00:00 | 0.1036 | 0.10152 | 0.10153 | [6 empty] | -28.26 |  |  | 34.99 | 55.93 | 1.8469 | 4.4112 |  |  |  | 0 | 0
2016-08-19 19:00:00 | 0.10746 | 0.10478 | 0.10478 | [6 empty] | -28.26 |  |  | 34.32 | 55.91 | 1.9749 | 4.7306 |  |  |  | 0 | 0
2016-08-19 20:00:00 | 0.10968 | 0.10614 | 0.10614 | [6 empty] | -28.26 |  |  | 32.22 | 55.58 | 2.0795 | 4.9693 |  |  |  | 0 | 0
2016-08-19 21:00:00 | 0.10299 | 0.098122 | 0.098124 | [6 empty] | -28.26 |  |  | 28.87 | 56.39 | 2.0555 | 4.8649 |  |  |  | 0 | 0
2016-08-19 22:00:00 | 0.084272 | 0.079077 | 0.07908 | [6 empty] | -28.26 |  |  | 26.54 | 56.71 | 1.7473 | 4.0832 |  |  |  | 0 | 0
2016-08-19 23:00:00 | 0.06611 | 0.064351 | 0.064354 | [6 empty] | -28.26 |  |  | 25.04 | 51.17 | 1.19 | 2.8018 |  |  |  | 0 | 0
2016-08-20 00:00:00 | 0.048915 | 0.049548 | 0.049551 | [6 empty] | -28.26 |  |  | 23.31 | 47.53 | 0.69523 | 1.6218 |  |  |  | 0 | 0
2016-08-20 01:00:00 | 0.048207 | 0.048416 | 0.048419 | [6 empty] | -28.26 |  |  | 22.81 | 41.08 | 0.71047 | 1.645 |  |  |  | 0 | 0
2016-08-20 02:00:00 | 0.050455 | 0.051673 | 0.051676 | [6 empty] | -28.26 |  |  | 22.32 | 37.95 | 0.6633 | 1.5434 |  |  |  | 0 | 0
2016-08-20 03:00:00 | 0.060349 | 0.062322 | 0.062326 | [6 empty] | -28.26 |  |  | 22.02 | 40.14 | 0.74632 | 1.7358 |  |  |  | 0 | 0
2016-08-20 04:00:00 | 0.080028 | 0.080577 | 0.080581 | [6 empty] | -28.26 |  |  | 22.44 | 40.02 | 1.2011 | 2.8319 |  |  |  | 0 | 0
2016-08-20 05:00:00 | 0.11455 | 0.11554 | 0.11555 | [6 empty] | -28.26 |  |  | 23.08 | 41.16 | 1.7966 | 4.3552 |  |  |  | 0.004849 | 0
2016-08-20 06:00:00 | 0.12555 | 0.12567 | 0.12567 | [6 empty] | -28.26 |  |  | 26.94 | 41.38 | 2.0354 | 4.9116 |  |  |  | 0.015845 | 0
2016-08-20 07:00:00 | 0.11859 | 0.11627 | 0.11628 | [6 empty] | -28.26 |  |  | 29.03 | 45.08 | 2.0431 | 4.8133 |  |  |  | 0.0088912 | 0
2016-08-20 08:00:00 | 0.10558 | 0.10374 | 0.10374 | [6 empty] | -28.26 |  |  | 25.79 | 50.2 | 1.8038 | 4.2512 |  |  |  | 0 | 0
2016-08-20 09:00:00 | 0.1042 | 0.10245 | 0.10246 | [6 empty] | -28.26 |  |  | 24.22 | 53.56 | 1.7729 | 4.1779 |  |  |  | 0 | 0
2016-08-20 10:00:00 | 0.092422 | 0.089946 | 0.089948 | [6 empty] | -28.26 |  |  | 23.12 | 53.91 | 1.6453 | 3.8643 |  |  |  | 0 | 0
2016-08-20 11:00:00 | 0.088329 | 0.086359 | 0.08636 | [6 empty] | -28.26 |  |  | 22.09 | 50.45 | 1.548 | 3.6475 |  |  |  | 0 | 0
2016-08-20 12:00:00 | 0.081904 | 0.07898 | 0.078982 | [6 empty] | -28.26 |  |  | 21.71 | 50.39 | 1.5276 | 3.592 |  |  |  | 0 | 0
2016-08-20 13:00:00 | 0.080055 | 0.078235 | 0.078237 | [6 empty] | -28.26 |  |  | 22 | 44.43 | 1.3927 | 3.2647 |  |  |  | 0 | 0
2016-08-20 14:00:00 | 0.077103 | 0.074895 | 0.074897 | [6 empty] | -28.26 |  |  | 20.95 | 44.88 | 1.3768 | 3.2215 |  |  |  | 0 | 0
2016-08-20 15:00:00 | 0.073391 | 0.071446 | 0.071448 | [6 empty] | -28.26 |  |  | 22.73 | 45.26 | 1.3025 | 3.0542 |  |  |  | 0 | 0
2016-08-20 16:00:00 | 0.072333 | 0.070175 | 0.070176 | [6 empty] | -28.26 |  |  | 26.99 | 46.87 | 1.3226 | 3.1233 |  |  |  | 0 | 0
2016-08-20 17:00:00 | 0.073876 | 0.071431 | 0.071433 | [6 empty] | -28.26 |  |  | 29.34 | 50.37 | 1.3819 | 3.2747 |  |  |  | 0 | 0
2016-08-20 18:00:00 | 0.079346 | 0.076584 | 0.076586 | [6 empty] | -28.26 |  |  | 30 | 56.08 | 1.4929 | 3.5333 |  |  |  | 0 | 0
2016-08-20 19:00:00 | 0.081498 | 0.078055 | 0.078056 | [6 empty] | -28.26 |  |  | 30.38 | 58.1 | 1.5961 | 3.7886 |  |  |  | 0 | 0
2016-08-20 20:00:00 | 0.086003 | 0.082327 | 0.082328 | [6 empty] | -28.26 |  |  | 29.11 | 59.26 | 1.6808 | 3.9802 |  |  |  | 0 | 0
2016-08-20 21:00:00 | 0.081741 | 0.077196 | 0.077197 | [6 empty] | -28.26 |  |  | 25.03 | 56.74 | 1.6617 | 3.8978 |  |  |  | 0 | 0
2016-08-20 22:00:00 | 0.068333 | 0.063883 | 0.063885 | [6 empty] | -28.26 |  |  | 18.51 | 55.34 | 1.4128 | 3.2727 |  |  |  | 0 | 0
2016-08-20 23:00:00 | 0.056297 | 0.055179 | 0.055182 | [6 empty] | -28.26 |  |  | 15.01 | 50.22 | 0.96261 | 2.2471 |  |  |  | 0 | 0
2016-08-21 00:00:00 | 0.054253 | 0.055605 | 0.055609 | [6 empty] | -28.26 |  |  | 12.13 | 44.66 | 0.71612 | 1.6727 |  |  |  | 0 | 0
2016-08-21 01:00:00 | 0.060156 | 0.062236 | 0.06224 | [6 empty] | -28.26 |  |  | 9.72 | 37.86 | 0.73183 | 1.6967 |  |  |  | 0 | 0
2016-08-21 02:00:00 | 0.066348 | 0.070146 | 0.07015 | [6 empty] | -28.26 |  |  | 9.83 | 37.34 | 0.68325 | 1.592 |  |  |  | 0 | 0
2016-08-21 03:00:00 | 0.082809 | 0.088485 | 0.088491 | [6 empty] | -28.26 |  |  | 9.74 | 37.43 | 0.7688 | 1.7906 |  |  |  | 0 | 0
2016-08-21 04:00:00 | 0.10806 | 0.11315 | 0.11316 | [6 empty] | -28.26 |  |  | 9.62 | 37.31 | 1.2373 | 2.9214 |  |  |  | 0 | 0
2016-08-21 05:00:00 | 0.10892 | 0.10841 | 0.10841 | [6 empty] | -28.26 |  |  | 9.13 | 39.39 | 1.8509 | 4.4934 |  |  |  | 0 | 0
2016-08-21 06:00:00 | 0.12254 | 0.12154 | 0.12154 | [6 empty] | -28.26 |  |  | 11.34 | 38.89 | 2.097 | 5.0676 |  |  |  | 0.012837 | 0
2016-08-21 07:00:00 | 0.10812 | 0.10333 | 0.10333 | [6 empty] | -28.26 |  |  | 11.55 | 40.89 | 2.1049 | 4.9662 |  |  |  | 0 | 0
2016-08-21 08:00:00 | 0.097464 | 0.093642 | 0.093643 | [6 empty] | -28.26 |  |  | 11.59 | 40.77 | 1.8583 | 4.386 |  |  |  | 0 | 0
2016-08-21 09:00:00 | 0.095739 | 0.091968 | 0.091969 | [6 empty] | -28.26 |  |  | 11.6 | 42.44 | 1.8265 | 4.3104 |  |  |  | 0 | 0
2016-08-21 10:00:00 | 0.087244 | 0.083352 | 0.083353 | [6 empty] | -28.26 |  |  | 11.45 | 46.33 | 1.695 | 3.9867 |  |  |  | 0 | 0
2016-08-21 11:00:00 | 0.083618 | 0.080346 | 0.080348 | [6 empty] | -28.26 |  |  | 9.09 | 49.68 | 1.5947 | 3.7631 |  |  |  | 0 | 0
2016-08-21 12:00:00 | 0.081237 | 0.077726 | 0.077727 | [6 empty] | -28.26 |  |  | 7.19 | 50.83 | 1.5737 | 3.7056 |  |  |  | 0 | 0
2016-08-21 13:00:00 | 0.075774 | 0.072771 | 0.072772 | [6 empty] | -28.26 |  |  | 7.88 | 45.58 | 1.4347 | 3.368 |  |  |  | 0 | 0
2016-08-21 14:00:00 | 0.073813 | 0.070599 | 0.070601 | [6 empty] | -28.26 |  |  | 8.94 | 43.58 | 1.4183 | 3.3234 |  |  |  | 0 | 0
2016-08-21 15:00:00 | 0.071073 | 0.068318 | 0.06832 | [6 empty] | -28.26 |  |  | 10.86 | 43.11 | 1.3418 | 3.1508 |  |  |  | 0 | 0
2016-08-21 16:00:00 | 0.074436 | 0.072243 | 0.072245 | [6 empty] | -28.26 |  |  | 22.04 | 45.09 | 1.3625 | 3.2222 |  |  |  | 0 | 0
2016-08-21 17:00:00 | 0.077213 | 0.074936 | 0.074938 | [6 empty] | -28.26 |  |  | 28.13 | 47.34 | 1.4236 | 3.3784 |  |  |  | 0 | 0
2016-08-21 18:00:00 | 0.081271 | 0.078394 | 0.078395 | [6 empty] | -28.26 |  |  | 30.74 | 50.89 | 1.5379 | 3.6452 |  |  |  | 0 | 0
2016-08-21 19:00:00 | 0.088636 | 0.085964 | 0.085966 | [6 empty] | -28.26 |  |  | 31.9 | 52.45 | 1.6443 | 3.9086 |  |  |  | 0 | 0
2016-08-21 20:00:00 | 0.094373 | 0.091656 | 0.091658 | [6 empty] | -28.26 |  |  | 30.59 | 56 | 1.7315 | 4.1062 |  |  |  | 0 | 0
2016-08-21 21:00:00 | 0.086997 | 0.082859 | 0.082861 | [6 empty] | -28.26 |  |  | 23.54 | 57.42 | 1.7118 | 4.0211 |  |  |  | 0 | 0
2016-08-21 22:00:00 | 0.073954 | 0.070041 | 0.070043 | [6 empty] | -28.26 |  |  | 20.68 | 56.64 | 1.4554 | 3.376 |  |  |  | 0 | 0
2016-08-21 23:00:00 | 0.057398 | 0.056174 | 0.056177 | [6 empty] | -28.26 |  |  | 19.04 | 50 | 0.99154 | 2.3178 |  |  |  | 0 | 0
2016-08-22 00:00:00 | 0.053465 | 0.054827 | 0.054831 | [6 empty] | -28.26 |  |  | 18.78 | 45.84 | 0.70185 | 1.6379 |  |  |  | 0 | 0
2016-08-22 01:00:00 | 0.053591 | 0.054673 | 0.054676 | [6 empty] | -28.26 |  |  | 17.5 | 42.91 | 0.71723 | 1.6614 |  |  |  | 0 | 0
2016-08-22 02:00:00 | 0.055711 | 0.057786 | 0.057789 | [6 empty] | -28.26 |  |  | 18.07 | 40.01 | 0.66962 | 1.5588 |  |  |  | 0 | 0
2016-08-22 03:00:00 | 0.067027 | 0.070096 | 0.0701 | [6 empty] | -28.26 |  |  | 20.81 | 38.58 | 0.75344 | 1.7532 |  |  |  | 0 | 0
2016-08-22 04:00:00 | 0.093657 | 0.096479 | 0.096484 | [6 empty] | -28.26 |  |  | 26.82 | 38.73 | 1.2126 | 2.8603 |  |  |  | 0 | 0
2016-08-22 05:00:00 | 0.12648 | 0.1294 | 0.1294 | [6 empty] | -28.26 |  |  | 31.42 | 40.29 | 1.8138 | 4.399 |  |  |  | 0.016777 | 0
2016-08-22 06:00:00 | 0.13715 | 0.13912 | 0.13912 | [6 empty] | -28.26 |  |  | 34.41 | 49.25 | 2.0549 | 4.9611 |  |  |  | 0.02745 | 0
2016-08-22 07:00:00 | 0.12157 | 0.11957 | 0.11957 | [6 empty] | -28.26 |  |  | 35 | 60.02 | 2.0627 | 4.8617 |  |  |  | 0.011865 | 0
2016-08-22 08:00:00 | 0.10939 | 0.10804 | 0.10804 | [6 empty] | -28.26 |  |  | 31.66 | 68.79 | 1.8211 | 4.2939 |  |  |  | 0 | 0
2016-08-22 09:00:00 | 0.10495 | 0.10317 | 0.10317 | [6 empty] | -28.26 |  |  | 29.06 | 65.41 | 1.7899 | 4.2199 |  |  |  | 0 | 0
2016-08-22 10:00:00 | 0.096167 | 0.094187 | 0.09419 | [6 empty] | -28.26 |  |  | 27.25 | 63.99 | 1.661 | 3.9031 |  |  |  | 0 | 0
2016-08-22 11:00:00 | 0.092438 | 0.091038 | 0.09104 | [6 empty] | -28.26 |  |  | 27.19 | 65.55 | 1.5628 | 3.6841 |  |  |  | 0 | 0
2016-08-22 12:00:00 | 0.085974 | 0.083614 | 0.083616 | [6 empty] | -28.26 |  |  | 27.3 | 66.5 | 1.5422 | 3.628 |  |  |  | 0 | 0
2016-08-22 13:00:00 | 0.081124 | 0.079354 | 0.079356 | [6 empty] | -28.26 |  |  | 27.81 | 66.79 | 1.406 | 3.2974 |  |  |  | 0 | 0
2016-08-22 14:00:00 | 0.077131 | 0.074792 | 0.074794 | [6 empty] | -28.26 |  |  | 28.49 | 66.18 | 1.3899 | 3.2537 |  |  |  | 0 | 0
2016-08-22 15:00:00 | 0.073435 | 0.071369 | 0.071371 | [6 empty] | -28.26 |  |  | 32.9 | 63.29 | 1.3149 | 3.0848 |  |  |  | 0 | 0
2016-08-22 16:00:00 | 0.075508 | 0.073779 | 0.073781 | [6 empty] | -28.26 |  |  | 36.59 | 60.96 | 1.3352 | 3.1546 |  |  |  | 0 | 0
2016-08-22 17:00:00 | 0.078862 | 0.07716 | 0.077162 | [6 empty] | -28.26 |  |  | 37.71 | 59.66 | 1.3951 | 3.3076 |  |  |  | 0 | 0
2016-08-22 18:00:00 | 0.085794 | 0.084019 | 0.084022 | [6 empty] | -28.26 |  |  | 37.64 | 61.19 | 1.5071 | 3.5687 |  |  |  | 0 | 0
2016-08-22 19:00:00 | 0.09151 | 0.08967 | 0.089672 | [6 empty] | -28.26 |  |  | 35.02 | 71.36 | 1.6114 | 3.8266 |  |  |  | 0 | 0
2016-08-22 20:00:00 | 0.091781 | 0.088957 | 0.088959 | [6 empty] | -28.26 |  |  | 30.99 | 74.98 | 1.6969 | 4.0201 |  |  |  | 0 | 0
2016-08-22 21:00:00 | 0.087297 | 0.083562 | 0.083564 | [6 empty] | -28.26 |  |  | 27.92 | 66.08 | 1.6776 | 3.9369 |  |  |  | 0 | 0
2016-08-22 22:00:00 | 0.072362 | 0.068477 | 0.068479 | [6 empty] | -28.26 |  |  | 23.68 | 55.78 | 1.4263 | 3.3054 |  |  |  | 0 | 0
2016-08-22 23:00:00 | 0.056805 | 0.055682 | 0.055685 | [6 empty] | -28.26 |  |  | 22.35 | 47.91 | 0.97177 | 2.2695 |  |  |  | 0 | 0
2016-08-23 00:00:00 | 0.049921 | 0.051015 | 0.051018 | [6 empty] | -28.26 |  |  | 21.62 | 44.79 | 0.66772 | 1.5546 |  |  |  | 0 | 0
2016-08-23 01:00:00 | 0.050757 | 0.051709 | 0.051713 | [6 empty] | -28.26 |  |  | 20.29 | 42.13 | 0.68235 | 1.5768 |  |  |  | 0 | 0
2016-08-23 02:00:00 | 0.052919 | 0.054844 | 0.054847 | [6 empty] | -28.26 |  |  | 22.01 | 41.27 | 0.63703 | 1.4794 |  |  |  | 0 | 0
2016-08-23 03:00:00 | 0.063892 | 0.066796 | 0.0668 | [6 empty] | -28.26 |  |  | 23.52 | 39.92 | 0.71673 | 1.6637 |  |  |  | 0 | 0
2016-08-23 04:00:00 | 0.08856 | 0.091086 | 0.091091 | [6 empty] | -28.26 |  |  | 30.56 | 39.75 | 1.1535 | 2.7142 |  |  |  | 0 | 0
2016-08-23 05:00:00 | 0.12171 | 0.12463 | 0.12464 | [6 empty] | -28.26 |  |  | 35.24 | 41.72 | 1.7251 | 4.1732 |  |  |  | 0.012009 | 0
2016-08-23 06:00:00 | 0.1317 | 0.13367 | 0.13368 | [6 empty] | -28.26 |  |  | 37.31 | 48 | 1.9543 | 4.7061 |  |  |  | 0.021997 | 0
2016-08-23 07:00:00 | 0.11946 | 0.11812 | 0.11812 | [6 empty] | -28.26 |  |  | 37.95 | 64.76 | 1.9618 | 4.612 |  |  |  | 0.0097609 | 0
2016-08-23 08:00:00 | 0.10741 | 0.10662 | 0.10662 | [6 empty] | -28.26 |  |  | 34.94 | 65.17 | 1.7321 | 4.0737 |  |  |  | 0 | 0
2016-08-23 09:00:00 | 0.10325 | 0.10205 | 0.10206 | [6 empty] | -28.26 |  |  | 32.36 | 63.8 | 1.7024 | 4.0035 |  |  |  | 0 | 0
2016-08-23 10:00:00 | 0.094008 | 0.092479 | 0.092481 | [6 empty] | -28.26 |  |  | 28.78 | 65.15 | 1.5799 | 3.7031 |  |  |  | 0 | 0
2016-08-23 11:00:00 | 0.090863 | 0.08996 | 0.089962 | [6 empty] | -28.26 |  |  | 28.07 | 64.52 | 1.4865 | 3.4954 |  |  |  | 0 | 0
2016-08-23 12:00:00 | 0.083922 | 0.08197 | 0.081972 | [6 empty] | -28.26 |  |  | 27.95 | 64.06 | 1.4669 | 3.4423 |  |  |  | 0 | 0
2016-08-23 13:00:00 | 0.077445 | 0.075734 | 0.075737 | [6 empty] | -28.26 |  |  | 30.2 | 63.49 | 1.3374 | 3.1286 |  |  |  | 0 | 0
2016-08-23 14:00:00 | 0.07412 | 0.071951 | 0.071953 | [6 empty] | -28.26 |  |  | 34.63 | 62.01 | 1.3221 | 3.0872 |  |  |  | 0 | 0
2016-08-23 15:00:00 | 0.069865 | 0.067831 | 0.067833 | [6 empty] | -28.26 |  |  | 37.96 | 60.53 | 1.2508 | 2.927 |  |  |  | 0 | 0
2016-08-23 16:00:00 | 0.071545 | 0.069778 | 0.06978 | [6 empty] | -28.26 |  |  | 40.2 | 56.84 | 1.27 | 2.993 |  |  |  | 0 | 0
2016-08-23 17:00:00 | 0.074651 | 0.072893 | 0.072894 | [6 empty] | -28.26 |  |  | 41.6 | 59.06 | 1.327 | 3.1381 |  |  |  | 0 | 0
2016-08-23 18:00:00 | 0.081084 | 0.079222 | 0.079224 | [6 empty] | -28.26 |  |  | 42 | 58.9 | 1.4335 | 3.386 |  |  |  | 0 | 0
2016-08-23 19:00:00 | 0.085626 | 0.083539 | 0.08354 | [6 empty] | -28.26 |  |  | 38.92 | 56.19 | 1.5327 | 3.6305 |  |  |  | 0 | 0
2016-08-23 20:00:00 | 0.086269 | 0.083309 | 0.08331 | [6 empty] | -28.26 |  |  | 33.38 | 56.87 | 1.614 | 3.8142 |  |  |  | 0 | 0
2016-08-23 21:00:00 | 0.082163 | 0.078367 | 0.078369 | [6 empty] | -28.26 |  |  | 27.57 | 56.55 | 1.5958 | 3.7355 |  |  |  | 0 | 0
2016-08-23 22:00:00 | 0.067661 | 0.063684 | 0.063685 | [6 empty] | -28.26 |  |  | 26.19 | 52.98 | 1.3568 | 3.1367 |  |  |  | 0 | 0
2016-08-23 23:00:00 | 0.052425 | 0.051022 | 0.051025 | [6 empty] | -28.26 |  |  | 23.9 | 44.17 | 0.92451 | 2.154 |  |  |  | 0 | 0
2016-08-24 00:00:00 | 0.044034 | 0.045023 | 0.045026 | [6 empty] | -28.26 |  |  | 22.82 | 43 | 0.57782 | 1.3347 |  |  |  | 0 | 0
2016-08-24 01:00:00 | 0.044768 | 0.045635 | 0.045638 | [6 empty] | -28.26 |  |  | 22.24 | 41.39 | 0.59043 | 1.3537 |  |  |  | 0 | 0
2016-08-24 02:00:00 | 0.046735 | 0.048465 | 0.048468 | [6 empty] | -28.26 |  |  | 22.25 | 40.1 | 0.55118 | 1.2698 |  |  |  | 0 | 0
2016-08-24 03:00:00 | 0.056465 | 0.059072 | 0.059075 | [6 empty] | -28.26 |  |  | 24.23 | 38.11 | 0.61999 | 1.4275 |  |  |  | 0 | 0
2016-08-24 04:00:00 | 0.078133 | 0.080399 | 0.080403 | [6 empty] | -28.26 |  |  | 30.85 | 39.08 | 0.99775 | 2.3287 |  |  |  | 0 | 0
2016-08-24 05:00:00 | 0.10725 | 0.10983 | 0.10984 | [6 empty] | -28.26 |  |  | 34.9 | 43 | 1.4914 | 3.5774 |  |  |  | 0 | 0
2016-08-24 06:00:00 | 0.11597 | 0.11771 | 0.11772 | [6 empty] | -28.26 |  |  | 36.02 | 48.19 | 1.6894 | 4.0333 |  |  |  | 0.0062699 | 0
2016-08-24 07:00:00 | 0.10504 | 0.10386 | 0.10387 | [6 empty] | -28.26 |  |  | 34.93 | 66.73 | 1.6958 | 3.9528 |  |  |  | 0 | 0
2016-08-24 08:00:00 | 0.094478 | 0.093783 | 0.093786 | [6 empty] | -28.26 |  |  | 29.96 | 67 | 1.4975 | 3.4924 |  |  |  | 0 | 0
2016-08-24 09:00:00 | 0.090785 | 0.089733 | 0.089736 | [6 empty] | -28.26 |  |  | 27.56 | 64.63 | 1.4719 | 3.4322 |  |  |  | 0 | 0
2016-08-24 10:00:00 | 0.082637 | 0.081291 | 0.081293 | [6 empty] | -28.26 |  |  | 26.83 | 66.11 | 1.3661 | 3.1751 |  |  |  | 0 | 0
2016-08-24 11:00:00 | 0.079907 | 0.079115 | 0.079117 | [6 empty] | -28.26 |  |  | 26.24 | 69.12 | 1.2853 | 2.9972 |  |  |  | 0 | 0
2016-08-24 12:00:00 | 0.073729 | 0.072002 | 0.072004 | [6 empty] | -28.26 |  |  | 26 | 67.11 | 1.2685 | 2.9521 |  |  |  | 0 | 0
2016-08-24 13:00:00 | 0.068051 | 0.066543 | 0.066545 | [6 empty] | -28.26 |  |  | 30.48 | 67.07 | 1.1565 | 2.6831 |  |  |  | 0 | 0
2016-08-24 14:00:00 | 0.065096 | 0.06318 | 0.063182 | [6 empty] | -28.26 |  |  | 32.97 | 66.9 | 1.1434 | 2.6478 |  |  |  | 0 | 0
2016-08-24 15:00:00 | 0.061356 | 0.059556 | 0.059558 | [6 empty] | -28.26 |  |  | 34.95 | 65.74 | 1.0817 | 2.5104 |  |  |  | 0 | 0
2016-08-24 16:00:00 | 0.062837 | 0.06127 | 0.061271 | [6 empty] | -28.26 |  |  | 37.69 | 66.5 | 1.0982 | 2.5666 |  |  |  | 0 | 0
2016-08-24 17:00:00 | 0.065563 | 0.064 | 0.064001 | [6 empty] | -28.26 |  |  | 38.44 | 68.19 | 1.1474 | 2.6909 |  |  |  | 0 | 0
2016-08-24 18:00:00 | 0.071221 | 0.069566 | 0.069568 | [6 empty] | -28.26 |  |  | 37.99 | 68.56 | 1.2397 | 2.9036 |  |  |  | 0 | 0
2016-08-24 19:00:00 | 0.075192 | 0.073334 | 0.073335 | [6 empty] | -28.26 |  |  | 34.01 | 68.59 | 1.3253 | 3.113 |  |  |  | 0 | 0
2016-08-24 20:00:00 | 0.075701 | 0.073067 | 0.073068 | [6 empty] | -28.26 |  |  | 28.61 | 71.07 | 1.3957 | 3.2707 |  |  |  | 0 | 0
2016-08-24 21:00:00 | 0.072055 | 0.068687 | 0.068689 | [6 empty] | -28.26 |  |  | 24.49 | 69.98 | 1.3801 | 3.2042 |  |  |  | 0 | 0
2016-08-24 22:00:00 | 0.059307 | 0.055787 | 0.055789 | [6 empty] | -28.26 |  |  | 21.96 | 54.95 | 1.1737 | 2.6913 |  |  |  | 0 | 0
2016-08-24 23:00:00 | 0.046062 | 0.044825 | 0.044827 | [6 empty] | -28.26 |  |  | 21.86 | 48.91 | 0.8 | 1.8492 |  |  |  | 0 | 0
2016-08-25 00:00:00 | 0.041695 | 0.0422 | 0.042203 | [6 empty] | -28.26 |  |  | 20.97 | 47.47 | 0.56071 | 1.2657 |  |  |  | 0 | 0
2016-08-25 01:00:00 | 0.043333 | 0.043685 | 0.043688 | [6 empty] | -28.26 |  |  | 21.16 | 44.11 | 0.59322 | 1.3347 |  |  |  | 0 | 0
2016-08-25 02:00:00 | 0.043217 | 0.044005 | 0.044008 | [6 empty] | -28.26 |  |  | 21.45 | 43.92 | 0.56295 | 1.275 |  |  |  | 0 | 0
2016-08-25 03:00:00 | 0.051823 | 0.054242 | 0.054246 | [6 empty] | -28.26 |  |  | 23.3 | 43.43 | 0.55326 | 1.2548 |  |  |  | 0 | 0
2016-08-25 04:00:00 | 0.081112 | 0.084998 | 0.085004 | [6 empty] | -28.26 |  |  | 30.33 | 44.12 | 0.8798 | 2.0244 |  |  |  | 0 | 0
2016-08-25 05:00:00 | 0.099785 | 0.10401 | 0.10401 | [6 empty] | -28.26 |  |  | 34.2 | 48.1 | 1.2188 | 2.9207 |  |  |  | 0 | 0
2016-08-25 06:00:00 | 0.098421 | 0.10312 | 0.10312 | [6 empty] | -28.26 |  |  | 35.7 | 60.97 | 1.1646 | 2.8158 |  |  |  | 0 | 0
2016-08-25 07:00:00 | 0.093067 | 0.091693 | 0.091695 | [6 empty] | -28.26 |  |  | 34.91 | 75.05 | 1.4964 | 3.4488 |  |  |  | 0 | 0
2016-08-25 08:00:00 | 0.083533 | 0.083172 | 0.083175 | [6 empty] | -28.26 |  |  | 29.26 | 82.37 | 1.2808 | 2.9625 |  |  |  | 0 | 0
2016-08-25 09:00:00 | 0.083427 | 0.082776 | 0.082778 | [6 empty] | -28.26 |  |  | 27.78 | 79.05 | 1.2972 | 2.9916 |  |  |  | 0 | 0
2016-08-25 10:00:00 | 0.07776 | 0.077099 | 0.077101 | [6 empty] | -28.26 |  |  | 26.81 | 74.92 | 1.2179 | 2.8131 |  |  |  | 0 | 0
2016-08-25 11:00:00 | 0.073997 | 0.073491 | 0.073493 | [6 empty] | -28.26 |  |  | 25.42 | 74.93 | 1.1653 | 2.7121 |  |  |  | 0 | 0
2016-08-25 12:00:00 | 0.066975 | 0.065028 | 0.06503 | [6 empty] | -28.26 |  |  | 24.98 | 70.87 | 1.1739 | 2.7204 |  |  |  | 0 | 0
2016-08-25 13:00:00 | 0.060946 | 0.059191 | 0.059192 | [6 empty] | -28.26 |  |  | 27.26 | 72.89 | 1.0642 | 2.4614 |  |  |  | 0 | 0
2016-08-25 14:00:00 | 0.060098 | 0.058013 | 0.058015 | [6 empty] | -28.26 |  |  | 30.17 | 72 | 1.0788 | 2.4934 |  |  |  | 0 | 0
2016-08-25 15:00:00 | 0.054349 | 0.05216 | 0.052162 | [6 empty] | -28.26 |  |  | 34 | 72.96 | 0.99076 | 2.2769 |  |  |  | 0 | 0
2016-08-25 16:00:00 | 0.055278 | 0.053526 | 0.053527 | [6 empty] | -28.26 |  |  | 36.65 | 72 | 0.98244 | 2.2776 |  |  |  | 0 | 0
2016-08-25 17:00:00 | 0.057883 | 0.055982 | 0.055983 | [6 empty] | -28.26 |  |  | 38.78 | 72.91 | 1.0482 | 2.4477 |  |  |  | 0 | 0
2016-08-25 18:00:00 | 0.063981 | 0.062479 | 0.06248 | [6 empty] | -28.26 |  |  | 37.96 | 71.44 | 1.098 | 2.5528 |  |  |  | 0 | 0
2016-08-25 19:00:00 | 0.066672 | 0.065242 | 0.065243 | [6 empty] | -28.26 |  |  | 34.16 | 71.74 | 1.1344 | 2.6399 |  |  |  | 0 | 0
2016-08-25 20:00:00 | 0.066508 | 0.063804 | 0.063805 | [6 empty] | -28.26 |  |  | 27.98 | 68.59 | 1.2366 | 2.8705 |  |  |  | 0 | 0
2016-08-25 21:00:00 | 0.06431 | 0.061485 | 0.061487 | [6 empty] | -28.26 |  |  | 24.26 | 65.73 | 1.1959 | 2.7531 |  |  |  | 0 | 0
2016-08-25 22:00:00 | 0.054011 | 0.050452 | 0.050454 | [6 empty] | -28.26 |  |  | 22.1 | 52.99 | 1.074 | 2.431 |  |  |  | 0 | 0
2016-08-25 23:00:00 | 0.042275 | 0.040687 | 0.04069 | [6 empty] | -28.26 |  |  | 20.34 | 47.28 | 0.7495 | 1.7031 |  |  |  | 0 | 0
2016-08-26 00:00:00 | 0.037737 | 0.038227 | 0.038229 | [6 empty] | -28.26 |  |  | 20.31 | 45.54 | 0.49612 | 1.1093 |  |  |  | 0 | 0
2016-08-26 01:00:00 | 0.039046 | 0.03937 | 0.039373 | [6 empty] | -28.26 |  |  | 20.23 | 44.05 | 0.52483 | 1.1696 |  |  |  | 0 | 0
2016-08-26 02:00:00 | 0.038418 | 0.039041 | 0.039044 | [6 empty] | -28.26 |  |  | 21.25 | 43.16 | 0.4981 | 1.1175 |  |  |  | 0 | 0
2016-08-26 03:00:00 | 0.045078 | 0.046978 | 0.046981 | [6 empty] | -28.26 |  |  | 23.1 | 42.86 | 0.48939 | 1.0993 |  |  |  | 0 | 0
2016-08-26 04:00:00 | 0.070997 | 0.074132 | 0.074137 | [6 empty] | -28.26 |  |  | 29 | 43.02 | 0.77807 | 1.7728 |  |  |  | 0 | 0
2016-08-26 05:00:00 | 0.085597 | 0.088618 | 0.088622 | [6 empty] | -28.26 |  |  | 34.47 | 45.04 | 1.0768 | 2.5535 |  |  |  | 0 | 0
2016-08-26 06:00:00 | 0.08842 | 0.092576 | 0.092578 | [6 empty] | -28.26 |  |  | 35.9 | 49.52 | 1.0278 | 2.4575 |  |  |  | 0 | 0
2016-08-26 07:00:00 | 0.084957 | 0.083914 | 0.083916 | [6 empty] | -28.26 |  |  | 34.92 | 66.21 | 1.3216 | 3.0136 |  |  |  | 0 | 0
2016-08-26 08:00:00 | 0.076227 | 0.076068 | 0.076071 | [6 empty] | -28.26 |  |  | 32.55 | 64.24 | 1.1315 | 2.5899 |  |  |  | 0 | 0
2016-08-26 09:00:00 | 0.074642 | 0.073962 | 0.073964 | [6 empty] | -28.26 |  |  | 28.87 | 64.06 | 1.1461 | 2.6157 |  |  |  | 0 | 0
2016-08-26 10:00:00 | 0.068848 | 0.068039 | 0.068041 | [6 empty] | -28.26 |  |  | 26.67 | 65.32 | 1.0761 | 2.4597 |  |  |  | 0 | 0
2016-08-26 11:00:00 | 0.065468 | 0.064793 | 0.064795 | [6 empty] | -28.26 |  |  | 25.13 | 65.94 | 1.0296 | 2.3714 |  |  |  | 0 | 0
2016-08-26 12:00:00 | 0.060947 | 0.059294 | 0.059296 | [6 empty] | -28.26 |  |  | 24.49 | 62.8 | 1.0373 | 2.3789 |  |  |  | 0 | 0
2016-08-26 13:00:00 | 0.053761 | 0.051974 | 0.051976 | [6 empty] | -28.26 |  |  | 26.68 | 56.27 | 0.94049 | 2.153 |  |  |  | 0 | 0
2016-08-26 14:00:00 | 0.053526 | 0.051536 | 0.051537 | [6 empty] | -28.26 |  |  | 29.73 | 53 | 0.95346 | 2.1812 |  |  |  | 0 | 0
2016-08-26 15:00:00 | 0.047898 | 0.04574 | 0.045741 | [6 empty] | -28.26 |  |  | 34.92 | 50.77 | 0.87567 | 1.992 |  |  |  | 0 | 0
2016-08-26 16:00:00 | 0.049911 | 0.048347 | 0.048348 | [6 empty] | -28.26 |  |  | 38.45 | 50.78 | 0.86808 | 1.9917 |  |  |  | 0 | 0
2016-08-26 17:00:00 | 0.053006 | 0.051435 | 0.051436 | [6 empty] | -28.26 |  |  | 41.99 | 51.38 | 0.92611 | 2.1401 |  |  |  | 0 | 0
2016-08-26 18:00:00 | 0.059606 | 0.05859 | 0.058591 | [6 empty] | -28.26 |  |  | 39.01 | 53.27 | 0.97022 | 2.2324 |  |  |  | 0 | 0
2016-08-26 19:00:00 | 0.060857 | 0.059699 | 0.0597 | [6 empty] | -28.26 |  |  | 37.06 | 57.72 | 1.0024 | 2.3085 |  |  |  | 0 | 0
2016-08-26 20:00:00 | 0.061567 | 0.059413 | 0.059415 | [6 empty] | -28.26 |  |  | 32.09 | 62.04 | 1.0927 | 2.5104 |  |  |  | 0 | 0
2016-08-26 21:00:00 | 0.057892 | 0.055337 | 0.055339 | [6 empty] | -28.26 |  |  | 27.22 | 51.37 | 1.057 | 2.4085 |  |  |  | 0 | 0
2016-08-26 22:00:00 | 0.048396 | 0.045152 | 0.045153 | [6 empty] | -28.26 |  |  | 25.93 | 48.7 | 0.94964 | 2.1283 |  |  |  | 0 | 0
2016-08-26 23:00:00 | 0.039293 | 0.038078 | 0.03808 | [6 empty] | -28.26 |  |  | 24.05 | 44.6 | 0.66302 | 1.4921 |  |  |  | 0 | 0
2016-08-27 00:00:00 | 0.039197 | 0.039722 | 0.039725 | [6 empty] | -28.26 |  |  | 23 | 41.98 | 0.51721 | 1.1605 |  |  |  | 0 | 0
2016-08-27 01:00:00 | 0.037209 | 0.036975 | 0.036978 | [6 empty] | -28.26 |  |  | 23.07 | 40.72 | 0.54716 | 1.2236 |  |  |  | 0 | 0
2016-08-27 02:00:00 | 0.038523 | 0.038945 | 0.038947 | [6 empty] | -28.26 |  |  | 23.28 | 40.23 | 0.51928 | 1.169 |  |  |  | 0 | 0
2016-08-27 03:00:00 | 0.043242 | 0.044604 | 0.044607 | [6 empty] | -28.26 |  |  | 23.18 | 40.07 | 0.51025 | 1.1502 |  |  |  | 0 | 0
2016-08-27 04:00:00 | 0.057084 | 0.057447 | 0.057451 | [6 empty] | -28.26 |  |  | 25.28 | 38.85 | 0.81129 | 1.8551 |  |  |  | 0 | 0
2016-08-27 05:00:00 | 0.082392 | 0.084433 | 0.084436 | [6 empty] | -28.26 |  |  | 26.84 | 39.39 | 1.1232 | 2.6737 |  |  |  | 0 | 0
2016-08-27 06:00:00 | 0.085284 | 0.088496 | 0.088498 | [6 empty] | -28.26 |  |  | 29.5 | 41.93 | 1.0725 | 2.5747 |  |  |  | 0 | 0
2016-08-27 07:00:00 | 0.086027 | 0.084601 | 0.084602 | [6 empty] | -28.26 |  |  | 29.56 | 45.61 | 1.3787 | 3.156 |  |  |  | 0 | 0
2016-08-27 08:00:00 | 0.073411 | 0.072276 | 0.072278 | [6 empty] | -28.26 |  |  | 25.14 | 50.54 | 1.1802 | 2.7118 |  |  |  | 0 | 0
2016-08-27 09:00:00 | 0.07644 | 0.075583 | 0.075586 | [6 empty] | -28.26 |  |  | 23.02 | 52.44 | 1.1955 | 2.7387 |  |  |  | 0 | 0
2016-08-27 10:00:00 | 0.063638 | 0.061454 | 0.061456 | [6 empty] | -28.26 |  |  | 21.93 | 53.58 | 1.1224 | 2.5753 |  |  |  | 0 | 0
2016-08-27 11:00:00 | 0.063031 | 0.061497 | 0.061498 | [6 empty] | -28.26 |  |  | 20.03 | 59.89 | 1.0739 | 2.4829 |  |  |  | 0 | 0
2016-08-27 12:00:00 | 0.060108 | 0.057868 | 0.05787 | [6 empty] | -28.26 |  |  | 19.96 | 59.95 | 1.0819 | 2.4906 |  |  |  | 0 | 0
2016-08-27 13:00:00 | 0.060392 | 0.059368 | 0.05937 | [6 empty] | -28.26 |  |  | 20.76 | 55.49 | 0.98091 | 2.2539 |  |  |  | 0 | 0
2016-08-27 14:00:00 | 0.058517 | 0.056996 | 0.056998 | [6 empty] | -28.26 |  |  | 23.03 | 50.52 | 0.99441 | 2.2833 |  |  |  | 0 | 0
2016-08-27 15:00:00 | 0.054375 | 0.052974 | 0.052976 | [6 empty] | -28.26 |  |  | 28.41 | 47.98 | 0.91326 | 2.0852 |  |  |  | 0 | 0
2016-08-27 16:00:00 | 0.051255 | 0.04956 | 0.049561 | [6 empty] | -28.26 |  |  | 34.94 | 48.5 | 0.90543 | 2.0853 |  |  |  | 0 | 0
2016-08-27 17:00:00 | 0.051921 | 0.049774 | 0.049775 | [6 empty] | -28.26 |  |  | 35.36 | 50 | 0.966 | 2.2407 |  |  |  | 0 | 0
2016-08-27 18:00:00 | 0.056589 | 0.054636 | 0.054638 | [6 empty] | -28.26 |  |  | 34.95 | 53.52 | 1.012 | 2.3372 |  |  |  | 0 | 0
2016-08-27 19:00:00 | 0.057129 | 0.054896 | 0.054898 | [6 empty] | -28.26 |  |  | 33.61 | 53.17 | 1.0455 | 2.4169 |  |  |  | 0 | 0
2016-08-27 20:00:00 | 0.061516 | 0.058892 | 0.058893 | [6 empty] | -28.26 |  |  | 29.92 | 52.65 | 1.1397 | 2.6282 |  |  |  | 0 | 0
2016-08-27 21:00:00 | 0.057354 | 0.05425 | 0.054252 | [6 empty] | -28.26 |  |  | 24.73 | 52.84 | 1.1023 | 2.5212 |  |  |  | 0 | 0
2016-08-27 22:00:00 | 0.048591 | 0.044958 | 0.04496 | [6 empty] | -28.26 |  |  | 23.14 | 49.93 | 0.99024 | 2.2273 |  |  |  | 0 | 0
2016-08-27 23:00:00 | 0.042988 | 0.042129 | 0.042132 | [6 empty] | -28.26 |  |  | 20.98 | 44.04 | 0.69126 | 1.5611 |  |  |  | 0 | 0
2016-08-28 00:00:00 | 0.040343 | 0.041339 | 0.041342 | [6 empty] | -28.26 |  |  | 21.01 | 39.37 | 0.49142 | 1.0979 |  |  |  | 0 | 0
2016-08-28 01:00:00 | 0.044635 | 0.045992 | 0.045995 | [6 empty] | -28.26 |  |  | 21.29 | 37 | 0.51986 | 1.1576 |  |  |  | 0 | 0
2016-08-28 02:00:00 | 0.051712 | 0.054715 | 0.054719 | [6 empty] | -28.26 |  |  | 19.85 | 33.34 | 0.49339 | 1.106 |  |  |  | 0 | 0
2016-08-28 03:00:00 | 0.060812 | 0.065519 | 0.065523 | [6 empty] | -28.26 |  |  | 19.83 | 29.37 | 0.48475 | 1.0879 |  |  |  | 0 | 0
2016-08-28 04:00:00 | 0.073967 | 0.077697 | 0.077702 | [6 empty] | -28.26 |  |  | 20.48 | 25.54 | 0.77066 | 1.7544 |  |  |  | 0 | 0
2016-08-28 05:00:00 | 0.070318 | 0.070753 | 0.070756 | [6 empty] | -28.26 |  |  | 20.18 | 29.33 | 1.0664 | 2.5267 |  |  |  | 0 | 0
2016-08-28 06:00:00 | 0.076936 | 0.079165 | 0.079166 | [6 empty] | -28.26 |  |  | 22.07 | 29 | 1.0178 | 2.4313 |  |  |  | 0 | 0
2016-08-28 07:00:00 | 0.071774 | 0.068546 | 0.068547 | [6 empty] | -28.26 |  |  | 23.19 | 36.05 | 1.3089 | 2.9819 |  |  |  | 0 | 0
2016-08-28 08:00:00 | 0.062832 | 0.060431 | 0.060432 | [6 empty] | -28.26 |  |  | 20.07 | 39.17 | 1.1206 | 2.5627 |  |  |  | 0 | 0
2016-08-28 09:00:00 | 0.063482 | 0.060955 | 0.060956 | [6 empty] | -28.26 |  |  | 20.09 | 40.01 | 1.1351 | 2.5883 |  |  |  | 0 | 0
2016-08-28 10:00:00 | 0.057987 | 0.055375 | 0.055376 | [6 empty] | -28.26 |  |  | 13.38 | 40.44 | 1.0657 | 2.4339 |  |  |  | 0 | 0
2016-08-28 11:00:00 | 0.056932 | 0.054856 | 0.054857 | [6 empty] | -28.26 |  |  | 10.05 | 42.19 | 1.0197 | 2.3466 |  |  |  | 0 | 0
2016-08-28 12:00:00 | 0.05478 | 0.052143 | 0.052144 | [6 empty] | -28.26 |  |  | 8.99 | 40.6 | 1.0273 | 2.3539 |  |  |  | 0 | 0
2016-08-28 13:00:00 | 0.050251 | 0.047938 | 0.04794 | [6 empty] | -28.26 |  |  | 13.51 | 39.09 | 0.93149 | 2.1305 |  |  |  | 0 | 0
2016-08-28 14:00:00 | 0.050996 | 0.048652 | 0.048654 | [6 empty] | -28.26 |  |  | 18.15 | 35.72 | 0.94434 | 2.1584 |  |  |  | 0 | 0
2016-08-28 15:00:00 | 0.04708 | 0.044862 | 0.044864 | [6 empty] | -28.26 |  |  | 22.26 | 38.38 | 0.8673 | 1.9712 |  |  |  | 0 | 0
2016-08-28 16:00:00 | 0.048278 | 0.04651 | 0.046511 | [6 empty] | -28.26 |  |  | 29.01 | 40.52 | 0.85976 | 1.9709 |  |  |  | 0 | 0
2016-08-28 17:00:00 | 0.051757 | 0.050052 | 0.050053 | [6 empty] | -28.26 |  |  | 32.95 | 47.21 | 0.91722 | 2.1176 |  |  |  | 0 | 0
2016-08-28 18:00:00 | 0.055212 | 0.053516 | 0.053518 | [6 empty] | -28.26 |  |  | 33.92 | 49.42 | 0.96092 | 2.209 |  |  |  | 0 | 0
2016-08-28 19:00:00 | 0.057079 | 0.055352 | 0.055354 | [6 empty] | -28.26 |  |  | 33.25 | 52.23 | 0.99276 | 2.2843 |  |  |  | 0 | 0
2016-08-28 20:00:00 | 0.062593 | 0.060721 | 0.060723 | [6 empty] | -28.26 |  |  | 29.97 | 60.43 | 1.0822 | 2.4841 |  |  |  | 0 | 0
2016-08-28 21:00:00 | 0.05754 | 0.055024 | 0.055026 | [6 empty] | -28.26 |  |  | 23.3 | 59.81 | 1.0469 | 2.3833 |  |  |  | 0 | 0
2016-08-28 22:00:00 | 0.050279 | 0.047459 | 0.047461 | [6 empty] | -28.26 |  |  | 22.16 | 56.85 | 0.94059 | 2.1062 |  |  |  | 0 | 0
2016-08-28 23:00:00 | 0.040445 | 0.039496 | 0.039499 | [6 empty] | -28.26 |  |  | 23.02 | 44.57 | 0.65672 | 1.4767 |  |  |  | 0 | 0
2016-08-29 00:00:00 | 0.044577 | 0.045306 | 0.045309 | [6 empty] | -28.26 |  |  | 22.09 | 39.83 | 0.58729 | 1.3299 |  |  |  | 0 | 0
2016-08-29 01:00:00 | 0.04584 | 0.046332 | 0.046335 | [6 empty] | -28.26 |  |  | 22.09 | 36.53 | 0.62135 | 1.4024 |  |  |  | 0 | 0
2016-08-29 02:00:00 | 0.045617 | 0.046546 | 0.046549 | [6 empty] | -28.26 |  |  | 22.61 | 33.33 | 0.58964 | 1.3396 |  |  |  | 0 | 0
2016-08-29 03:00:00 | 0.054132 | 0.05668 | 0.056684 | [6 empty] | -28.26 |  |  | 24.52 | 26.92 | 0.57953 | 1.3186 |  |  |  | 0 | 0
2016-08-29 04:00:00 | 0.085101 | 0.089264 | 0.089269 | [6 empty] | -28.26 |  |  | 34.95 | 33.08 | 0.92165 | 2.1276 |  |  |  | 0 | 0
2016-08-29 05:00:00 | 0.10285 | 0.10707 | 0.10708 | [6 empty] | -28.26 |  |  | 40.26 | 38.24 | 1.2773 | 3.0713 |  |  |  | 0 | 0
2016-08-29 06:00:00 | 0.10204 | 0.10687 | 0.10688 | [6 empty] | -28.26 |  |  | 41.69 | 45.94 | 1.2209 | 2.9627 |  |  |  | 0 | 0
2016-08-29 07:00:00 | 0.093419 | 0.091381 | 0.091382 | [6 empty] | -28.26 |  |  | 35.32 | 52.91 | 1.5683 | 3.6273 |  |  |  | 0 | 0
2016-08-29 08:00:00 | 0.083921 | 0.083014 | 0.083016 | [6 empty] | -28.26 |  |  | 30.98 | 55.97 | 1.3421 | 3.1153 |  |  |  | 0 | 0
2016-08-29 09:00:00 | 0.083819 | 0.082611 | 0.082613 | [6 empty] | -28.26 |  |  | 28.96 | 57.87 | 1.3594 | 3.1458 |  |  |  | 0 | 0
2016-08-29 10:00:00 | 0.078115 | 0.07693 | 0.076932 | [6 empty] | -28.26 |  |  | 26.33 | 57.33 | 1.2763 | 2.9581 |  |  |  | 0 | 0
2016-08-29 11:00:00 | 0.074739 | 0.073813 | 0.073814 | [6 empty] | -28.26 |  |  | 24.95 | 59.97 | 1.2211 | 2.8518 |  |  |  | 0 | 0
2016-08-29 12:00:00 | 0.068034 | 0.065713 | 0.065715 | [6 empty] | -28.26 |  |  | 22.98 | 58.5 | 1.2301 | 2.8604 |  |  |  | 0 | 0
2016-08-29 13:00:00 | 0.063353 | 0.06151 | 0.061512 | [6 empty] | -28.26 |  |  | 23.02 | 56.19 | 1.1151 | 2.588 |  |  |  | 0 | 0
2016-08-29 14:00:00 | 0.062661 | 0.06051 | 0.060511 | [6 empty] | -28.26 |  |  | 22.99 | 52.95 | 1.1304 | 2.6214 |  |  |  | 0 | 0
2016-08-29 15:00:00 | 0.057485 | 0.055366 | 0.055368 | [6 empty] | -28.26 |  |  | 30 | 49.91 | 1.0381 | 2.3938 |  |  |  | 0 | 0
2016-08-29 16:00:00 | 0.058353 | 0.056672 | 0.056673 | [6 empty] | -28.26 |  |  | 34.01 | 50.07 | 1.0295 | 2.3949 |  |  |  | 0 | 0
2016-08-29 17:00:00 | 0.060895 | 0.059032 | 0.059033 | [6 empty] | -28.26 |  |  | 36.64 | 51.47 | 1.0984 | 2.5739 |  |  |  | 0 | 0
2016-08-29 18:00:00 | 0.067381 | 0.065956 | 0.065958 | [6 empty] | -28.26 |  |  | 37.55 | 59.81 | 1.1505 | 2.6842 |  |  |  | 0 | 0
2016-08-29 19:00:00 | 0.071321 | 0.070171 | 0.070173 | [6 empty] | -28.26 |  |  | 34.09 | 60.34 | 1.1887 | 2.7759 |  |  |  | 0 | 0
2016-08-29 20:00:00 | 0.070938 | 0.068424 | 0.068425 | [6 empty] | -28.26 |  |  | 29.29 | 61.04 | 1.2958 | 3.0182 |  |  |  | 0 | 0
2016-08-29 21:00:00 | 0.068473 | 0.0658 | 0.065802 | [6 empty] | -28.26 |  |  | 24.19 | 57.17 | 1.253 | 2.8945 |  |  |  | 0 | 0
2016-08-29 22:00:00 | 0.057616 | 0.054152 | 0.054154 | [6 empty] | -28.26 |  |  | 24.85 | 52.41 | 1.1251 | 2.5551 |  |  |  | 0 | 0
2016-08-29 23:00:00 | 0.045356 | 0.043938 | 0.043941 | [6 empty] | -28.26 |  |  | 24.15 | 47.92 | 0.78508 | 1.7897 |  |  |  | 0 | 0
2016-08-30 00:00:00 | 0.051807 | 0.052923 | 0.052926 | [6 empty] | -28.26 |  |  | 23.74 | 44.49 | 0.69761 | 1.6276 |  |  |  | 0 | 0
2016-08-30 01:00:00 | 0.052677 | 0.053644 | 0.053647 | [6 empty] | -28.26 |  |  | 23.35 | 42.78 | 0.7129 | 1.6509 |  |  |  | 0 | 0
2016-08-30 02:00:00 | 0.054896 | 0.05687 | 0.056873 | [6 empty] | -28.26 |  |  | 22.74 | 39.59 | 0.66557 | 1.549 |  |  |  | 0 | 0
2016-08-30 03:00:00 | 0.066263 | 0.069246 | 0.06925 | [6 empty] | -28.26 |  |  | 24.14 | 37.33 | 0.74889 | 1.7421 |  |  |  | 0 | 0
2016-08-30 04:00:00 | 0.0919 | 0.094488 | 0.094493 | [6 empty] | -28.26 |  |  | 32.65 | 39.91 | 1.2052 | 2.8422 |  |  |  | 0 | 0
2016-08-30 05:00:00 | 0.12635 | 0.12936 | 0.12936 | [6 empty] | -28.26 |  |  | 40.59 | 41.91 | 1.8028 | 4.371 |  |  |  | 0.016652 | 0
2016-08-30 06:00:00 | 0.13675 | 0.13877 | 0.13878 | [6 empty] | -28.26 |  |  | 43.82 | 50.31 | 2.0424 | 4.9294 |  |  |  | 0.027052 | 0
2016-08-30 07:00:00 | 0.12411 | 0.12269 | 0.12269 | [6 empty] | -28.26 |  |  | 38.03 | 61.09 | 2.0502 | 4.8308 |  |  |  | 0.014412 | 0
2016-08-30 08:00:00 | 0.11158 | 0.11073 | 0.11073 | [6 empty] | -28.26 |  |  | 32 | 62.23 | 1.81 | 4.2666 |  |  |  | 0.001881 | 0
2016-08-30 09:00:00 | 0.10727 | 0.106 | 0.106 | [6 empty] | -28.26 |  |  | 30.06 | 65 | 1.779 | 4.1931 |  |  |  | 0 | 0
2016-08-30 10:00:00 | 0.097678 | 0.096065 | 0.096068 | [6 empty] | -28.26 |  |  | 27.07 | 65.97 | 1.651 | 3.8783 |  |  |  | 0 | 0
2016-08-30 11:00:00 | 0.094395 | 0.093434 | 0.093436 | [6 empty] | -28.26 |  |  | 26.97 | 68.97 | 1.5533 | 3.6607 |  |  |  | 0 | 0
2016-08-30 12:00:00 | 0.087216 | 0.08517 | 0.085172 | [6 empty] | -28.26 |  |  | 26.86 | 68.21 | 1.5328 | 3.605 |  |  |  | 0 | 0
2016-08-30 13:00:00 | 0.080479 | 0.078684 | 0.078686 | [6 empty] | -28.26 |  |  | 28.96 | 66.39 | 1.3975 | 3.2765 |  |  |  | 0 | 0
2016-08-30 14:00:00 | 0.077038 | 0.074769 | 0.074771 | [6 empty] | -28.26 |  |  | 33.33 | 64.81 | 1.3815 | 3.2331 |  |  |  | 0 | 0
2016-08-30 15:00:00 | 0.072617 | 0.070489 | 0.070491 | [6 empty] | -28.26 |  |  | 37.77 | 63.95 | 1.307 | 3.0653 |  |  |  | 0 | 0
2016-08-30 16:00:00 | 0.07436 | 0.072511 | 0.072513 | [6 empty] | -28.26 |  |  | 40.6 | 61.57 | 1.3271 | 3.1346 |  |  |  | 0 | 0
2016-08-30 17:00:00 | 0.07759 | 0.07575 | 0.075751 | [6 empty] | -28.26 |  |  | 43.71 | 62.07 | 1.3867 | 3.2866 |  |  |  | 0 | 0
2016-08-30 18:00:00 | 0.084272 | 0.082323 | 0.082325 | [6 empty] | -28.26 |  |  | 44.83 | 62.42 | 1.498 | 3.5461 |  |  |  | 0 | 0
2016-08-30 19:00:00 | 0.089 | 0.086818 | 0.086819 | [6 empty] | -28.26 |  |  | 40.83 | 64.02 | 1.6016 | 3.8023 |  |  |  | 0 | 0
2016-08-30 20:00:00 | 0.089692 | 0.086605 | 0.086607 | [6 empty] | -28.26 |  |  | 32.96 | 64.94 | 1.6866 | 3.9946 |  |  |  | 0 | 0
2016-08-30 21:00:00 | 0.085442 | 0.081486 | 0.081488 | [6 empty] | -28.26 |  |  | 26.64 | 62.95 | 1.6674 | 3.9119 |  |  |  | 0 | 0
2016-08-30 22:00:00 | 0.070374 | 0.066231 | 0.066233 | [6 empty] | -28.26 |  |  | 25.6 | 55.96 | 1.4177 | 3.2845 |  |  |  | 0 | 0
2016-08-30 23:00:00 | 0.054482 | 0.053012 | 0.053015 | [6 empty] | -28.26 |  |  | 24.02 | 49.17 | 0.96591 | 2.2552 |  |  |  | 0 | 0
2016-08-31 00:00:00 | 0.051067 | 0.052124 | 0.052128 | [6 empty] | -28.26 |  |  | 23.48 | 46.66 | 0.69066 | 1.6106 |  |  |  | 0 | 0
2016-08-31 01:00:00 | 0.051924 | 0.052834 | 0.052837 | [6 empty] | -28.26 |  |  | 22.77 | 44.23 | 0.7058 | 1.6337 |  |  |  | 0 | 0
2016-08-31 02:00:00 | 0.054095 | 0.055998 | 0.056001 | [6 empty] | -28.26 |  |  | 22.79 | 41.56 | 0.65894 | 1.5328 |  |  |  | 0 | 0
2016-08-31 03:00:00 | 0.065284 | 0.068174 | 0.068177 | [6 empty] | -28.26 |  |  | 25.34 | 40.32 | 0.74141 | 1.7238 |  |  |  | 0 | 0
2016-08-31 04:00:00 | 0.090577 | 0.093056 | 0.09306 | [6 empty] | -28.26 |  |  | 32.98 | 42.26 | 1.1932 | 2.8124 |  |  |  | 0 | 0
2016-08-31 05:00:00 | 0.12456 | 0.12742 | 0.12743 | [6 empty] | -28.26 |  |  | 40.46 | 44.22 | 1.7847 | 4.325 |  |  |  | 0.014862 | 0
2016-08-31 06:00:00 | 0.13484 | 0.13671 | 0.13672 | [6 empty] | -28.26 |  |  | 42.04 | 48.67 | 2.022 | 4.8775 |  |  |  | 0.025134 | 0
2016-08-31 07:00:00 | 0.12241 | 0.1209 | 0.1209 | [6 empty] | -28.26 |  |  | 36.13 | 60.07 | 2.0296 | 4.7799 |  |  |  | 0.012712 | 0
2016-08-31 08:00:00 | 0.11005 | 0.10911 | 0.10911 | [6 empty] | -28.26 |  |  | 29.59 | 62.07 | 1.7919 | 4.2218 |  |  |  | 0.00034637 | 0
2016-08-31 09:00:00 | 0.1058 | 0.10446 | 0.10446 | [6 empty] | -28.26 |  |  | 28.19 | 61.94 | 1.7612 | 4.149 |  |  |  | 0 | 0
2016-08-31 10:00:00 | 0.096348 | 0.094672 | 0.094674 | [6 empty] | -28.26 |  |  | 26.78 | 62.35 | 1.6344 | 3.8376 |  |  |  | 0 | 0
2016-08-31 11:00:00 | 0.093102 | 0.092072 | 0.092074 | [6 empty] | -28.26 |  |  | 27.06 | 63.2 | 1.5378 | 3.6223 |  |  |  | 0 | 0
2016-08-31 12:00:00 | 0.086042 | 0.083947 | 0.083949 | [6 empty] | -28.26 |  |  | 26.91 | 60.62 | 1.5175 | 3.5671 |  |  |  | 0 | 0
2016-08-31 13:00:00 | 0.079392 | 0.07755 | 0.077552 | [6 empty] | -28.26 |  |  | 27.05 | 60.18 | 1.3835 | 3.2421 |  |  |  | 0 | 0
2016-08-31 14:00:00 | 0.076007 | 0.0737 | 0.073702 | [6 empty] | -28.26 |  |  | 30.79 | 58.13 | 1.3677 | 3.1992 |  |  |  | 0 | 0
2016-08-31 15:00:00 | 0.071646 | 0.069482 | 0.069484 | [6 empty] | -28.26 |  |  | 35.94 | 57.37 | 1.2939 | 3.0331 |  |  |  | 0 | 0
2016-08-31 16:00:00 | 0.073363 | 0.071474 | 0.071475 | [6 empty] | -28.26 |  |  | 38.96 | 55.51 | 1.3139 | 3.1017 |  |  |  | 0 | 0
2016-08-31 17:00:00 | 0.07655 | 0.074666 | 0.074668 | [6 empty] | -28.26 |  |  | 40.94 | 63.11 | 1.3728 | 3.2521 |  |  |  | 0 | 0
2016-08-31 18:00:00 | 0.083142 | 0.081144 | 0.081146 | [6 empty] | -28.26 |  |  | 39.61 | 65.4 | 1.483 | 3.5089 |  |  |  | 0 | 0
2016-08-31 19:00:00 | 0.087809 | 0.085578 | 0.08558 | [6 empty] | -28.26 |  |  | 35.96 | 66.08 | 1.5856 | 3.7624 |  |  |  | 0 | 0
2016-08-31 20:00:00 | 0.088508 | 0.085382 | 0.085384 | [6 empty] | -28.26 |  |  | 28.38 | 66.36 | 1.6697 | 3.9527 |  |  |  | 0 | 0
2016-08-31 21:00:00 | 0.084327 | 0.080347 | 0.080349 | [6 empty] | -28.26 |  |  | 24.2 | 62.05 | 1.6508 | 3.8709 |  |  |  | 0 | 0
2016-08-31 22:00:00 | 0.069465 | 0.065312 | 0.065314 | [6 empty] | -28.26 |  |  | 24.34 | 53.1 | 1.4035 | 3.2501 |  |  |  | 0 | 0
2016-08-31 23:00:00 | 0.053752 | 0.052253 | 0.052256 | [6 empty] | -28.26 |  |  | 23.73 | 46.59 | 0.95628 | 2.2317 |  |  |  | 0 | 0
2016-09-01 00:00:00 | 0.049201 | 0.050287 | 0.05029 | [6 empty] | -28.26 |  |  | 23.37 | 47.43 | 0.65628 | 1.5266 |  |  |  | 0 | 0
2016-09-01 01:00:00 | 0.050024 | 0.050971 | 0.050975 | [6 empty] | -28.26 |  |  | 22.98 | 44.1 | 0.67065 | 1.5485 |  |  |  | 0 | 0
2016-09-01 02:00:00 | 0.052165 | 0.054071 | 0.054074 | [6 empty] | -28.26 |  |  | 23.59 | 43.32 | 0.62611 | 1.4528 |  |  |  | 0 | 0
2016-09-01 03:00:00 | 0.062989 | 0.065862 | 0.065865 | [6 empty] | -28.26 |  |  | 25.1 | 42.54 | 0.70442 | 1.6336 |  |  |  | 0 | 0
2016-09-01 04:00:00 | 0.087286 | 0.089788 | 0.089793 | [6 empty] | -28.26 |  |  | 32.95 | 43.99 | 1.1337 | 2.6652 |  |  |  | 0 | 0
2016-09-01 05:00:00 | 0.11994 | 0.12283 | 0.12284 | [6 empty] | -28.26 |  |  | 37.97 | 45.57 | 1.6953 | 4.0975 |  |  |  | 0.010237 | 0
2016-09-01 06:00:00 | 0.12977 | 0.13173 | 0.13173 | [6 empty] | -28.26 |  |  | 41.08 | 51.29 | 1.9206 | 4.6206 |  |  |  | 0.020067 | 0
2016-09-01 07:00:00 | 0.11769 | 0.11638 | 0.11638 | [6 empty] | -28.26 |  |  | 38.24 | 64.95 | 1.9279 | 4.5282 |  |  |  | 0.0079856 | 0
2016-09-01 08:00:00 | 0.10582 | 0.10505 | 0.10505 | [6 empty] | -28.26 |  |  | 34.92 | 66.63 | 1.7022 | 3.9998 |  |  |  | 0 | 0
2016-09-01 09:00:00 | 0.10171 | 0.10055 | 0.10055 | [6 empty] | -28.26 |  |  | 32.98 | 65.14 | 1.6731 | 3.9309 |  |  |  | 0 | 0
2016-09-01 10:00:00 | 0.092607 | 0.09111 | 0.091112 | [6 empty] | -28.26 |  |  | 29.93 | 64.9 | 1.5527 | 3.636 |  |  |  | 0 | 0
2016-09-01 11:00:00 | 0.089514 | 0.088634 | 0.088637 | [6 empty] | -28.26 |  |  | 28.68 | 67.92 | 1.4609 | 3.432 |  |  |  | 0 | 0
2016-09-01 12:00:00 | 0.082665 | 0.080749 | 0.080751 | [6 empty] | -28.26 |  |  | 27.87 | 69.1 | 1.4416 | 3.38 |  |  |  | 0 | 0
2016-09-01 13:00:00 | 0.076286 | 0.074609 | 0.074611 | [6 empty] | -28.26 |  |  | 27.88 | 67.99 | 1.3144 | 3.072 |  |  |  | 0 | 0
2016-09-01 14:00:00 | 0.073006 | 0.070876 | 0.070878 | [6 empty] | -28.26 |  |  | 28.96 | 64.93 | 1.2994 | 3.0314 |  |  |  | 0 | 0
2016-09-01 15:00:00 | 0.068814 | 0.066816 | 0.066818 | [6 empty] | -28.26 |  |  | 34.06 | 62.02 | 1.2293 | 2.8741 |  |  |  | 0 | 0
2016-09-01 16:00:00 | 0.07047 | 0.068735 | 0.068737 | [6 empty] | -28.26 |  |  | 36.82 | 60.26 | 1.2482 | 2.9388 |  |  |  | 0 | 0
2016-09-01 17:00:00 | 0.073529 | 0.071802 | 0.071804 | [6 empty] | -28.26 |  |  | 38.96 | 64.01 | 1.3041 | 3.0813 |  |  |  | 0 | 0
2016-09-01 18:00:00 | 0.079866 | 0.078038 | 0.07804 | [6 empty] | -28.26 |  |  | 40.44 | 64.95 | 1.4089 | 3.3247 |  |  |  | 0 | 0
2016-09-01 19:00:00 | 0.084337 | 0.082287 | 0.082288 | [6 empty] | -28.26 |  |  | 37.93 | 66.91 | 1.5063 | 3.5647 |  |  |  | 0 | 0
2016-09-01 20:00:00 | 0.084962 | 0.08205 | 0.082052 | [6 empty] | -28.26 |  |  | 30.43 | 72.83 | 1.5862 | 3.7451 |  |  |  | 0 | 0
2016-09-01 21:00:00 | 0.080911 | 0.077176 | 0.077178 | [6 empty] | -28.26 |  |  | 26.93 | 66.93 | 1.5683 | 3.668 |  |  |  | 0 | 0
2016-09-01 22:00:00 | 0.066625 | 0.062711 | 0.062713 | [6 empty] | -28.26 |  |  | 25.64 | 57.64 | 1.3335 | 3.0801 |  |  |  | 0 | 0
2016-09-01 23:00:00 | 0.05164 | 0.050263 | 0.050265 | [6 empty] | -28.26 |  |  | 23.89 | 50.97 | 0.90867 | 2.1153 |  |  |  | 0 | 0
2016-09-02 00:00:00 | 0.04837 | 0.049353 | 0.049356 | [6 empty] | -28.26 |  |  | 23.76 | 48.12 | 0.65226 | 1.5168 |  |  |  | 0 | 0
2016-09-02 01:00:00 | 0.048685 | 0.049441 | 0.049444 | [6 empty] | -28.26 |  |  | 22.91 | 44.85 | 0.66654 | 1.5385 |  |  |  | 0 | 0
2016-09-02 02:00:00 | 0.050255 | 0.051866 | 0.05187 | [6 empty] | -28.26 |  |  | 23.1 | 43.99 | 0.62227 | 1.4434 |  |  |  | 0 | 0
2016-09-02 03:00:00 | 0.060266 | 0.062707 | 0.06271 | [6 empty] | -28.26 |  |  | 25.97 | 42.32 | 0.70009 | 1.6231 |  |  |  | 0 | 0
2016-09-02 04:00:00 | 0.084009 | 0.086007 | 0.086011 | [6 empty] | -28.26 |  |  | 33.08 | 43.23 | 1.1267 | 2.648 |  |  |  | 0 | 0
2016-09-02 05:00:00 | 0.11369 | 0.11559 | 0.11559 | [6 empty] | -28.26 |  |  | 38.41 | 46.78 | 1.6849 | 4.0709 |  |  |  | 0.0039895 | 0
2016-09-02 06:00:00 | 0.12837 | 0.13019 | 0.13019 | [6 empty] | -28.26 |  |  | 40.5 | 53.17 | 1.9088 | 4.5905 |  |  |  | 0.018664 | 0
2016-09-02 07:00:00 | 0.11816 | 0.11706 | 0.11706 | [6 empty] | -28.26 |  |  | 37.91 | 65.99 | 1.916 | 4.4988 |  |  |  | 0.008462 | 0
2016-09-02 08:00:00 | 0.10567 | 0.10498 | 0.10498 | [6 empty] | -28.26 |  |  | 32.84 | 66.59 | 1.6917 | 3.9738 |  |  |  | 0 | 0
2016-09-02 09:00:00 | 0.10046 | 0.099172 | 0.099174 | [6 empty] | -28.26 |  |  | 29.59 | 65.93 | 1.6628 | 3.9053 |  |  |  | 0 | 0
2016-09-02 10:00:00 | 0.090312 | 0.08851 | 0.088512 | [6 empty] | -28.26 |  |  | 26.81 | 67.96 | 1.5431 | 3.6124 |  |  |  | 0 | 0
2016-09-02 11:00:00 | 0.087146 | 0.085942 | 0.085944 | [6 empty] | -28.26 |  |  | 25.69 | 68.05 | 1.4519 | 3.4098 |  |  |  | 0 | 0
2016-09-02 12:00:00 | 0.082237 | 0.080336 | 0.080338 | [6 empty] | -28.26 |  |  | 25.85 | 66.91 | 1.4328 | 3.3581 |  |  |  | 0 | 0
2016-09-02 13:00:00 | 0.07396 | 0.071957 | 0.071959 | [6 empty] | -28.26 |  |  | 27.94 | 64.08 | 1.3063 | 3.0521 |  |  |  | 0 | 0
2016-09-02 14:00:00 | 0.07194 | 0.069706 | 0.069708 | [6 empty] | -28.26 |  |  | 29.17 | 61.07 | 1.2914 | 3.0118 |  |  |  | 0 | 0
2016-09-02 15:00:00 | 0.066919 | 0.064666 | 0.064668 | [6 empty] | -28.26 |  |  | 34.01 | 57.63 | 1.2217 | 2.8555 |  |  |  | 0 | 0
2016-09-02 16:00:00 | 0.069438 | 0.0676 | 0.067601 | [6 empty] | -28.26 |  |  | 37.56 | 56.78 | 1.2405 | 2.9198 |  |  |  | 0 | 0
2016-09-02 17:00:00 | 0.073942 | 0.072368 | 0.072369 | [6 empty] | -28.26 |  |  | 37.98 | 57.88 | 1.2961 | 3.0613 |  |  |  | 0 | 0
2016-09-02 18:00:00 | 0.080977 | 0.07943 | 0.079432 | [6 empty] | -28.26 |  |  | 38.79 | 61.06 | 1.4002 | 3.3031 |  |  |  | 0 | 0
2016-09-02 19:00:00 | 0.083903 | 0.081868 | 0.08187 | [6 empty] | -28.26 |  |  | 34.99 | 62.04 | 1.497 | 3.5416 |  |  |  | 0 | 0
2016-09-02 20:00:00 | 0.085546 | 0.082835 | 0.082837 | [6 empty] | -28.26 |  |  | 29.09 | 62.09 | 1.5765 | 3.7209 |  |  |  | 0 | 0
2016-09-02 21:00:00 | 0.080194 | 0.076432 | 0.076434 | [6 empty] | -28.26 |  |  | 27.61 | 56.47 | 1.5587 | 3.6443 |  |  |  | 0 | 0
2016-09-02 22:00:00 | 0.065532 | 0.061512 | 0.061514 | [6 empty] | -28.26 |  |  | 31.41 | 53.79 | 1.3253 | 3.0602 |  |  |  | 0 | 0
2016-09-02 23:00:00 | 0.051677 | 0.050363 | 0.050366 | [6 empty] | -28.26 |  |  | 28.04 | 48.9 | 0.9031 | 2.1017 |  |  |  | 0 | 0
2016-09-03 00:00:00 | 0.044375 | 0.044995 | 0.044998 | [6 empty] | -28.26 |  |  | 25.37 | 50.49 | 0.6195 | 1.4367 |  |  |  | 0 | 0
2016-09-03 01:00:00 | 0.043712 | 0.043947 | 0.04395 | [6 empty] | -28.26 |  |  | 24.88 | 47.06 | 0.63304 | 1.4572 |  |  |  | 0 | 0
2016-09-03 02:00:00 | 0.045815 | 0.046972 | 0.046975 | [6 empty] | -28.26 |  |  | 24.02 | 43.92 | 0.59098 | 1.3671 |  |  |  | 0 | 0
2016-09-03 03:00:00 | 0.054835 | 0.056691 | 0.056694 | [6 empty] | -28.26 |  |  | 24.92 | 42.23 | 0.66484 | 1.537 |  |  |  | 0 | 0
2016-09-03 04:00:00 | 0.072543 | 0.073103 | 0.073106 | [6 empty] | -28.26 |  |  | 25.65 | 42.07 | 1.0699 | 2.5075 |  |  |  | 0 | 0
2016-09-03 05:00:00 | 0.10376 | 0.10472 | 0.10472 | [6 empty] | -28.26 |  |  | 29.44 | 42.44 | 1.5997 | 3.8538 |  |  |  | 0 | 0
2016-09-03 06:00:00 | 0.11366 | 0.11383 | 0.11383 | [6 empty] | -28.26 |  |  | 31.55 | 43.95 | 1.8122 | 4.3454 |  |  |  | 0.0039586 | 0
2016-09-03 07:00:00 | 0.10726 | 0.10523 | 0.10523 | [6 empty] | -28.26 |  |  | 32.95 | 47.79 | 1.8191 | 4.2586 |  |  |  | 0 | 0
2016-09-03 08:00:00 | 0.095514 | 0.093904 | 0.093906 | [6 empty] | -28.26 |  |  | 30.35 | 50.7 | 1.6063 | 3.7621 |  |  |  | 0 | 0
2016-09-03 09:00:00 | 0.094268 | 0.092749 | 0.092751 | [6 empty] | -28.26 |  |  | 29.06 | 54.93 | 1.5788 | 3.6972 |  |  |  | 0 | 0
2016-09-03 10:00:00 | 0.083556 | 0.081364 | 0.081366 | [6 empty] | -28.26 |  |  | 27.16 | 59.26 | 1.4652 | 3.4201 |  |  |  | 0 | 0
2016-09-03 11:00:00 | 0.079877 | 0.07814 | 0.078142 | [6 empty] | -28.26 |  |  | 25.09 | 59.94 | 1.3786 | 3.2283 |  |  |  | 0 | 0
2016-09-03 12:00:00 | 0.073993 | 0.071381 | 0.071383 | [6 empty] | -28.26 |  |  | 25.11 | 59.52 | 1.3605 | 3.1795 |  |  |  | 0 | 0
2016-09-03 13:00:00 | 0.072406 | 0.070805 | 0.070807 | [6 empty] | -28.26 |  |  | 25.36 | 52.3 | 1.2404 | 2.8898 |  |  |  | 0 | 0
2016-09-03 14:00:00 | 0.069707 | 0.067751 | 0.067753 | [6 empty] | -28.26 |  |  | 26.85 | 51.13 | 1.2262 | 2.8517 |  |  |  | 0 | 0
2016-09-03 15:00:00 | 0.066358 | 0.064637 | 0.064639 | [6 empty] | -28.26 |  |  | 30.44 | 48.96 | 1.1601 | 2.7037 |  |  |  | 0 | 0
2016-09-03 16:00:00 | 0.065367 | 0.063445 | 0.063446 | [6 empty] | -28.26 |  |  | 34.27 | 48.32 | 1.1779 | 2.7644 |  |  |  | 0 | 0
2016-09-03 17:00:00 | 0.066735 | 0.064549 | 0.06455 | [6 empty] | -28.26 |  |  | 37.56 | 51.66 | 1.2307 | 2.8984 |  |  |  | 0 | 0
2016-09-03 18:00:00 | 0.07167 | 0.069198 | 0.0692 | [6 empty] | -28.26 |  |  | 38.56 | 55 | 1.3295 | 3.1274 |  |  |  | 0 | 0
2016-09-03 19:00:00 | 0.073561 | 0.070464 | 0.070465 | [6 empty] | -28.26 |  |  | 37.67 | 55.93 | 1.4214 | 3.3531 |  |  |  | 0 | 0
2016-09-03 20:00:00 | 0.077631 | 0.074327 | 0.074328 | [6 empty] | -28.26 |  |  | 33.01 | 59.8 | 1.4969 | 3.5229 |  |  |  | 0 | 0
2016-09-03 21:00:00 | 0.073736 | 0.069644 | 0.069645 | [6 empty] | -28.26 |  |  | 28.93 | 56.9 | 1.4801 | 3.4507 |  |  |  | 0 | 0
2016-09-03 22:00:00 | 0.061625 | 0.057622 | 0.057624 | [6 empty] | -28.26 |  |  | 27.7 | 51.89 | 1.2586 | 2.8979 |  |  |  | 0 | 0
2016-09-03 23:00:00 | 0.05094 | 0.049965 | 0.049968 | [6 empty] | -28.26 |  |  | 25.02 | 44.96 | 0.85773 | 1.9906 |  |  |  | 0 | 0
2016-09-04 00:00:00 | 0.053966 | 0.055314 | 0.055317 | [6 empty] | -28.26 |  |  | 23.09 | 45.41 | 0.71169 | 1.6619 |  |  |  | 0 | 0
2016-09-04 01:00:00 | 0.059841 | 0.061913 | 0.061916 | [6 empty] | -28.26 |  |  | 22.04 | 42.13 | 0.72729 | 1.6858 |  |  |  | 0 | 0
2016-09-04 02:00:00 | 0.066005 | 0.069787 | 0.069791 | [6 empty] | -28.26 |  |  | 20.81 | 39.32 | 0.67902 | 1.5817 |  |  |  | 0 | 0
2016-09-04 03:00:00 | 0.082385 | 0.088036 | 0.088042 | [6 empty] | -28.26 |  |  | 20.09 | 35.94 | 0.76403 | 1.779 |  |  |  | 0 | 0
2016-09-04 04:00:00 | 0.10749 | 0.11257 | 0.11257 | [6 empty] | -28.26 |  |  | 20.03 | 37.03 | 1.2296 | 2.9024 |  |  |  | 0 | 0
2016-09-04 05:00:00 | 0.10832 | 0.10782 | 0.10782 | [6 empty] | -28.26 |  |  | 22.02 | 38.31 | 1.8393 | 4.4641 |  |  |  | 0 | 0
2016-09-04 06:00:00 | 0.12187 | 0.12088 | 0.12088 | [6 empty] | -28.26 |  |  | 22.38 | 38.28 | 2.0839 | 5.0345 |  |  |  | 0.012166 | 0
2016-09-04 07:00:00 | 0.10751 | 0.10276 | 0.10276 | [6 empty] | -28.26 |  |  | 23.5 | 39.82 | 2.0918 | 4.9337 |  |  |  | 0 | 0
2016-09-04 08:00:00 | 0.096923 | 0.093123 | 0.093124 | [6 empty] | -28.26 |  |  | 23.58 | 42.35 | 1.8468 | 4.3574 |  |  |  | 0 | 0
2016-09-04 09:00:00 | 0.095207 | 0.091458 | 0.091459 | [6 empty] | -28.26 |  |  | 24.99 | 47.11 | 1.8151 | 4.2823 |  |  |  | 0 | 0
2016-09-04 10:00:00 | 0.086758 | 0.082889 | 0.08289 | [6 empty] | -28.26 |  |  | 24.85 | 50.08 | 1.6845 | 3.9608 |  |  |  | 0 | 0
2016-09-04 11:00:00 | 0.083154 | 0.079901 | 0.079902 | [6 empty] | -28.26 |  |  | 23.49 | 50.49 | 1.5848 | 3.7386 |  |  |  | 0 | 0
2016-09-04 12:00:00 | 0.080785 | 0.077294 | 0.077295 | [6 empty] | -28.26 |  |  | 20.79 | 51.61 | 1.5639 | 3.6815 |  |  |  | 0 | 0
2016-09-04 13:00:00 | 0.075353 | 0.072368 | 0.07237 | [6 empty] | -28.26 |  |  | 20.52 | 44.21 | 1.4258 | 3.3461 |  |  |  | 0 | 0
2016-09-04 14:00:00 | 0.073403 | 0.070208 | 0.07021 | [6 empty] | -28.26 |  |  | 21.26 | 43.9 | 1.4095 | 3.3017 |  |  |  | 0 | 0
2016-09-04 15:00:00 | 0.070679 | 0.06794 | 0.067942 | [6 empty] | -28.26 |  |  | 22.94 | 42.66 | 1.3334 | 3.1303 |  |  |  | 0 | 0
2016-09-04 16:00:00 | 0.074025 | 0.071845 | 0.071847 | [6 empty] | -28.26 |  |  | 26.94 | 43.7 | 1.354 | 3.2012 |  |  |  | 0 | 0
2016-09-04 17:00:00 | 0.076786 | 0.074523 | 0.074525 | [6 empty] | -28.26 |  |  | 30.31 | 44.97 | 1.4148 | 3.3564 |  |  |  | 0 | 0
2016-09-04 18:00:00 | 0.08082 | 0.07796 | 0.077961 | [6 empty] | -28.26 |  |  | 33.83 | 47.58 | 1.5284 | 3.6214 |  |  |  | 0 | 0
2016-09-04 19:00:00 | 0.088146 | 0.08549 | 0.085491 | [6 empty] | -28.26 |  |  | 31.79 | 51.65 | 1.6341 | 3.8831 |  |  |  | 0 | 0
2016-09-04 20:00:00 | 0.093852 | 0.091151 | 0.091153 | [6 empty] | -28.26 |  |  | 29.53 | 60.27 | 1.7208 | 4.0795 |  |  |  | 0 | 0
2016-09-04 21:00:00 | 0.086512 | 0.082397 | 0.082399 | [6 empty] | -28.26 |  |  | 25.06 | 55 | 1.7012 | 3.9949 |  |  |  | 0 | 0
2016-09-04 22:00:00 | 0.073542 | 0.069652 | 0.069654 | [6 empty] | -28.26 |  |  | 23.18 | 52.24 | 1.4464 | 3.3541 |  |  |  | 0 | 0
2016-09-04 23:00:00 | 0.057084 | 0.055868 | 0.055871 | [6 empty] | -28.26 |  |  | 22.3 | 44 | 0.9854 | 2.3028 |  |  |  | 0 | 0
2016-09-05 00:00:00 | 0.060293 | 0.061765 | 0.061769 | [6 empty] | -28.26 |  |  | 22.42 | 44.55 | 0.80651 | 1.8931 |  |  |  | 0 | 0
2016-09-05 01:00:00 | 0.060449 | 0.061603 | 0.061607 | [6 empty] | -28.26 |  |  | 21.73 | 41.98 | 0.82423 | 1.9203 |  |  |  | 0 | 0
2016-09-05 02:00:00 | 0.062764 | 0.065031 | 0.065035 | [6 empty] | -28.26 |  |  | 22.96 | 40.75 | 0.76956 | 1.802 |  |  |  | 0 | 0
2016-09-05 03:00:00 | 0.075462 | 0.078831 | 0.078836 | [6 empty] | -28.26 |  |  | 24.96 | 40.91 | 0.86605 | 2.0273 |  |  |  | 0 | 0
2016-09-05 04:00:00 | 0.10561 | 0.10869 | 0.10869 | [6 empty] | -28.26 |  |  | 33.6 | 39.33 | 1.3938 | 3.3077 |  |  |  | 0 | 0
2016-09-05 05:00:00 | 0.14282 | 0.14603 | 0.14603 | [6 empty] | -28.26 |  |  | 42.98 | 43.83 | 2.0858 | 5.0905 |  |  |  | 0.03312 | 0
2016-09-05 06:00:00 | 0.15497 | 0.1571 | 0.1571 | [6 empty] | -28.26 |  |  | 44.42 | 55.29 | 2.3633 | 5.7419 |  |  |  | 0.045268 | 0
2016-09-05 07:00:00 | 0.13761 | 0.13527 | 0.13528 | [6 empty] | -28.26 |  |  | 43.31 | 65.98 | 2.3722 | 5.6267 |  |  |  | 0.02791 | 0
2016-09-05 08:00:00 | 0.12379 | 0.12218 | 0.12219 | [6 empty] | -28.26 |  |  | 44.97 | 69.55 | 2.0941 | 4.9686 |  |  |  | 0.014089 | 0
2016-09-05 09:00:00 | 0.11881 | 0.11672 | 0.11673 | [6 empty] | -28.26 |  |  | 48.01 | 69.57 | 2.0582 | 4.8829 |  |  |  | 0.0091083 | 0
2016-09-05 10:00:00 | 0.10888 | 0.10658 | 0.10658 | [6 empty] | -28.26 |  |  | 45.98 | 70 | 1.9099 | 4.5158 |  |  |  | 0 | 0
2016-09-05 11:00:00 | 0.10462 | 0.10298 | 0.10298 | [6 empty] | -28.26 |  |  | 44.22 | 69.83 | 1.7969 | 4.2623 |  |  |  | 0 | 0
2016-09-05 12:00:00 | 0.097396 | 0.09468 | 0.094682 | [6 empty] | -28.26 |  |  | 42.58 | 65.42 | 1.7731 | 4.1968 |  |  |  | 0 | 0
2016-09-05 13:00:00 | 0.091851 | 0.089794 | 0.089797 | [6 empty] | -28.26 |  |  | 43.03 | 61.94 | 1.6165 | 3.8144 |  |  |  | 0 | 0
2016-09-05 14:00:00 | 0.087385 | 0.084692 | 0.084694 | [6 empty] | -28.26 |  |  | 41.9 | 55.75 | 1.598 | 3.7637 |  |  |  | 0 | 0
2016-09-05 15:00:00 | 0.083188 | 0.080808 | 0.08081 | [6 empty] | -28.26 |  |  | 41.98 | 52.97 | 1.5118 | 3.5683 |  |  |  | 0 | 0
2016-09-05 16:00:00 | 0.085522 | 0.083525 | 0.083526 | [6 empty] | -28.26 |  |  | 39.92 | 49.78 | 1.5352 | 3.6495 |  |  |  | 0 | 0
2016-09-05 17:00:00 | 0.089323 | 0.087357 | 0.087359 | [6 empty] | -28.26 |  |  | 43.12 | 49.46 | 1.6041 | 3.8266 |  |  |  | 0 | 0
2016-09-05 18:00:00 | 0.097161 | 0.095108 | 0.09511 | [6 empty] | -28.26 |  |  | 44.08 | 51.34 | 1.7328 | 4.1285 |  |  |  | 0 | 0
2016-09-05 19:00:00 | 0.10364 | 0.10151 | 0.10152 | [6 empty] | -28.26 |  |  | 40 | 52.75 | 1.8528 | 4.4272 |  |  |  | 0 | 0
2016-09-05 20:00:00 | 0.10403 | 0.1008 | 0.1008 | [6 empty] | -28.26 |  |  | 32.96 | 58.35 | 1.951 | 4.6508 |  |  |  | 0 | 0
2016-09-05 21:00:00 | 0.099007 | 0.094746 | 0.094749 | [6 empty] | -28.26 |  |  | 28.07 | 51.94 | 1.9286 | 4.5535 |  |  |  | 0 | 0
2016-09-05 22:00:00 | 0.082101 | 0.07767 | 0.077672 | [6 empty] | -28.26 |  |  | 27.68 | 48.14 | 1.6395 | 3.8222 |  |  |  | 0 | 0
2016-09-05 23:00:00 | 0.064292 | 0.062977 | 0.06298 | [6 empty] | -28.26 |  |  | 25.98 | 43.8 | 1.1167 | 2.6232 |  |  |  | 0 | 0
2016-09-06 00:00:00 | 0.065045 | 0.06633 | 0.066334 | [6 empty] | -28.26 |  |  | 24.84 | 39.22 | 0.90427 | 2.131 |  |  |  | 0 | 0
2016-09-06 01:00:00 | 0.066145 | 0.067237 | 0.067241 | [6 empty] | -28.26 |  |  | 23.76 | 33.94 | 0.92418 | 2.1618 |  |  |  | 0 | 0
2016-09-06 02:00:00 | 0.068781 | 0.071122 | 0.071126 | [6 empty] | -28.26 |  |  | 23.92 | 24.7 | 0.86292 | 2.0287 |  |  |  | 0 | 0
2016-09-06 03:00:00 | 0.082921 | 0.086491 | 0.086496 | [6 empty] | -28.26 |  |  | 26.43 | 19.99 | 0.97124 | 2.2829 |  |  |  | 0 | 0
2016-09-06 04:00:00 | 0.11534 | 0.1184 | 0.1184 | [6 empty] | -28.26 |  |  | 34.37 | 26.25 | 1.5632 | 3.7249 |  |  |  | 0.0056345 | 0
2016-09-06 05:00:00 | 0.15891 | 0.16251 | 0.16252 | [6 empty] | -28.26 |  |  | 42.97 | 40.58 | 2.3399 | 5.7355 |  |  |  | 0.049206 | 0
2016-09-06 06:00:00 | 0.17218 | 0.17455 | 0.17455 | [6 empty] | -28.26 |  |  | 44.63 | 51.78 | 2.6514 | 6.4703 |  |  |  | 0.062479 | 0
2016-09-06 07:00:00 | 0.15666 | 0.1547 | 0.15471 | [6 empty] | -28.26 |  |  | 41.96 | 56.75 | 2.6614 | 6.3403 |  |  |  | 0.046959 | 0
2016-09-06 08:00:00 | 0.14076 | 0.13953 | 0.13953 | [6 empty] | -28.26 |  |  | 35.9 | 57.33 | 2.3491 | 5.5978 |  |  |  | 0.031063 | 0
2016-09-06 09:00:00 | 0.1354 | 0.13366 | 0.13367 | [6 empty] | -28.26 |  |  | 33.76 | 57.58 | 2.3088 | 5.5012 |  |  |  | 0.0257 | 0
2016-09-06 10:00:00 | 0.12335 | 0.12119 | 0.12119 | [6 empty] | -28.26 |  |  | 28.48 | 54.25 | 2.1424 | 5.0872 |  |  |  | 0.013651 | 0
2016-09-06 11:00:00 | 0.11912 | 0.11778 | 0.11778 | [6 empty] | -28.26 |  |  | 27.98 | 54.95 | 2.0156 | 4.8015 |  |  |  | 0.0094191 | 0
2016-09-06 12:00:00 | 0.11025 | 0.10757 | 0.10758 | [6 empty] | -28.26 |  |  | 28.59 | 49.03 | 1.9887 | 4.7273 |  |  |  | 0.00054949 | 0
2016-09-06 13:00:00 | 0.1017 | 0.099338 | 0.09934 | [6 empty] | -28.26 |  |  | 29.02 | 46.93 | 1.8132 | 4.2965 |  |  |  | 0 | 0
2016-09-06 14:00:00 | 0.097437 | 0.094489 | 0.094492 | [6 empty] | -28.26 |  |  | 31.46 | 46.63 | 1.7923 | 4.2392 |  |  |  | 0 | 0
2016-09-06 15:00:00 | 0.091855 | 0.089095 | 0.089097 | [6 empty] | -28.26 |  |  | 37.95 | 46.45 | 1.6956 | 4.0191 |  |  |  | 0 | 0
2016-09-06 16:00:00 | 0.094044 | 0.091642 | 0.091643 | [6 empty] | -28.26 |  |  | 42.01 | 46.51 | 1.7221 | 4.111 |  |  |  | 0 | 0
2016-09-06 17:00:00 | 0.098134 | 0.095745 | 0.095747 | [6 empty] | -28.26 |  |  | 45.16 | 47.61 | 1.7993 | 4.3107 |  |  |  | 0 | 0
2016-09-06 18:00:00 | 0.10657 | 0.10403 | 0.10403 | [6 empty] | -28.26 |  |  | 43.92 | 52.21 | 1.9436 | 4.6505 |  |  |  | 0 | 0
2016-09-06 19:00:00 | 0.11259 | 0.10977 | 0.10977 | [6 empty] | -28.26 |  |  | 38.55 | 54.96 | 2.0783 | 4.9874 |  |  |  | 0.002887 | 0
2016-09-06 20:00:00 | 0.11361 | 0.10966 | 0.10966 | [6 empty] | -28.26 |  |  | 28 | 61.27 | 2.1884 | 5.239 |  |  |  | 0.003905 | 0
2016-09-06 21:00:00 | 0.10833 | 0.10329 | 0.10329 | [6 empty] | -28.26 |  |  | 26.82 | 52.81 | 2.1631 | 5.1286 |  |  |  | 0 | 0
2016-09-06 22:00:00 | 0.089307 | 0.084025 | 0.084027 | [6 empty] | -28.26 |  |  | 24.8 | 48.78 | 1.8386 | 4.3042 |  |  |  | 0 | 0
2016-09-06 23:00:00 | 0.068864 | 0.066941 | 0.066944 | [6 empty] | -28.26 |  |  | 23.64 | 39.12 | 1.2521 | 2.953 |  |  |  | 0 | 0
2016-09-07 00:00:00 | 0.05742 | 0.05855 | 0.058553 | [6 empty] | -28.26 |  |  | 23.32 | 15.83 | 0.79106 | 1.8554 |  |  |  | 0 | 0
2016-09-07 01:00:00 | 0.058389 | 0.059348 | 0.059352 | [6 empty] | -28.26 |  |  | 23.16 | 14.43 | 0.80844 | 1.8822 |  |  |  | 0 | 0
2016-09-07 02:00:00 | 0.060753 | 0.062821 | 0.062825 | [6 empty] | -28.26 |  |  | 23.18 | 11.16 | 0.75481 | 1.7661 |  |  |  | 0 | 0
2016-09-07 03:00:00 | 0.073267 | 0.076426 | 0.07643 | [6 empty] | -28.26 |  |  | 25.11 | 10.49 | 0.84944 | 1.9868 |  |  |  | 0 | 0
2016-09-07 04:00:00 | 0.10182 | 0.10451 | 0.10452 | [6 empty] | -28.26 |  |  | 32.42 | 10.43 | 1.3671 | 3.2417 |  |  |  | 0 | 0
2016-09-07 05:00:00 | 0.1402 | 0.14332 | 0.14333 | [6 empty] | -28.26 |  |  | 37.97 | 15.79 | 2.0457 | 4.9886 |  |  |  | 0.030495 | 0
2016-09-07 06:00:00 | 0.15186 | 0.15388 | 0.15388 | [6 empty] | -28.26 |  |  | 38.13 | 45.62 | 2.3178 | 5.6268 |  |  |  | 0.042154 | 0
2016-09-07 07:00:00 | 0.13807 | 0.13627 | 0.13628 | [6 empty] | -28.26 |  |  | 34.07 | 51.56 | 2.3265 | 5.5139 |  |  |  | 0.028365 | 0
2016-09-07 08:00:00 | 0.12408 | 0.12293 | 0.12294 | [6 empty] | -28.26 |  |  | 29.95 | 54.57 | 2.0538 | 4.8691 |  |  |  | 0.014379 | 0
2016-09-07 09:00:00 | 0.11933 | 0.11774 | 0.11774 | [6 empty] | -28.26 |  |  | 28.92 | 56.19 | 2.0186 | 4.7851 |  |  |  | 0.0096315 | 0
2016-09-07 10:00:00 | 0.1087 | 0.10674 | 0.10674 | [6 empty] | -28.26 |  |  | 26.92 | 56.58 | 1.8732 | 4.4255 |  |  |  | 0 | 0
2016-09-07 11:00:00 | 0.10499 | 0.10376 | 0.10377 | [6 empty] | -28.26 |  |  | 26.41 | 59.44 | 1.7624 | 4.1771 |  |  |  | 0 | 0
2016-09-07 12:00:00 | 0.097128 | 0.094713 | 0.094716 | [6 empty] | -28.26 |  |  | 27.25 | 54.72 | 1.739 | 4.1129 |  |  |  | 0 | 0
2016-09-07 13:00:00 | 0.089604 | 0.087474 | 0.087476 | [6 empty] | -28.26 |  |  | 27.92 | 51.99 | 1.5855 | 3.7381 |  |  |  | 0 | 0
2016-09-07 14:00:00 | 0.085827 | 0.083179 | 0.083181 | [6 empty] | -28.26 |  |  | 28.93 | 51.2 | 1.5673 | 3.6885 |  |  |  | 0 | 0
2016-09-07 15:00:00 | 0.080907 | 0.078426 | 0.078428 | [6 empty] | -28.26 |  |  | 36.93 | 51.17 | 1.4827 | 3.497 |  |  |  | 0 | 0
2016-09-07 16:00:00 | 0.082838 | 0.080669 | 0.080671 | [6 empty] | -28.26 |  |  | 40.7 | 50.09 | 1.5057 | 3.5765 |  |  |  | 0 | 0
2016-09-07 17:00:00 | 0.086439 | 0.084278 | 0.08428 | [6 empty] | -28.26 |  |  | 44.35 | 53.02 | 1.5733 | 3.7501 |  |  |  | 0 | 0
2016-09-07 18:00:00 | 0.093872 | 0.091578 | 0.09158 | [6 empty] | -28.26 |  |  | 41.9 | 58.29 | 1.6995 | 4.046 |  |  |  | 0 | 0
2016-09-07 19:00:00 | 0.099165 | 0.09661 | 0.096612 | [6 empty] | -28.26 |  |  | 36.94 | 60.41 | 1.8172 | 4.3387 |  |  |  | 0 | 0
2016-09-07 20:00:00 | 0.10003 | 0.09647 | 0.096472 | [6 empty] | -28.26 |  |  | 28.85 | 62.78 | 1.9135 | 4.5578 |  |  |  | 0 | 0
2016-09-07 21:00:00 | 0.095358 | 0.090838 | 0.09084 | [6 empty] | -28.26 |  |  | 26.59 | 58.93 | 1.8916 | 4.4626 |  |  |  | 0 | 0
2016-09-07 22:00:00 | 0.078592 | 0.073879 | 0.073881 | [6 empty] | -28.26 |  |  | 25.59 | 53.26 | 1.608 | 3.746 |  |  |  | 0 | 0
2016-09-07 23:00:00 | 0.060675 | 0.058948 | 0.058951 | [6 empty] | -28.26 |  |  | 24.07 | 46.62 | 1.0953 | 2.5711 |  |  |  | 0 | 0
2016-09-08 00:00:00 | 0.045788 | 0.046838 | 0.046841 | [6 empty] | -28.26 |  |  | 23.5 | 43.8 | 0.60177 | 1.3933 |  |  |  | 0 | 0
2016-09-08 01:00:00 | 0.046552 | 0.047475 | 0.047478 | [6 empty] | -28.26 |  |  | 23.08 | 40.4 | 0.61492 | 1.4132 |  |  |  | 0 | 0
2016-09-08 02:00:00 | 0.048592 | 0.050412 | 0.050415 | [6 empty] | -28.26 |  |  | 23.1 | 29.49 | 0.57405 | 1.3257 |  |  |  | 0 | 0
2016-09-08 03:00:00 | 0.058706 | 0.061439 | 0.061442 | [6 empty] | -28.26 |  |  | 24.24 | 18.75 | 0.64576 | 1.4904 |  |  |  | 0 | 0
2016-09-08 04:00:00 | 0.081246 | 0.083641 | 0.083645 | [6 empty] | -28.26 |  |  | 31.91 | 19.92 | 1.0392 | 2.4315 |  |  |  | 0 | 0
2016-09-08 05:00:00 | 0.11154 | 0.11429 | 0.11429 | [6 empty] | -28.26 |  |  | 38.71 | 36.04 | 1.5536 | 3.7363 |  |  |  | 0.0018351 | 0
2016-09-08 06:00:00 | 0.12062 | 0.1225 | 0.12251 | [6 empty] | -28.26 |  |  | 39.62 | 49.17 | 1.76 | 4.2127 |  |  |  | 0.010916 | 0
2016-09-08 07:00:00 | 0.10926 | 0.10811 | 0.10811 | [6 empty] | -28.26 |  |  | 38.31 | 53.85 | 1.7667 | 4.1286 |  |  |  | 0 | 0
2016-09-08 08:00:00 | 0.098271 | 0.097612 | 0.097614 | [6 empty] | -28.26 |  |  | 32.92 | 57.45 | 1.56 | 3.6474 |  |  |  | 0 | 0
2016-09-08 09:00:00 | 0.094432 | 0.093401 | 0.093404 | [6 empty] | -28.26 |  |  | 28.67 | 60.03 | 1.5333 | 3.5845 |  |  |  | 0 | 0
2016-09-08 10:00:00 | 0.085958 | 0.084616 | 0.084619 | [6 empty] | -28.26 |  |  | 27.48 | 60.23 | 1.423 | 3.3159 |  |  |  | 0 | 0
2016-09-08 11:00:00 | 0.083115 | 0.082346 | 0.082348 | [6 empty] | -28.26 |  |  | 26.28 | 62.09 | 1.3389 | 3.13 |  |  |  | 0 | 0
2016-09-08 12:00:00 | 0.076695 | 0.074953 | 0.074956 | [6 empty] | -28.26 |  |  | 26.85 | 61.04 | 1.3214 | 3.0828 |  |  |  | 0 | 0
2016-09-08 13:00:00 | 0.070788 | 0.069268 | 0.06927 | [6 empty] | -28.26 |  |  | 27.7 | 60 | 1.2047 | 2.8019 |  |  |  | 0 | 0
2016-09-08 14:00:00 | 0.067716 | 0.065772 | 0.065774 | [6 empty] | -28.26 |  |  | 29.51 | 56.99 | 1.191 | 2.765 |  |  |  | 0 | 0
2016-09-08 15:00:00 | 0.063826 | 0.062001 | 0.062003 | [6 empty] | -28.26 |  |  | 35.92 | 53.2 | 1.1267 | 2.6215 |  |  |  | 0 | 0
2016-09-08 16:00:00 | 0.065367 | 0.063785 | 0.063786 | [6 empty] | -28.26 |  |  | 40.41 | 51.97 | 1.144 | 2.6803 |  |  |  | 0 | 0
2016-09-08 17:00:00 | 0.068203 | 0.066627 | 0.066629 | [6 empty] | -28.26 |  |  | 42.59 | 53.03 | 1.1952 | 2.8102 |  |  |  | 0 | 0
2016-09-08 18:00:00 | 0.074087 | 0.072421 | 0.072423 | [6 empty] | -28.26 |  |  | 41.3 | 59.39 | 1.2913 | 3.0323 |  |  |  | 0 | 0
2016-09-08 19:00:00 | 0.078221 | 0.076347 | 0.076349 | [6 empty] | -28.26 |  |  | 36.91 | 58.01 | 1.3805 | 3.251 |  |  |  | 0 | 0
2016-09-08 20:00:00 | 0.078755 | 0.076077 | 0.076079 | [6 empty] | -28.26 |  |  | 28.65 | 62.41 | 1.4538 | 3.4157 |  |  |  | 0 | 0
2016-09-08 21:00:00 | 0.074965 | 0.071522 | 0.071523 | [6 empty] | -28.26 |  |  | 25.99 | 59.67 | 1.4376 | 3.3459 |  |  |  | 0 | 0
2016-09-08 22:00:00 | 0.061703 | 0.058092 | 0.058094 | [6 empty] | -28.26 |  |  | 25.08 | 53.2 | 1.2225 | 2.81 |  |  |  | 0 | 0
2016-09-08 23:00:00 | 0.047912 | 0.046659 | 0.046661 | [6 empty] | -28.26 |  |  | 23.81 | 47.82 | 0.83317 | 1.9305 |  |  |  | 0 | 0
2016-09-09 00:00:00 | 0.044441 | 0.045388 | 0.045391 | [6 empty] | -28.26 |  |  | 23.49 | 47.13 | 0.58875 | 1.3615 |  |  |  | 0 | 0
2016-09-09 01:00:00 | 0.044721 | 0.045463 | 0.045466 | [6 empty] | -28.26 |  |  | 22.97 | 44.48 | 0.6016 | 1.3808 |  |  |  | 0 | 0
2016-09-09 02:00:00 | 0.046215 | 0.047747 | 0.04775 | [6 empty] | -28.26 |  |  | 23.26 | 43.63 | 0.56161 | 1.2953 |  |  |  | 0 | 0
2016-09-09 03:00:00 | 0.055454 | 0.057762 | 0.057765 | [6 empty] | -28.26 |  |  | 24.82 | 42.53 | 0.63174 | 1.4562 |  |  |  | 0 | 0
2016-09-09 04:00:00 | 0.077182 | 0.079091 | 0.079095 | [6 empty] | -28.26 |  |  | 33.77 | 44.07 | 1.0167 | 2.3756 |  |  |  | 0 | 0
2016-09-09 05:00:00 | 0.10431 | 0.10612 | 0.10612 | [6 empty] | -28.26 |  |  | 40.22 | 45.56 | 1.5198 | 3.6499 |  |  |  | 0 | 0
2016-09-09 06:00:00 | 0.11777 | 0.11952 | 0.11952 | [6 empty] | -28.26 |  |  | 41.94 | 57.06 | 1.7216 | 4.1151 |  |  |  | 0.0080668 | 0
2016-09-09 07:00:00 | 0.10828 | 0.10735 | 0.10735 | [6 empty] | -28.26 |  |  | 40.99 | 69.94 | 1.7282 | 4.033 |  |  |  | 0 | 0
2016-09-09 08:00:00 | 0.096856 | 0.09629 | 0.096293 | [6 empty] | -28.26 |  |  | 36.88 | 69.86 | 1.526 | 3.5631 |  |  |  | 0 | 0
2016-09-09 09:00:00 | 0.092032 | 0.090917 | 0.090919 | [6 empty] | -28.26 |  |  | 34.06 | 72.5 | 1.4999 | 3.5017 |  |  |  | 0 | 0
2016-09-09 10:00:00 | 0.082702 | 0.081104 | 0.081106 | [6 empty] | -28.26 |  |  | 31.8 | 78.05 | 1.3921 | 3.2394 |  |  |  | 0 | 0
2016-09-09 11:00:00 | 0.079833 | 0.078782 | 0.078785 | [6 empty] | -28.26 |  |  | 29.04 | 82.52 | 1.3098 | 3.0578 |  |  |  | 0 | 0
2016-09-09 12:00:00 | 0.075288 | 0.073591 | 0.073593 | [6 empty] | -28.26 |  |  | 27.86 | 76.5 | 1.2926 | 3.0117 |  |  |  | 0 | 0
2016-09-09 13:00:00 | 0.067696 | 0.065901 | 0.065903 | [6 empty] | -28.26 |  |  | 29.49 | 68.73 | 1.1785 | 2.7373 |  |  |  | 0 | 0
2016-09-09 14:00:00 | 0.065832 | 0.063823 | 0.063825 | [6 empty] | -28.26 |  |  | 30.29 | 67.04 | 1.1651 | 2.7013 |  |  |  | 0 | 0
2016-09-09 15:00:00 | 0.061221 | 0.059189 | 0.059191 | [6 empty] | -28.26 |  |  | 35.89 | 61.2 | 1.1022 | 2.5611 |  |  |  | 0 | 0
2016-09-09 16:00:00 | 0.063545 | 0.061893 | 0.061894 | [6 empty] | -28.26 |  |  | 39.77 | 58.34 | 1.1191 | 2.6185 |  |  |  | 0 | 0
2016-09-09 17:00:00 | 0.067686 | 0.066278 | 0.06628 | [6 empty] | -28.26 |  |  | 41.92 | 64.07 | 1.1692 | 2.7453 |  |  |  | 0 | 0
2016-09-09 18:00:00 | 0.074142 | 0.072765 | 0.072768 | [6 empty] | -28.26 |  |  | 41.42 | 64.04 | 1.2632 | 2.9623 |  |  |  | 0 | 0
2016-09-09 19:00:00 | 0.076783 | 0.074954 | 0.074956 | [6 empty] | -28.26 |  |  | 38.27 | 64.07 | 1.3505 | 3.1759 |  |  |  | 0 | 0
2016-09-09 20:00:00 | 0.078248 | 0.075797 | 0.075798 | [6 empty] | -28.26 |  |  | 30.73 | 76.85 | 1.4222 | 3.3369 |  |  |  | 0 | 0
2016-09-09 21:00:00 | 0.073292 | 0.069874 | 0.069876 | [6 empty] | -28.26 |  |  | 28.01 | 59.14 | 1.4063 | 3.2688 |  |  |  | 0 | 0
2016-09-09 22:00:00 | 0.059854 | 0.056197 | 0.056199 | [6 empty] | -28.26 |  |  | 33.02 | 55.84 | 1.1959 | 2.7455 |  |  |  | 0 | 0
2016-09-09 23:00:00 | 0.047316 | 0.046143 | 0.046146 | [6 empty] | -28.26 |  |  | 27.11 | 51.63 | 0.81513 | 1.8863 |  |  |  | 0 | 0
2016-09-10 00:00:00 | 0.044388 | 0.045008 | 0.045011 | [6 empty] | -28.26 |  |  | 27.42 | 51.76 | 0.61971 | 1.4372 |  |  |  | 0 | 0
2016-09-10 01:00:00 | 0.043724 | 0.04396 | 0.043962 | [6 empty] | -28.26 |  |  | 24.25 | 47.43 | 0.63326 | 1.4577 |  |  |  | 0 | 0
2016-09-10 02:00:00 | 0.045827 | 0.046985 | 0.046988 | [6 empty] | -28.26 |  |  | 23.75 | 44.98 | 0.59118 | 1.3676 |  |  |  | 0 | 0
2016-09-10 03:00:00 | 0.054851 | 0.056706 | 0.05671 | [6 empty] | -28.26 |  |  | 24.2 | 44.01 | 0.66506 | 1.5376 |  |  |  | 0 | 0
2016-09-10 04:00:00 | 0.072564 | 0.073123 | 0.073127 | [6 empty] | -28.26 |  |  | 25.51 | 43.58 | 1.0703 | 2.5084 |  |  |  | 0 | 0
2016-09-10 05:00:00 | 0.10379 | 0.10475 | 0.10475 | [6 empty] | -28.26 |  |  | 29.04 | 44.73 | 1.6003 | 3.8552 |  |  |  | 0 | 0
2016-09-10 06:00:00 | 0.11369 | 0.11386 | 0.11386 | [6 empty] | -28.26 |  |  | 29.75 | 44.21 | 1.8128 | 4.347 |  |  |  | 0.0039914 | 0
2016-09-10 07:00:00 | 0.1073 | 0.10526 | 0.10526 | [6 empty] | -28.26 |  |  | 29.94 | 47.82 | 1.8197 | 4.2602 |  |  |  | 0 | 0
2016-09-10 08:00:00 | 0.095542 | 0.093931 | 0.093933 | [6 empty] | -28.26 |  |  | 25.22 | 49.01 | 1.6068 | 3.7634 |  |  |  | 0 | 0
2016-09-10 09:00:00 | 0.094295 | 0.092776 | 0.092778 | [6 empty] | -28.26 |  |  | 23.69 | 56.19 | 1.5793 | 3.6986 |  |  |  | 0 | 0
2016-09-10 10:00:00 | 0.083581 | 0.081388 | 0.081389 | [6 empty] | -28.26 |  |  | 23.08 | 58.9 | 1.4657 | 3.4213 |  |  |  | 0 | 0
2016-09-10 11:00:00 | 0.079901 | 0.078163 | 0.078164 | [6 empty] | -28.26 |  |  | 23.06 | 57.91 | 1.3791 | 3.2295 |  |  |  | 0 | 0
2016-09-10 12:00:00 | 0.074015 | 0.071402 | 0.071404 | [6 empty] | -28.26 |  |  | 23.06 | 56.51 | 1.361 | 3.1807 |  |  |  | 0 | 0
2016-09-10 13:00:00 | 0.072427 | 0.070825 | 0.070827 | [6 empty] | -28.26 |  |  | 25.61 | 51.5 | 1.2408 | 2.8909 |  |  |  | 0 | 0
2016-09-10 14:00:00 | 0.069728 | 0.067771 | 0.067773 | [6 empty] | -28.26 |  |  | 28.65 | 46.9 | 1.2266 | 2.8527 |  |  |  | 0 | 0
2016-09-10 15:00:00 | 0.066377 | 0.064656 | 0.064657 | [6 empty] | -28.26 |  |  | 31.99 | 46.2 | 1.1605 | 2.7047 |  |  |  | 0 | 0
2016-09-10 16:00:00 | 0.065386 | 0.063463 | 0.063465 | [6 empty] | -28.26 |  |  | 34.05 | 46.08 | 1.1783 | 2.7654 |  |  |  | 0 | 0
2016-09-10 17:00:00 | 0.066754 | 0.064568 | 0.064569 | [6 empty] | -28.26 |  |  | 38.7 | 48.04 | 1.2311 | 2.8994 |  |  |  | 0 | 0
2016-09-10 18:00:00 | 0.071692 | 0.069219 | 0.06922 | [6 empty] | -28.26 |  |  | 38.98 | 52.18 | 1.33 | 3.1285 |  |  |  | 0 | 0
2016-09-10 19:00:00 | 0.073583 | 0.070485 | 0.070486 | [6 empty] | -28.26 |  |  | 34.08 | 53.19 | 1.4219 | 3.3543 |  |  |  | 0 | 0
2016-09-10 20:00:00 | 0.077654 | 0.074349 | 0.07435 | [6 empty] | -28.26 |  |  | 30.65 | 57.7 | 1.4974 | 3.5241 |  |  |  | 0 | 0
2016-09-10 21:00:00 | 0.073758 | 0.069664 | 0.069666 | [6 empty] | -28.26 |  |  | 26.76 | 49.64 | 1.4806 | 3.452 |  |  |  | 0 | 0
2016-09-10 22:00:00 | 0.061643 | 0.057639 | 0.057641 | [6 empty] | -28.26 |  |  | 24.05 | 48.13 | 1.259 | 2.899 |  |  |  | 0 | 0
2016-09-10 23:00:00 | 0.050955 | 0.04998 | 0.049982 | [6 empty] | -28.26 |  |  | 22.87 | 42.67 | 0.85802 | 1.9913 |  |  |  | 0 | 0
2016-09-11 00:00:00 | 0.04793 | 0.048957 | 0.048961 | [6 empty] | -28.26 |  |  | 22.51 | 21.09 | 0.61472 | 1.3961 |  |  |  | 0 | 0
2016-09-11 01:00:00 | 0.052963 | 0.054394 | 0.054398 | [6 empty] | -28.26 |  |  | 21.73 | 20.3 | 0.65039 | 1.4722 |  |  |  | 0 | 0
2016-09-11 02:00:00 | 0.061045 | 0.064389 | 0.064394 | [6 empty] | -28.26 |  |  | 21.1 | 17.06 | 0.61717 | 1.4062 |  |  |  | 0 | 0
2016-09-11 03:00:00 | 0.071518 | 0.07683 | 0.076836 | [6 empty] | -28.26 |  |  | 22.09 | 14.24 | 0.60664 | 1.3844 |  |  |  | 0 | 0
2016-09-11 04:00:00 | 0.087522 | 0.091671 | 0.091677 | [6 empty] | -28.26 |  |  | 22.94 | 17.06 | 0.96484 | 2.234 |  |  |  | 0 | 0
2016-09-11 05:00:00 | 0.084229 | 0.084638 | 0.08464 | [6 empty] | -28.26 |  |  | 22.93 | 24.03 | 1.3375 | 3.2266 |  |  |  | 0 | 0
2016-09-11 06:00:00 | 0.091766 | 0.094277 | 0.094277 | [6 empty] | -28.26 |  |  | 24.07 | 28.01 | 1.2789 | 3.1142 |  |  |  | 0 | 0
2016-09-11 07:00:00 | 0.086642 | 0.082665 | 0.082665 | [6 empty] | -28.26 |  |  | 25.11 | 29.96 | 1.6425 | 3.8113 |  |  |  | 0 | 0
2016-09-11 08:00:00 | 0.075756 | 0.072782 | 0.072783 | [6 empty] | -28.26 |  |  | 24.96 | 34.55 | 1.4055 | 3.2728 |  |  |  | 0 | 0
2016-09-11 09:00:00 | 0.076544 | 0.073413 | 0.073414 | [6 empty] | -28.26 |  |  | 25.48 | 40.94 | 1.4235 | 3.3047 |  |  |  | 0 | 0
2016-09-11 10:00:00 | 0.070004 | 0.066791 | 0.066792 | [6 empty] | -28.26 |  |  | 25.16 | 42.57 | 1.3365 | 3.1075 |  |  |  | 0 | 0
2016-09-11 11:00:00 | 0.068649 | 0.066086 | 0.066088 | [6 empty] | -28.26 |  |  | 24.54 | 48.06 | 1.2787 | 2.9958 |  |  |  | 0 | 0
2016-09-11 12:00:00 | 0.066188 | 0.062965 | 0.062966 | [6 empty] | -28.26 |  |  | 23.48 | 49 | 1.2881 | 3.0048 |  |  |  | 0 | 0
2016-09-11 13:00:00 | 0.060678 | 0.05784 | 0.057841 | [6 empty] | -28.26 |  |  | 23.42 | 44.12 | 1.1676 | 2.7184 |  |  |  | 0 | 0
2016-09-11 14:00:00 | 0.061571 | 0.058693 | 0.058694 | [6 empty] | -28.26 |  |  | 24.01 | 42.57 | 1.1836 | 2.7534 |  |  |  | 0 | 0
2016-09-11 15:00:00 | 0.056828 | 0.054096 | 0.054098 | [6 empty] | -28.26 |  |  | 28.73 | 40.97 | 1.0869 | 2.5143 |  |  |  | 0 | 0
2016-09-11 16:00:00 | 0.058198 | 0.056007 | 0.056008 | [6 empty] | -28.26 |  |  | 36.36 | 42.28 | 1.078 | 2.5158 |  |  |  | 0 | 0
2016-09-11 17:00:00 | 0.062383 | 0.060273 | 0.060274 | [6 empty] | -28.26 |  |  | 39.85 | 50.91 | 1.1503 | 2.704 |  |  |  | 0 | 0
2016-09-11 18:00:00 | 0.06649 | 0.064372 | 0.064373 | [6 empty] | -28.26 |  |  | 42.57 | 53.57 | 1.2048 | 2.8196 |  |  |  | 0 | 0
2016-09-11 19:00:00 | 0.068738 | 0.066581 | 0.066583 | [6 empty] | -28.26 |  |  | 38.93 | 57.13 | 1.2448 | 2.916 |  |  |  | 0 | 0
2016-09-11 20:00:00 | 0.075355 | 0.073009 | 0.073011 | [6 empty] | -28.26 |  |  | 35.94 | 64.51 | 1.3568 | 3.1705 |  |  |  | 0 | 0
2016-09-11 21:00:00 | 0.069415 | 0.066309 | 0.066311 | [6 empty] | -28.26 |  |  | 31.27 | 57 | 1.312 | 3.0402 |  |  |  | 0 | 0
2016-09-11 22:00:00 | 0.060711 | 0.057233 | 0.057235 | [6 empty] | -28.26 |  |  | 24.06 | 53.7 | 1.1779 | 2.6831 |  |  |  | 0 | 0
2016-09-11 23:00:00 | 0.048532 | 0.047287 | 0.04729 | [6 empty] | -28.26 |  |  | 23.45 | 47.53 | 0.8218 | 1.8789 |  |  |  | 0 | 0
2016-09-12 00:00:00 | 0.042628 | 0.043359 | 0.043362 | [6 empty] | -28.26 |  |  | 22.88 | 33.87 | 0.55484 | 1.2515 |  |  |  | 0 | 0
2016-09-12 01:00:00 | 0.043826 | 0.044331 | 0.044334 | [6 empty] | -28.26 |  |  | 22.15 | 28.07 | 0.587 | 1.3197 |  |  |  | 0 | 0
2016-09-12 02:00:00 | 0.043629 | 0.044552 | 0.044555 | [6 empty] | -28.26 |  |  | 22.75 | 18.97 | 0.55706 | 1.2607 |  |  |  | 0 | 0
2016-09-12 03:00:00 | 0.051838 | 0.05432 | 0.054324 | [6 empty] | -28.26 |  |  | 24.12 | 20.62 | 0.54745 | 1.2407 |  |  |  | 0 | 0
2016-09-12 04:00:00 | 0.081488 | 0.085534 | 0.08554 | [6 empty] | -28.26 |  |  | 36.69 | 23.17 | 0.87056 | 2.0016 |  |  |  | 0 | 0
2016-09-12 05:00:00 | 0.098379 | 0.10247 | 0.10248 | [6 empty] | -28.26 |  |  | 43 | 40.94 | 1.2059 | 2.8874 |  |  |  | 0 | 0
2016-09-12 06:00:00 | 0.097625 | 0.10229 | 0.1023 | [6 empty] | -28.26 |  |  | 42.53 | 53.75 | 1.1522 | 2.7833 |  |  |  | 0 | 0
2016-09-12 07:00:00 | 0.089124 | 0.087218 | 0.08722 | [6 empty] | -28.26 |  |  | 39.43 | 66.92 | 1.4805 | 3.4094 |  |  |  | 0 | 0
2016-09-12 08:00:00 | 0.080105 | 0.079278 | 0.07928 | [6 empty] | -28.26 |  |  | 33.5 | 65.9 | 1.2672 | 2.9287 |  |  |  | 0 | 0
2016-09-12 09:00:00 | 0.079997 | 0.078883 | 0.078885 | [6 empty] | -28.26 |  |  | 30.71 | 63.2 | 1.2835 | 2.9575 |  |  |  | 0 | 0
2016-09-12 10:00:00 | 0.074548 | 0.073452 | 0.073454 | [6 empty] | -28.26 |  |  | 30.16 | 64.94 | 1.2051 | 2.7811 |  |  |  | 0 | 0
2016-09-12 11:00:00 | 0.071327 | 0.070472 | 0.070474 | [6 empty] | -28.26 |  |  | 29.61 | 63.24 | 1.153 | 2.6812 |  |  |  | 0 | 0
2016-09-12 12:00:00 | 0.064861 | 0.062667 | 0.062668 | [6 empty] | -28.26 |  |  | 31.15 | 60.74 | 1.1615 | 2.6894 |  |  |  | 0 | 0
2016-09-12 13:00:00 | 0.060417 | 0.05868 | 0.058682 | [6 empty] | -28.26 |  |  | 32.69 | 60.03 | 1.053 | 2.4335 |  |  |  | 0 | 0
2016-09-12 14:00:00 | 0.059743 | 0.057709 | 0.057711 | [6 empty] | -28.26 |  |  | 36.66 | 55.99 | 1.0674 | 2.4651 |  |  |  | 0 | 0
2016-09-12 15:00:00 | 0.054808 | 0.052805 | 0.052807 | [6 empty] | -28.26 |  |  | 41.81 | 53.04 | 0.98031 | 2.2511 |  |  |  | 0 | 0
2016-09-12 16:00:00 | 0.055646 | 0.054061 | 0.054062 | [6 empty] | -28.26 |  |  | 42.97 | 51.02 | 0.97206 | 2.2517 |  |  |  | 0 | 0
2016-09-12 17:00:00 | 0.058055 | 0.056293 | 0.056294 | [6 empty] | -28.26 |  |  | 46.73 | 51.54 | 1.0371 | 2.4199 |  |  |  | 0 | 0
2016-09-12 18:00:00 | 0.064277 | 0.062941 | 0.062943 | [6 empty] | -28.26 |  |  | 42.83 | 53.98 | 1.0864 | 2.5238 |  |  |  | 0 | 0
2016-09-12 19:00:00 | 0.068052 | 0.066981 | 0.066983 | [6 empty] | -28.26 |  |  | 37.93 | 59.16 | 1.1224 | 2.6099 |  |  |  | 0 | 0
2016-09-12 20:00:00 | 0.067622 | 0.065243 | 0.065245 | [6 empty] | -28.26 |  |  | 30.65 | 61.19 | 1.2235 | 2.8379 |  |  |  | 0 | 0
2016-09-12 21:00:00 | 0.065274 | 0.062745 | 0.062747 | [6 empty] | -28.26 |  |  | 26.59 | 48.85 | 1.1833 | 2.7219 |  |  |  | 0 | 0
2016-09-12 22:00:00 | 0.054889 | 0.051602 | 0.051604 | [6 empty] | -28.26 |  |  | 26.64 | 45.34 | 1.0627 | 2.4035 |  |  |  | 0 | 0
2016-09-12 23:00:00 | 0.043268 | 0.041936 | 0.041939 | [6 empty] | -28.26 |  |  | 24.8 | 29.97 | 0.74164 | 1.684 |  |  |  | 0 | 0
2016-09-13 00:00:00 | 0.03896 | 0.039482 | 0.039485 | [6 empty] | -28.26 |  |  | 24.01 | 21.15 | 0.5136 | 1.1517 |  |  |  | 0 | 0
2016-09-13 01:00:00 | 0.040481 | 0.040862 | 0.040864 | [6 empty] | -28.26 |  |  | 23.52 | 18.92 | 0.54334 | 1.2144 |  |  |  | 0 | 0
2016-09-13 02:00:00 | 0.040399 | 0.041187 | 0.04119 | [6 empty] | -28.26 |  |  | 23.55 | 18.71 | 0.51566 | 1.1602 |  |  |  | 0 | 0
2016-09-13 03:00:00 | 0.048552 | 0.050881 | 0.050885 | [6 empty] | -28.26 |  |  | 26.39 | 17.01 | 0.50668 | 1.1415 |  |  |  | 0 | 0
2016-09-13 04:00:00 | 0.075976 | 0.079708 | 0.079713 | [6 empty] | -28.26 |  |  | 37.48 | 17.24 | 0.8056 | 1.841 |  |  |  | 0 | 0
2016-09-13 05:00:00 | 0.093324 | 0.097354 | 0.097358 | [6 empty] | -28.26 |  |  | 44.44 | 36.26 | 1.1152 | 2.6531 |  |  |  | 0 | 0
2016-09-13 06:00:00 | 0.092067 | 0.096536 | 0.096538 | [6 empty] | -28.26 |  |  | 42.76 | 49.62 | 1.0648 | 2.5547 |  |  |  | 0 | 0
2016-09-13 07:00:00 | 0.086705 | 0.085496 | 0.085498 | [6 empty] | -28.26 |  |  | 38.92 | 59.49 | 1.369 | 3.1317 |  |  |  | 0 | 0
2016-09-13 08:00:00 | 0.077886 | 0.077618 | 0.07762 | [6 empty] | -28.26 |  |  | 35.91 | 61.33 | 1.1719 | 2.6909 |  |  |  | 0 | 0
2016-09-13 09:00:00 | 0.077772 | 0.077233 | 0.077236 | [6 empty] | -28.26 |  |  | 32.74 | 61.98 | 1.187 | 2.7177 |  |  |  | 0 | 0
2016-09-13 10:00:00 | 0.072481 | 0.071927 | 0.071929 | [6 empty] | -28.26 |  |  | 28.13 | 61.1 | 1.1145 | 2.5556 |  |  |  | 0 | 0
2016-09-13 11:00:00 | 0.068969 | 0.068549 | 0.068552 | [6 empty] | -28.26 |  |  | 27.62 | 61.22 | 1.0664 | 2.4638 |  |  |  | 0 | 0
2016-09-13 12:00:00 | 0.062314 | 0.060537 | 0.060539 | [6 empty] | -28.26 |  |  | 28.73 | 59.36 | 1.0742 | 2.4715 |  |  |  | 0 | 0
2016-09-13 13:00:00 | 0.056711 | 0.055111 | 0.055113 | [6 empty] | -28.26 |  |  | 28.25 | 57 | 0.97399 | 2.2366 |  |  |  | 0 | 0
2016-09-13 14:00:00 | 0.055896 | 0.053986 | 0.053987 | [6 empty] | -28.26 |  |  | 30.23 | 55.85 | 0.9874 | 2.2659 |  |  |  | 0 | 0
2016-09-13 15:00:00 | 0.050536 | 0.048527 | 0.048528 | [6 empty] | -28.26 |  |  | 37.42 | 52.77 | 0.90683 | 2.0692 |  |  |  | 0 | 0
2016-09-13 16:00:00 | 0.051419 | 0.049815 | 0.049817 | [6 empty] | -28.26 |  |  | 40.42 | 51.3 | 0.89904 | 2.0693 |  |  |  | 0 | 0
2016-09-13 17:00:00 | 0.053822 | 0.052075 | 0.052076 | [6 empty] | -28.26 |  |  | 41.93 | 54.61 | 0.95918 | 2.2235 |  |  |  | 0 | 0
2016-09-13 18:00:00 | 0.059551 | 0.058187 | 0.058189 | [6 empty] | -28.26 |  |  | 38.94 | 59.26 | 1.0048 | 2.3193 |  |  |  | 0 | 0
2016-09-13 19:00:00 | 0.062064 | 0.06077 | 0.060771 | [6 empty] | -28.26 |  |  | 33.52 | 60.1 | 1.0381 | 2.3984 |  |  |  | 0 | 0
2016-09-13 20:00:00 | 0.061816 | 0.059324 | 0.059326 | [6 empty] | -28.26 |  |  | 25.76 | 66.26 | 1.1317 | 2.6081 |  |  |  | 0 | 0
2016-09-13 21:00:00 | 0.059777 | 0.057176 | 0.057177 | [6 empty] | -28.26 |  |  | 24.27 | 56.98 | 1.0946 | 2.5019 |  |  |  | 0 | 0
2016-09-13 22:00:00 | 0.050146 | 0.046859 | 0.046861 | [6 empty] | -28.26 |  |  | 23 | 49.88 | 0.98329 | 2.2104 |  |  |  | 0 | 0
2016-09-13 23:00:00 | 0.039337 | 0.037888 | 0.037891 | [6 empty] | -28.26 |  |  | 22.17 | 46.26 | 0.68642 | 1.5493 |  |  |  | 0 | 0
2016-09-14 00:00:00 | 0.03917 | 0.039648 | 0.039651 | [6 empty] | -28.26 |  |  | 21.34 | 39.9 | 0.52128 | 1.1703 |  |  |  | 0 | 0
2016-09-14 01:00:00 | 0.040703 | 0.041037 | 0.04104 | [6 empty] | -28.26 |  |  | 21.85 | 37.25 | 0.55147 | 1.234 |  |  |  | 0 | 0
2016-09-14 02:00:00 | 0.040609 | 0.041353 | 0.041356 | [6 empty] | -28.26 |  |  | 22.74 | 24.91 | 0.52337 | 1.1789 |  |  |  | 0 | 0
2016-09-14 03:00:00 | 0.048752 | 0.051038 | 0.051041 | [6 empty] | -28.26 |  |  | 23.31 | 19.03 | 0.51427 | 1.16 |  |  |  | 0 | 0
2016-09-14 04:00:00 | 0.076295 | 0.079962 | 0.079967 | [6 empty] | -28.26 |  |  | 33.22 | 18.93 | 0.8177 | 1.8709 |  |  |  | 0 | 0
2016-09-14 05:00:00 | 0.093777 | 0.097733 | 0.097737 | [6 empty] | -28.26 |  |  | 38.98 | 37.04 | 1.1321 | 2.6968 |  |  |  | 0 | 0
2016-09-14 06:00:00 | 0.092499 | 0.0969 | 0.096902 | [6 empty] | -28.26 |  |  | 39.9 | 49.26 | 1.0811 | 2.5973 |  |  |  | 0 | 0
2016-09-14 07:00:00 | 0.087281 | 0.085964 | 0.085966 | [6 empty] | -28.26 |  |  | 34.95 | 58.9 | 1.3897 | 3.1835 |  |  |  | 0 | 0
2016-09-14 08:00:00 | 0.078376 | 0.078017 | 0.07802 | [6 empty] | -28.26 |  |  | 31.8 | 61.26 | 1.1897 | 2.7353 |  |  |  | 0 | 0
2016-09-14 09:00:00 | 0.078268 | 0.077637 | 0.07764 | [6 empty] | -28.26 |  |  | 31.9 | 60.04 | 1.205 | 2.7624 |  |  |  | 0 | 0
2016-09-14 10:00:00 | 0.072947 | 0.072307 | 0.072309 | [6 empty] | -28.26 |  |  | 27.03 | 59.44 | 1.1313 | 2.5976 |  |  |  | 0 | 0
2016-09-14 11:00:00 | 0.069415 | 0.068916 | 0.068919 | [6 empty] | -28.26 |  |  | 25.23 | 60.85 | 1.0825 | 2.5044 |  |  |  | 0 | 0
2016-09-14 12:00:00 | 0.062769 | 0.060911 | 0.060913 | [6 empty] | -28.26 |  |  | 26.22 | 59.44 | 1.0905 | 2.5121 |  |  |  | 0 | 0
2016-09-14 13:00:00 | 0.057123 | 0.055449 | 0.055451 | [6 empty] | -28.26 |  |  | 26.95 | 55.49 | 0.9887 | 2.2733 |  |  |  | 0 | 0
2016-09-14 14:00:00 | 0.056315 | 0.054329 | 0.054331 | [6 empty] | -28.26 |  |  | 28.55 | 52.75 | 1.0023 | 2.303 |  |  |  | 0 | 0
2016-09-14 15:00:00 | 0.050921 | 0.048841 | 0.048843 | [6 empty] | -28.26 |  |  | 35.69 | 53.07 | 0.92052 | 2.1031 |  |  |  | 0 | 0
2016-09-14 16:00:00 | 0.0518 | 0.050129 | 0.05013 | [6 empty] | -28.26 |  |  | 37.66 | 51.81 | 0.91264 | 2.1033 |  |  |  | 0 | 0
2016-09-14 17:00:00 | 0.05423 | 0.052413 | 0.052414 | [6 empty] | -28.26 |  |  | 37.44 | 55.42 | 0.97369 | 2.2601 |  |  |  | 0 | 0
2016-09-14 18:00:00 | 0.059975 | 0.058537 | 0.058539 | [6 empty] | -28.26 |  |  | 34.1 | 61.02 | 1.02 | 2.3574 |  |  |  | 0 | 0
2016-09-14 19:00:00 | 0.062502 | 0.061131 | 0.061133 | [6 empty] | -28.26 |  |  | 26.84 | 69.09 | 1.0538 | 2.4378 |  |  |  | 0 | 0
2016-09-14 20:00:00 | 0.062298 | 0.059722 | 0.059723 | [6 empty] | -28.26 |  |  | 24.27 | 73.43 | 1.1488 | 2.6509 |  |  |  | 0 | 0
2016-09-14 21:00:00 | 0.060242 | 0.057557 | 0.057559 | [6 empty] | -28.26 |  |  | 22.96 | 59.3 | 1.1111 | 2.543 |  |  |  | 0 | 0
2016-09-14 22:00:00 | 0.050566 | 0.047198 | 0.0472 | [6 empty] | -28.26 |  |  | 22.93 | 53.19 | 0.99808 | 2.2464 |  |  |  | 0 | 0
2016-09-14 23:00:00 | 0.039627 | 0.038122 | 0.038125 | [6 empty] | -28.26 |  |  | 21.88 | 44.91 | 0.69671 | 1.5744 |  |  |  | 0 | 0
2016-09-15 00:00:00 | 0.043197 | 0.043695 | 0.043698 | [6 empty] | -28.26 |  |  | 21.42 | 46.94 | 0.58635 | 1.3276 |  |  |  | 0 | 0
2016-09-15 01:00:00 | 0.044899 | 0.045237 | 0.04524 | [6 empty] | -28.26 |  |  | 21.13 | 41.31 | 0.62035 | 1.4 |  |  |  | 0 | 0
2016-09-15 02:00:00 | 0.044765 | 0.045555 | 0.045558 | [6 empty] | -28.26 |  |  | 21.35 | 40.97 | 0.58869 | 1.3373 |  |  |  | 0 | 0
2016-09-15 03:00:00 | 0.053624 | 0.056093 | 0.056096 | [6 empty] | -28.26 |  |  | 23.05 | 40.12 | 0.57859 | 1.3164 |  |  |  | 0 | 0
2016-09-15 04:00:00 | 0.083937 | 0.087911 | 0.087917 | [6 empty] | -28.26 |  |  | 27.01 | 40.94 | 0.92017 | 2.1239 |  |  |  | 0 | 0
2016-09-15 05:00:00 | 0.10333 | 0.10767 | 0.10767 | [6 empty] | -28.26 |  |  | 37.08 | 41.34 | 1.2752 | 3.066 |  |  |  | 0 | 0
2016-09-15 06:00:00 | 0.10191 | 0.10674 | 0.10674 | [6 empty] | -28.26 |  |  | 37.01 | 53.2 | 1.2189 | 2.9575 |  |  |  | 0 | 0
2016-09-15 07:00:00 | 0.096556 | 0.095094 | 0.095095 | [6 empty] | -28.26 |  |  | 33.71 | 65.36 | 1.5657 | 3.621 |  |  |  | 0 | 0
2016-09-15 08:00:00 | 0.086631 | 0.086221 | 0.086224 | [6 empty] | -28.26 |  |  | 27.96 | 65.73 | 1.34 | 3.1099 |  |  |  | 0 | 0
2016-09-15 09:00:00 | 0.086529 | 0.085818 | 0.085821 | [6 empty] | -28.26 |  |  | 26.83 | 63.99 | 1.3572 | 3.1403 |  |  |  | 0 | 0
2016-09-15 10:00:00 | 0.080656 | 0.079938 | 0.07994 | [6 empty] | -28.26 |  |  | 24.79 | 61.95 | 1.2742 | 2.9529 |  |  |  | 0 | 0
2016-09-15 11:00:00 | 0.076755 | 0.076202 | 0.076204 | [6 empty] | -28.26 |  |  | 24.71 | 62.09 | 1.2191 | 2.8469 |  |  |  | 0 | 0
2016-09-15 12:00:00 | 0.069528 | 0.06749 | 0.067491 | [6 empty] | -28.26 |  |  | 23.99 | 60.69 | 1.2281 | 2.8555 |  |  |  | 0 | 0
2016-09-15 13:00:00 | 0.063267 | 0.061427 | 0.061429 | [6 empty] | -28.26 |  |  | 26.63 | 59.46 | 1.1133 | 2.5835 |  |  |  | 0 | 0
2016-09-15 14:00:00 | 0.0624 | 0.060221 | 0.060222 | [6 empty] | -28.26 |  |  | 26.99 | 58.55 | 1.1285 | 2.6169 |  |  |  | 0 | 0
2016-09-15 15:00:00 | 0.056437 | 0.054152 | 0.054153 | [6 empty] | -28.26 |  |  | 32.15 | 58.61 | 1.0364 | 2.3896 |  |  |  | 0 | 0
2016-09-15 16:00:00 | 0.057392 | 0.05556 | 0.055561 | [6 empty] | -28.26 |  |  | 37.22 | 57.66 | 1.0278 | 2.3907 |  |  |  | 0 | 0
2016-09-15 17:00:00 | 0.060106 | 0.058123 | 0.058124 | [6 empty] | -28.26 |  |  | 38.86 | 61.97 | 1.0967 | 2.5694 |  |  |  | 0 | 0
2016-09-15 18:00:00 | 0.066409 | 0.064832 | 0.064834 | [6 empty] | -28.26 |  |  | 37.41 | 64.99 | 1.1487 | 2.6795 |  |  |  | 0 | 0
2016-09-15 19:00:00 | 0.069198 | 0.067694 | 0.067696 | [6 empty] | -28.26 |  |  | 29 | 67.68 | 1.1868 | 2.7711 |  |  |  | 0 | 0
2016-09-15 20:00:00 | 0.069077 | 0.066258 | 0.06626 | [6 empty] | -28.26 |  |  | 25.06 | 71.56 | 1.2937 | 3.013 |  |  |  | 0 | 0
2016-09-15 21:00:00 | 0.066793 | 0.063846 | 0.063847 | [6 empty] | -28.26 |  |  | 23.02 | 63.61 | 1.251 | 2.8894 |  |  |  | 0 | 0
2016-09-15 22:00:00 | 0.056126 | 0.052419 | 0.052421 | [6 empty] | -28.26 |  |  | 22.26 | 57.93 | 1.1233 | 2.5507 |  |  |  | 0 | 0
2016-09-15 23:00:00 | 0.043885 | 0.042222 | 0.042224 | [6 empty] | -28.26 |  |  | 21.24 | 48.07 | 0.78382 | 1.7866 |  |  |  | 0 | 0
2016-09-16 00:00:00 | 0.044691 | 0.045136 | 0.045139 | [6 empty] | -28.26 |  |  | 21.22 | 42.8 | 0.61596 | 1.3991 |  |  |  | 0 | 0
2016-09-16 01:00:00 | 0.046275 | 0.046518 | 0.046522 | [6 empty] | -28.26 |  |  | 21.29 | 42.04 | 0.6517 | 1.4753 |  |  |  | 0 | 0
2016-09-16 02:00:00 | 0.045478 | 0.04608 | 0.046083 | [6 empty] | -28.26 |  |  | 20.35 | 42.37 | 0.61842 | 1.4092 |  |  |  | 0 | 0
2016-09-16 03:00:00 | 0.053107 | 0.055178 | 0.055182 | [6 empty] | -28.26 |  |  | 22.59 | 42.02 | 0.60787 | 1.3874 |  |  |  | 0 | 0
2016-09-16 04:00:00 | 0.08367 | 0.087124 | 0.087129 | [6 empty] | -28.26 |  |  | 31.47 | 42.8 | 0.9668 | 2.2388 |  |  |  | 0 | 0
2016-09-16 05:00:00 | 0.10131 | 0.10469 | 0.1047 | [6 empty] | -28.26 |  |  | 39.96 | 44.36 | 1.3403 | 3.2336 |  |  |  | 0 | 0
2016-09-16 06:00:00 | 0.10447 | 0.10918 | 0.10918 | [6 empty] | -28.26 |  |  | 40.7 | 62.01 | 1.2815 | 3.121 |  |  |  | 0 | 0
2016-09-16 07:00:00 | 0.10129 | 0.099843 | 0.099845 | [6 empty] | -28.26 |  |  | 39.98 | 79.92 | 1.6458 | 3.8196 |  |  |  | 0 | 0
2016-09-16 08:00:00 | 0.090709 | 0.090328 | 0.09033 | [6 empty] | -28.26 |  |  | 38.98 | 78.59 | 1.4083 | 3.2799 |  |  |  | 0 | 0
2016-09-16 09:00:00 | 0.088925 | 0.087935 | 0.087937 | [6 empty] | -28.26 |  |  | 37.81 | 67.03 | 1.4264 | 3.3119 |  |  |  | 0 | 0
2016-09-16 10:00:00 | 0.082077 | 0.080954 | 0.080956 | [6 empty] | -28.26 |  |  | 36 | 65.67 | 1.3392 | 3.1142 |  |  |  | 0 | 0
2016-09-16 11:00:00 | 0.078062 | 0.077125 | 0.077127 | [6 empty] | -28.26 |  |  | 31.95 | 66.05 | 1.2813 | 3.0024 |  |  |  | 0 | 0
2016-09-16 12:00:00 | 0.072891 | 0.070818 | 0.070819 | [6 empty] | -28.26 |  |  | 29.84 | 65.94 | 1.2907 | 3.0113 |  |  |  | 0 | 0
2016-09-16 13:00:00 | 0.064363 | 0.062147 | 0.062148 | [6 empty] | -28.26 |  |  | 33.99 | 60.97 | 1.17 | 2.7243 |  |  |  | 0 | 0
2016-09-16 14:00:00 | 0.064126 | 0.061672 | 0.061674 | [6 empty] | -28.26 |  |  | 35.61 | 56.95 | 1.186 | 2.7594 |  |  |  | 0 | 0
2016-09-16 15:00:00 | 0.057445 | 0.054799 | 0.0548 | [6 empty] | -28.26 |  |  | 38.28 | 54.8 | 1.0892 | 2.5197 |  |  |  | 0 | 0
2016-09-16 16:00:00 | 0.059745 | 0.057803 | 0.057804 | [6 empty] | -28.26 |  |  | 40.1 | 54.14 | 1.0802 | 2.5212 |  |  |  | 0 | 0
2016-09-16 17:00:00 | 0.063466 | 0.061524 | 0.061525 | [6 empty] | -28.26 |  |  | 41.75 | 62.96 | 1.1526 | 2.7099 |  |  |  | 0 | 0
2016-09-16 18:00:00 | 0.071162 | 0.069839 | 0.069841 | [6 empty] | -28.26 |  |  | 40.99 | 66.38 | 1.2072 | 2.8258 |  |  |  | 0 | 0
2016-09-16 19:00:00 | 0.07269 | 0.071201 | 0.071203 | [6 empty] | -28.26 |  |  | 36.5 | 68.76 | 1.2473 | 2.9223 |  |  |  | 0 | 0
2016-09-16 20:00:00 | 0.073757 | 0.071103 | 0.071105 | [6 empty] | -28.26 |  |  | 30.74 | 66.55 | 1.3596 | 3.1774 |  |  |  | 0 | 0
2016-09-16 21:00:00 | 0.069427 | 0.066296 | 0.066298 | [6 empty] | -28.26 |  |  | 25.16 | 56.18 | 1.3146 | 3.0468 |  |  |  | 0 | 0
2016-09-16 22:00:00 | 0.058204 | 0.054261 | 0.054263 | [6 empty] | -28.26 |  |  | 29.84 | 53.85 | 1.1803 | 2.6889 |  |  |  | 0 | 0
2016-09-16 23:00:00 | 0.046944 | 0.045403 | 0.045406 | [6 empty] | -28.26 |  |  | 26.32 | 50.82 | 0.82346 | 1.883 |  |  |  | 0 | 0
2016-09-17 00:00:00 | 0.04624 | 0.046865 | 0.046867 | [6 empty] | -28.26 |  |  | 24.08 | 54.56 | 0.6507 | 1.513 |  |  |  | 0 | 0
2016-09-17 01:00:00 | 0.045558 | 0.045782 | 0.045785 | [6 empty] | -28.26 |  |  | 22.81 | 48.81 | 0.66495 | 1.5346 |  |  |  | 0 | 0
2016-09-17 02:00:00 | 0.04772 | 0.048902 | 0.048905 | [6 empty] | -28.26 |  |  | 22.25 | 44.83 | 0.62078 | 1.4398 |  |  |  | 0 | 0
2016-09-17 03:00:00 | 0.057099 | 0.059002 | 0.059005 | [6 empty] | -28.26 |  |  | 22.91 | 41.73 | 0.69841 | 1.619 |  |  |  | 0 | 0
2016-09-17 04:00:00 | 0.075618 | 0.076172 | 0.076175 | [6 empty] | -28.26 |  |  | 24.91 | 37.08 | 1.124 | 2.6413 |  |  |  | 0 | 0
2016-09-17 05:00:00 | 0.10819 | 0.10916 | 0.10916 | [6 empty] | -28.26 |  |  | 27.92 | 37.96 | 1.6808 | 4.0606 |  |  |  | 0 | 0
2016-09-17 06:00:00 | 0.11854 | 0.11869 | 0.11869 | [6 empty] | -28.26 |  |  | 31.41 | 45.11 | 1.9042 | 4.5789 |  |  |  | 0.0088424 | 0
2016-09-17 07:00:00 | 0.11192 | 0.10977 | 0.10977 | [6 empty] | -28.26 |  |  | 36.93 | 46 | 1.9114 | 4.4873 |  |  |  | 0.002219 | 0
2016-09-17 08:00:00 | 0.099651 | 0.097943 | 0.097945 | [6 empty] | -28.26 |  |  | 36.91 | 50.56 | 1.6877 | 3.9638 |  |  |  | 0 | 0
2016-09-17 09:00:00 | 0.098348 | 0.096736 | 0.096738 | [6 empty] | -28.26 |  |  | 36.08 | 59.68 | 1.6588 | 3.8954 |  |  |  | 0 | 0
2016-09-17 10:00:00 | 0.0872 | 0.08489 | 0.084892 | [6 empty] | -28.26 |  |  | 30.53 | 60.99 | 1.5394 | 3.6032 |  |  |  | 0 | 0
2016-09-17 11:00:00 | 0.083351 | 0.081517 | 0.081519 | [6 empty] | -28.26 |  |  | 25.1 | 59.98 | 1.4484 | 3.4012 |  |  |  | 0 | 0
2016-09-17 12:00:00 | 0.077245 | 0.074504 | 0.074506 | [6 empty] | -28.26 |  |  | 24.79 | 59.37 | 1.4293 | 3.3496 |  |  |  | 0 | 0
2016-09-17 13:00:00 | 0.075549 | 0.073857 | 0.073859 | [6 empty] | -28.26 |  |  | 24.14 | 54.94 | 1.3031 | 3.0444 |  |  |  | 0 | 0
2016-09-17 14:00:00 | 0.072747 | 0.070686 | 0.070688 | [6 empty] | -28.26 |  |  | 24.93 | 50.12 | 1.2883 | 3.0042 |  |  |  | 0 | 0
2016-09-17 15:00:00 | 0.069249 | 0.067434 | 0.067436 | [6 empty] | -28.26 |  |  | 27.85 | 49.4 | 1.2188 | 2.8482 |  |  |  | 0 | 0
2016-09-17 16:00:00 | 0.06823 | 0.06621 | 0.066212 | [6 empty] | -28.26 |  |  | 27.03 | 49.24 | 1.2375 | 2.9124 |  |  |  | 0 | 0
2016-09-17 17:00:00 | 0.06967 | 0.067377 | 0.067379 | [6 empty] | -28.26 |  |  | 32.52 | 55.1 | 1.293 | 3.0536 |  |  |  | 0 | 0
2016-09-17 18:00:00 | 0.074826 | 0.072234 | 0.072235 | [6 empty] | -28.26 |  |  | 31.98 | 58.5 | 1.3968 | 3.2948 |  |  |  | 0 | 0
2016-09-17 19:00:00 | 0.076824 | 0.073584 | 0.073585 | [6 empty] | -28.26 |  |  | 24.57 | 62.93 | 1.4934 | 3.5326 |  |  |  | 0 | 0
2016-09-17 20:00:00 | 0.081073 | 0.077615 | 0.077616 | [6 empty] | -28.26 |  |  | 23.51 | 67.77 | 1.5727 | 3.7114 |  |  |  | 0 | 0
2016-09-17 21:00:00 | 0.077027 | 0.072748 | 0.07275 | [6 empty] | -28.26 |  |  | 23.19 | 59.94 | 1.5549 | 3.6351 |  |  |  | 0 | 0
2016-09-17 22:00:00 | 0.064383 | 0.060196 | 0.060198 | [6 empty] | -28.26 |  |  | 21.22 | 57.51 | 1.3221 | 3.0524 |  |  |  | 0 | 0
2016-09-17 23:00:00 | 0.053142 | 0.052107 | 0.05211 | [6 empty] | -28.26 |  |  | 22.39 | 52.71 | 0.90094 | 2.0964 |  |  |  | 0 | 0
2016-09-18 00:00:00 | 0.062787 | 0.064276 | 0.06428 | [6 empty] | -28.26 |  |  | 21.22 | 49.12 | 0.84681 | 1.9912 |  |  |  | 0 | 0
2016-09-18 01:00:00 | 0.069545 | 0.071857 | 0.071861 | [6 empty] | -28.26 |  |  | 20 | 45.51 | 0.86544 | 2.0199 |  |  |  | 0 | 0
2016-09-18 02:00:00 | 0.076555 | 0.080835 | 0.080841 | [6 empty] | -28.26 |  |  | 18.43 | 37.03 | 0.80805 | 1.8955 |  |  |  | 0 | 0
2016-09-18 03:00:00 | 0.09545 | 0.10187 | 0.10187 | [6 empty] | -28.26 |  |  | 19.53 | 32.4 | 0.90942 | 2.1327 |  |  |  | 0 | 0
2016-09-18 04:00:00 | 0.12484 | 0.13058 | 0.13058 | [6 empty] | -28.26 |  |  | 20.43 | 28.51 | 1.4636 | 3.4797 |  |  |  | 0.015135 | 0
2016-09-18 05:00:00 | 0.12659 | 0.12595 | 0.12596 | [6 empty] | -28.26 |  |  | 20.73 | 32.38 | 2.1906 | 5.3565 |  |  |  | 0.016889 | 0
2016-09-18 06:00:00 | 0.14245 | 0.14123 | 0.14124 | [6 empty] | -28.26 |  |  | 22.77 | 28.31 | 2.4821 | 6.0423 |  |  |  | 0.032745 | 0
2016-09-18 07:00:00 | 0.12599 | 0.1204 | 0.1204 | [6 empty] | -28.26 |  |  | 24.78 | 32.33 | 2.4914 | 5.921 |  |  |  | 0.016295 | 0
2016-09-18 08:00:00 | 0.11353 | 0.10905 | 0.10905 | [6 empty] | -28.26 |  |  | 24.56 | 40.9 | 2.1992 | 5.228 |  |  |  | 0.003825 | 0
2016-09-18 09:00:00 | 0.11152 | 0.1071 | 0.1071 | [6 empty] | -28.26 |  |  | 24.98 | 43.67 | 2.1615 | 5.1379 |  |  |  | 0.0018169 | 0
2016-09-18 10:00:00 | 0.10166 | 0.097101 | 0.097102 | [6 empty] | -28.26 |  |  | 24 | 49.33 | 2.0058 | 4.7514 |  |  |  | 0 | 0
2016-09-18 11:00:00 | 0.097394 | 0.093559 | 0.09356 | [6 empty] | -28.26 |  |  | 24.1 | 53.38 | 1.8871 | 4.4847 |  |  |  | 0 | 0
2016-09-18 12:00:00 | 0.094646 | 0.090536 | 0.090537 | [6 empty] | -28.26 |  |  | 23.15 | 54.82 | 1.862 | 4.4156 |  |  |  | 0 | 0
2016-09-18 13:00:00 | 0.088241 | 0.084714 | 0.084716 | [6 empty] | -28.26 |  |  | 22.93 | 47.18 | 1.6976 | 4.0132 |  |  |  | 0 | 0
2016-09-18 14:00:00 | 0.085982 | 0.082212 | 0.082214 | [6 empty] | -28.26 |  |  | 23.2 | 44.72 | 1.6781 | 3.9598 |  |  |  | 0 | 0
2016-09-18 15:00:00 | 0.082761 | 0.079523 | 0.079525 | [6 empty] | -28.26 |  |  | 27.16 | 42.96 | 1.5876 | 3.7542 |  |  |  | 0 | 0
2016-09-18 16:00:00 | 0.086628 | 0.084042 | 0.084044 | [6 empty] | -28.26 |  |  | 32.54 | 43.02 | 1.6123 | 3.8398 |  |  |  | 0 | 0
2016-09-18 17:00:00 | 0.089873 | 0.087194 | 0.087195 | [6 empty] | -28.26 |  |  | 36.11 | 46.74 | 1.6846 | 4.0262 |  |  |  | 0 | 0
2016-09-18 18:00:00 | 0.094643 | 0.09127 | 0.091272 | [6 empty] | -28.26 |  |  | 34.94 | 56.99 | 1.8197 | 4.3438 |  |  |  | 0 | 0
2016-09-18 19:00:00 | 0.10318 | 0.10004 | 0.10004 | [6 empty] | -28.26 |  |  | 31.1 | 64.07 | 1.9458 | 4.6583 |  |  |  | 0 | 0
2016-09-18 20:00:00 | 0.10984 | 0.10663 | 0.10664 | [6 empty] | -28.26 |  |  | 27.94 | 66.15 | 2.0489 | 4.8934 |  |  |  | 0.00013463 | 0
2016-09-18 21:00:00 | 0.10139 | 0.096545 | 0.096547 | [6 empty] | -28.26 |  |  | 25.46 | 56.46 | 2.0253 | 4.7907 |  |  |  | 0 | 0
2016-09-18 22:00:00 | 0.08618 | 0.081592 | 0.081595 | [6 empty] | -28.26 |  |  | 24.56 | 54.87 | 1.7216 | 4.021 |  |  |  | 0 | 0
2016-09-18 23:00:00 | 0.066711 | 0.065239 | 0.065243 | [6 empty] | -28.26 |  |  | 24.15 | 44.38 | 1.1725 | 2.7592 |  |  |  | 0 | 0
2016-09-19 00:00:00 | 0.079514 | 0.081454 | 0.081458 | [6 empty] | -28.26 |  |  | 23.78 | 42.24 | 1.111 | 2.6656 |  |  |  | 0 | 0
2016-09-19 01:00:00 | 0.082781 | 0.085141 | 0.085145 | [6 empty] | -28.26 |  |  | 22.44 | 33.71 | 1.1115 | 2.653 |  |  |  | 0 | 0
2016-09-19 02:00:00 | 0.087589 | 0.090952 | 0.090957 | [6 empty] | -28.26 |  |  | 22.05 | 35.09 | 1.0955 | 2.6145 |  |  |  | 0 | 0
2016-09-19 03:00:00 | 0.1017 | 0.10561 | 0.10562 | [6 empty] | -28.26 |  |  | 23.91 | 35.2 | 1.2527 | 2.9706 |  |  |  | 0 | 0
2016-09-19 04:00:00 | 0.13311 | 0.13673 | 0.13674 | [6 empty] | -28.26 |  |  | 36.06 | 37.28 | 1.8135 | 4.3439 |  |  |  | 0.023403 | 0
2016-09-19 05:00:00 | 0.17934 | 0.18145 | 0.18145 | [6 empty] | -28.26 |  |  | 42.31 | 44 | 2.7707 | 6.7226 |  |  |  | 0.069643 | 0
2016-09-19 06:00:00 | 0.19633 | 0.19619 | 0.1962 | [6 empty] | -28.26 |  |  | 44.6 | 73.31 | 3.2504 | 7.8773 |  |  |  | 0.086624 | 0
2016-09-19 07:00:00 | 0.17986 | 0.17817 | 0.17817 | [6 empty] | -28.26 |  |  | 43.91 | 77.82 | 3.0727 | 7.3943 |  |  |  | 0.070155 | 0
2016-09-19 08:00:00 | 0.16782 | 0.16608 | 0.16609 | [6 empty] | -28.26 |  |  | 43.95 | 74.97 | 2.8672 | 6.8784 |  |  |  | 0.058119 | 0
2016-09-19 09:00:00 | 0.15484 | 0.15252 | 0.15252 | [6 empty] | -28.26 |  |  | 43.97 | 77.51 | 2.6897 | 6.4268 |  |  |  | 0.045142 | 0
2016-09-19 10:00:00 | 0.14435 | 0.14175 | 0.14175 | [6 empty] | -28.26 |  |  | 41.27 | 75.9 | 2.5437 | 6.0732 |  |  |  | 0.034649 | 0
2016-09-19 11:00:00 | 0.13447 | 0.13199 | 0.132 | [6 empty] | -28.26 |  |  | 39.31 | 79.93 | 2.3869 | 5.7107 |  |  |  | 0.024773 | 0
2016-09-19 12:00:00 | 0.12903 | 0.12605 | 0.12605 | [6 empty] | -28.26 |  |  | 37.68 | 75.81 | 2.3284 | 5.5506 |  |  |  | 0.019331 | 0
2016-09-19 13:00:00 | 0.12391 | 0.12095 | 0.12095 | [6 empty] | -28.26 |  |  | 37.93 | 74.75 | 2.2546 | 5.3866 |  |  |  | 0.014205 | 0
2016-09-19 14:00:00 | 0.12208 | 0.11971 | 0.11971 | [6 empty] | -28.26 |  |  | 37.78 | 70.43 | 2.1767 | 5.2064 |  |  |  | 0.012378 | 0
2016-09-19 15:00:00 | 0.11936 | 0.11662 | 0.11662 | [6 empty] | -28.26 |  |  | 39.22 | 66.65 | 2.185 | 5.2474 |  |  |  | 0.0096555 | 0
2016-09-19 16:00:00 | 0.12263 | 0.11999 | 0.11999 | [6 empty] | -28.26 |  |  | 39.9 | 63.19 | 2.2388 | 5.3886 |  |  |  | 0.012931 | 0
2016-09-19 17:00:00 | 0.12744 | 0.12463 | 0.12464 | [6 empty] | -28.26 |  |  | 41.99 | 64.02 | 2.3498 | 5.6767 |  |  |  | 0.017735 | 0
2016-09-19 18:00:00 | 0.13735 | 0.13456 | 0.13456 | [6 empty] | -28.26 |  |  | 40.1 | 68.32 | 2.5235 | 6.109 |  |  |  | 0.027652 | 0
2016-09-19 19:00:00 | 0.14385 | 0.13966 | 0.13966 | [6 empty] | -28.26 |  |  | 30 | 70.35 | 2.7343 | 6.5903 |  |  |  | 0.034145 | 0
2016-09-19 20:00:00 | 0.14429 | 0.13933 | 0.13933 | [6 empty] | -28.26 |  |  | 28.01 | 69.95 | 2.7965 | 6.7198 |  |  |  | 0.03459 | 0
2016-09-19 21:00:00 | 0.13309 | 0.12726 | 0.12727 | [6 empty] | -28.26 |  |  | 26.02 | 58.43 | 2.6737 | 6.3986 |  |  |  | 0.023385 | 0
2016-09-19 22:00:00 | 0.10796 | 0.10243 | 0.10244 | [6 empty] | -28.26 |  |  | 24.79 | 53.31 | 2.1922 | 5.1852 |  |  |  | 0 | 0
2016-09-19 23:00:00 | 0.085186 | 0.084094 | 0.084098 | [6 empty] | -28.26 |  |  | 24.83 | 48.24 | 1.4734 | 3.5226 |  |  |  | 0 | 0
2016-09-20 00:00:00 | 0.087177 | 0.089157 | 0.089161 | [6 empty] | -28.26 |  |  | 23.51 | 44.79 | 1.2384 | 2.9784 |  |  |  | 0 | 0
2016-09-20 01:00:00 | 0.090779 | 0.09322 | 0.093224 | [6 empty] | -28.26 |  |  | 23.06 | 39.97 | 1.2389 | 2.9646 |  |  |  | 0 | 0
2016-09-20 02:00:00 | 0.094872 | 0.098208 | 0.098212 | [6 empty] | -28.26 |  |  | 23.44 | 35.17 | 1.2211 | 2.9219 |  |  |  | 0 | 0
2016-09-20 03:00:00 | 0.11168 | 0.11583 | 0.11584 | [6 empty] | -28.26 |  |  | 25.24 | 34.17 | 1.3964 | 3.3199 |  |  |  | 0.0019757 | 0
2016-09-20 04:00:00 | 0.14702 | 0.15094 | 0.15094 | [6 empty] | -28.26 |  |  | 32.73 | 37.62 | 2.0215 | 4.8547 |  |  |  | 0.037313 | 0
2016-09-20 05:00:00 | 0.20005 | 0.20261 | 0.20261 | [6 empty] | -28.26 |  |  | 42.96 | 42.99 | 3.0889 | 7.5144 |  |  |  | 0.090348 | 0
2016-09-20 06:00:00 | 0.21878 | 0.21884 | 0.21884 | [6 empty] | -28.26 |  |  | 43.88 | 53.19 | 3.6238 | 8.8059 |  |  |  | 0.10907 | 0
2016-09-20 07:00:00 | 0.204 | 0.20294 | 0.20294 | [6 empty] | -28.26 |  |  | 42.77 | 61.2 | 3.4259 | 8.2667 |  |  |  | 0.094294 | 0
2016-09-20 08:00:00 | 0.18928 | 0.18792 | 0.18792 | [6 empty] | -28.26 |  |  | 42.18 | 68.98 | 3.1966 | 7.6891 |  |  |  | 0.079574 | 0
2016-09-20 09:00:00 | 0.17422 | 0.17209 | 0.17209 | [6 empty] | -28.26 |  |  | 41.17 | 68.87 | 2.9987 | 7.1841 |  |  |  | 0.06452 | 0
2016-09-20 10:00:00 | 0.16243 | 0.15997 | 0.15997 | [6 empty] | -28.26 |  |  | 38.21 | 69.91 | 2.8359 | 6.7885 |  |  |  | 0.052728 | 0
2016-09-20 11:00:00 | 0.15097 | 0.14855 | 0.14856 | [6 empty] | -28.26 |  |  | 35.6 | 71.25 | 2.661 | 6.3831 |  |  |  | 0.04127 | 0
2016-09-20 12:00:00 | 0.14512 | 0.14217 | 0.14218 | [6 empty] | -28.26 |  |  | 34.22 | 70.76 | 2.5956 | 6.2039 |  |  |  | 0.035422 | 0
2016-09-20 13:00:00 | 0.13825 | 0.13512 | 0.13512 | [6 empty] | -28.26 |  |  | 34.55 | 68.09 | 2.5135 | 6.0206 |  |  |  | 0.028545 | 0
2016-09-20 14:00:00 | 0.13432 | 0.13151 | 0.13151 | [6 empty] | -28.26 |  |  | 36.08 | 64.24 | 2.4266 | 5.8193 |  |  |  | 0.024616 | 0
2016-09-20 15:00:00 | 0.13304 | 0.13012 | 0.13013 | [6 empty] | -28.26 |  |  | 39.13 | 61.52 | 2.4359 | 5.8653 |  |  |  | 0.023335 | 0
2016-09-20 16:00:00 | 0.13478 | 0.13165 | 0.13165 | [6 empty] | -28.26 |  |  | 42.07 | 56.97 | 2.4959 | 6.0234 |  |  |  | 0.025078 | 0
2016-09-20 17:00:00 | 0.13977 | 0.13641 | 0.13641 | [6 empty] | -28.26 |  |  | 46.8 | 60.96 | 2.6197 | 6.3456 |  |  |  | 0.030072 | 0
2016-09-20 18:00:00 | 0.15025 | 0.1468 | 0.14681 | [6 empty] | -28.26 |  |  | 41.95 | 67.23 | 2.8134 | 6.8289 |  |  |  | 0.040551 | 0
2016-09-20 19:00:00 | 0.15629 | 0.15109 | 0.15109 | [6 empty] | -28.26 |  |  | 35.06 | 72.92 | 3.0484 | 7.3669 |  |  |  | 0.046585 | 0
2016-09-20 20:00:00 | 0.15748 | 0.15155 | 0.15156 | [6 empty] | -28.26 |  |  | 28.54 | 74.07 | 3.1177 | 7.5113 |  |  |  | 0.047783 | 0
2016-09-20 21:00:00 | 0.14526 | 0.1384 | 0.1384 | [6 empty] | -28.26 |  |  | 26.03 | 63.09 | 2.9806 | 7.1517 |  |  |  | 0.035557 | 0
2016-09-20 22:00:00 | 0.11756 | 0.11105 | 0.11105 | [6 empty] | -28.26 |  |  | 25.43 | 56.18 | 2.4437 | 5.7946 |  |  |  | 0.0078568 | 0
2016-09-20 23:00:00 | 0.094418 | 0.093203 | 0.093207 | [6 empty] | -28.26 |  |  | 24.94 | 47.22 | 1.6422 | 3.9359 |  |  |  | 0 | 0
2016-09-21 00:00:00 | 0.0907 | 0.092677 | 0.092681 | [6 empty] | -28.26 |  |  | 24.11 | 43.11 | 1.2989 | 3.127 |  |  |  | 0 | 0
2016-09-21 01:00:00 | 0.094426 | 0.096877 | 0.096882 | [6 empty] | -28.26 |  |  | 24.13 | 37.54 | 1.2995 | 3.1126 |  |  |  | 0 | 0
2016-09-21 02:00:00 | 0.098653 | 0.10203 | 0.10204 | [6 empty] | -28.26 |  |  | 24.09 | 34.36 | 1.2809 | 3.0678 |  |  |  | 0 | 0
2016-09-21 03:00:00 | 0.11611 | 0.12032 | 0.12033 | [6 empty] | -28.26 |  |  | 25.71 | 31.59 | 1.4647 | 3.4859 |  |  |  | 0.006409 | 0
2016-09-21 04:00:00 | 0.15293 | 0.15687 | 0.15688 | [6 empty] | -28.26 |  |  | 36.97 | 36.12 | 2.1204 | 5.0973 |  |  |  | 0.043227 | 0
2016-09-21 05:00:00 | 0.20824 | 0.21072 | 0.21073 | [6 empty] | -28.26 |  |  | 48.19 | 43.28 | 3.2401 | 7.8905 |  |  |  | 0.098542 | 0
2016-09-21 06:00:00 | 0.22784 | 0.22771 | 0.22772 | [6 empty] | -28.26 |  |  | 49.71 | 59.23 | 3.8013 | 9.247 |  |  |  | 0.11814 | 0
2016-09-21 07:00:00 | 0.21247 | 0.21119 | 0.21119 | [6 empty] | -28.26 |  |  | 44.5 | 69.94 | 3.5938 | 8.6811 |  |  |  | 0.10277 | 0
2016-09-21 08:00:00 | 0.19715 | 0.19556 | 0.19556 | [6 empty] | -28.26 |  |  | 39.98 | 70 | 3.3531 | 8.0742 |  |  |  | 0.087445 | 0
2016-09-21 09:00:00 | 0.18149 | 0.17911 | 0.17911 | [6 empty] | -28.26 |  |  | 36.03 | 69.87 | 3.1455 | 7.5438 |  |  |  | 0.071789 | 0
2016-09-21 10:00:00 | 0.16922 | 0.16651 | 0.16651 | [6 empty] | -28.26 |  |  | 32.15 | 68.62 | 2.9747 | 7.1282 |  |  |  | 0.059521 | 0
2016-09-21 11:00:00 | 0.1573 | 0.15464 | 0.15464 | [6 empty] | -28.26 |  |  | 31.92 | 69.94 | 2.7912 | 6.7025 |  |  |  | 0.047594 | 0
2016-09-21 12:00:00 | 0.15122 | 0.14801 | 0.14802 | [6 empty] | -28.26 |  |  | 30.7 | 65.08 | 2.7227 | 6.5142 |  |  |  | 0.041517 | 0
2016-09-21 13:00:00 | 0.14407 | 0.14069 | 0.14069 | [6 empty] | -28.26 |  |  | 32.81 | 63.07 | 2.6365 | 6.3218 |  |  |  | 0.034369 | 0
2016-09-21 14:00:00 | 0.13997 | 0.13692 | 0.13692 | [6 empty] | -28.26 |  |  | 35.36 | 59.61 | 2.5454 | 6.1105 |  |  |  | 0.030268 | 0
2016-09-21 15:00:00 | 0.13865 | 0.1355 | 0.1355 | [6 empty] | -28.26 |  |  | 42.7 | 57.31 | 2.5552 | 6.1589 |  |  |  | 0.028947 | 0
2016-09-21 16:00:00 | 0.14048 | 0.1371 | 0.1371 | [6 empty] | -28.26 |  |  | 45 | 53.27 | 2.6181 | 6.325 |  |  |  | 0.030776 | 0
2016-09-21 17:00:00 | 0.1457 | 0.14207 | 0.14207 | [6 empty] | -28.26 |  |  | 48.75 | 56.02 | 2.748 | 6.6634 |  |  |  | 0.035994 | 0
2016-09-21 18:00:00 | 0.15662 | 0.1529 | 0.1529 | [6 empty] | -28.26 |  |  | 43.87 | 60.44 | 2.9511 | 7.1709 |  |  |  | 0.046917 | 0
2016-09-21 19:00:00 | 0.16296 | 0.15741 | 0.15741 | [6 empty] | -28.26 |  |  | 37.96 | 69.06 | 3.1977 | 7.7357 |  |  |  | 0.053258 | 0
2016-09-21 20:00:00 | 0.16423 | 0.15792 | 0.15792 | [6 empty] | -28.26 |  |  | 28.49 | 69.31 | 3.2703 | 7.8872 |  |  |  | 0.054526 | 0
2016-09-21 21:00:00 | 0.15152 | 0.14426 | 0.14426 | [6 empty] | -28.26 |  |  | 27.09 | 56.93 | 3.1265 | 7.5094 |  |  |  | 0.041821 | 0
2016-09-21 22:00:00 | 0.12264 | 0.11575 | 0.11576 | [6 empty] | -28.26 |  |  | 25.86 | 48.79 | 2.5632 | 6.084 |  |  |  | 0.012938 | 0
2016-09-21 23:00:00 | 0.098362 | 0.097008 | 0.097012 | [6 empty] | -28.26 |  |  | 25.09 | 46.49 | 1.7224 | 4.1322 |  |  |  | 0 | 0
2016-09-22 00:00:00 | 0.10294 | 0.10527 | 0.10528 | [6 empty] | -28.26 |  |  | 24.73 | 43.04 | 1.4733 | 3.555 |  |  |  | 0 | 0
2016-09-22 01:00:00 | 0.10718 | 0.11005 | 0.11005 | [6 empty] | -28.26 |  |  | 24.26 | 32.77 | 1.4741 | 3.539 |  |  |  | 0 | 0
2016-09-22 02:00:00 | 0.11198 | 0.1159 | 0.11591 | [6 empty] | -28.26 |  |  | 24.24 | 21.4 | 1.4531 | 3.4884 |  |  |  | 0.0022771 | 0
2016-09-22 03:00:00 | 0.1318 | 0.13668 | 0.13668 | [6 empty] | -28.26 |  |  | 26.84 | 16.76 | 1.6617 | 3.964 |  |  |  | 0.022096 | 0
2016-09-22 04:00:00 | 0.17358 | 0.1782 | 0.17821 | [6 empty] | -28.26 |  |  | 38.19 | 20.55 | 2.4055 | 5.7964 |  |  |  | 0.063881 | 0
2016-09-22 05:00:00 | 0.23637 | 0.23941 | 0.23942 | [6 empty] | -28.26 |  |  | 43.34 | 35.31 | 3.6762 | 8.9744 |  |  |  | 0.12667 | 0
2016-09-22 06:00:00 | 0.25861 | 0.25873 | 0.25874 | [6 empty] | -28.26 |  |  | 42.2 | 56.65 | 4.3131 | 10.5183 |  |  |  | 0.14891 | 0
2016-09-22 07:00:00 | 0.24117 | 0.23997 | 0.23997 | [6 empty] | -28.26 |  |  | 35.77 | 59.93 | 4.0779 | 9.8758 |  |  |  | 0.13147 | 0
2016-09-22 08:00:00 | 0.22377 | 0.2222 | 0.2222 | [6 empty] | -28.26 |  |  | 28.79 | 64.1 | 3.8045 | 9.184 |  |  |  | 0.11407 | 0
2016-09-22 09:00:00 | 0.20599 | 0.20351 | 0.20351 | [6 empty] | -28.26 |  |  | 27.75 | 64.08 | 3.5689 | 8.5804 |  |  |  | 0.096292 | 0
2016-09-22 10:00:00 | 0.19207 | 0.18919 | 0.1892 | [6 empty] | -28.26 |  |  | 27.11 | 61.27 | 3.375 | 8.1074 |  |  |  | 0.082365 | 0
2016-09-22 11:00:00 | 0.17853 | 0.1757 | 0.17571 | [6 empty] | -28.26 |  |  | 27.06 | 62.4 | 3.1668 | 7.6228 |  |  |  | 0.068825 | 0
2016-09-22 12:00:00 | 0.17163 | 0.16817 | 0.16818 | [6 empty] | -28.26 |  |  | 27.29 | 59.57 | 3.0889 | 7.4084 |  |  |  | 0.061923 | 0
2016-09-22 13:00:00 | 0.16351 | 0.15985 | 0.15986 | [6 empty] | -28.26 |  |  | 28.61 | 58.11 | 2.9912 | 7.1897 |  |  |  | 0.05381 | 0
2016-09-22 14:00:00 | 0.15886 | 0.15557 | 0.15558 | [6 empty] | -28.26 |  |  | 31.87 | 55.02 | 2.8878 | 6.9495 |  |  |  | 0.049157 | 0
2016-09-22 15:00:00 | 0.15736 | 0.15396 | 0.15396 | [6 empty] | -28.26 |  |  | 39.93 | 54.9 | 2.899 | 7.0048 |  |  |  | 0.047659 | 0
2016-09-22 16:00:00 | 0.15944 | 0.15578 | 0.15578 | [6 empty] | -28.26 |  |  | 43.06 | 53.03 | 2.9705 | 7.194 |  |  |  | 0.049736 | 0
2016-09-22 17:00:00 | 0.16536 | 0.16144 | 0.16144 | [6 empty] | -28.26 |  |  | 49.06 | 58.02 | 3.1179 | 7.5792 |  |  |  | 0.055659 | 0
2016-09-22 18:00:00 | 0.17776 | 0.17374 | 0.17374 | [6 empty] | -28.26 |  |  | 45.82 | 66.47 | 3.3484 | 8.1564 |  |  |  | 0.068055 | 0
2016-09-22 19:00:00 | 0.18495 | 0.17888 | 0.17888 | [6 empty] | -28.26 |  |  | 38.95 | 72.8 | 3.6281 | 8.7989 |  |  |  | 0.075249 | 0
2016-09-22 20:00:00 | 0.18638 | 0.17945 | 0.17945 | [6 empty] | -28.26 |  |  | 29.97 | 71.43 | 3.7103 | 8.9706 |  |  |  | 0.076683 | 0
2016-09-22 21:00:00 | 0.17196 | 0.16392 | 0.16393 | [6 empty] | -28.26 |  |  | 26.47 | 57.54 | 3.547 | 8.5403 |  |  |  | 0.062257 | 0
2016-09-22 22:00:00 | 0.13917 | 0.13152 | 0.13153 | [6 empty] | -28.26 |  |  | 25.84 | 53.96 | 2.9077 | 6.9179 |  |  |  | 0.02947 | 0
2016-09-22 23:00:00 | 0.11163 | 0.1102 | 0.11021 | [6 empty] | -28.26 |  |  | 25.03 | 48.96 | 1.9537 | 4.6975 |  |  |  | 0.0019242 | 0
2016-09-23 00:00:00 | 0.092897 | 0.095059 | 0.095064 | [6 empty] | -28.26 |  |  | 24.68 | 46.39 | 1.3183 | 3.1747 |  |  |  | 0 | 0
2016-09-23 01:00:00 | 0.093609 | 0.095715 | 0.095719 | [6 empty] | -28.26 |  |  | 24.78 | 43.31 | 1.319 | 3.1601 |  |  |  | 0 | 0
2016-09-23 02:00:00 | 0.097133 | 0.10005 | 0.10005 | [6 empty] | -28.26 |  |  | 25.14 | 39.03 | 1.3001 | 3.1147 |  |  |  | 0 | 0
2016-09-23 03:00:00 | 0.11294 | 0.11636 | 0.11636 | [6 empty] | -28.26 |  |  | 26.47 | 36.57 | 1.4867 | 3.5392 |  |  |  | 0.0032346 | 0
2016-09-23 04:00:00 | 0.14779 | 0.15051 | 0.15051 | [6 empty] | -28.26 |  |  | 36.06 | 37.18 | 2.1522 | 5.1753 |  |  |  | 0.038092 | 0
2016-09-23 05:00:00 | 0.20743 | 0.20928 | 0.20928 | [6 empty] | -28.26 |  |  | 43.04 | 42.76 | 3.2887 | 8.0113 |  |  |  | 0.097726 | 0
2016-09-23 06:00:00 | 0.2296 | 0.22921 | 0.22921 | [6 empty] | -28.26 |  |  | 43.01 | 54.46 | 3.8584 | 9.3887 |  |  |  | 0.1199 | 0
2016-09-23 07:00:00 | 0.21589 | 0.21465 | 0.21465 | [6 empty] | -28.26 |  |  | 38.94 | 65.52 | 3.6477 | 8.8143 |  |  |  | 0.10618 | 0
2016-09-23 08:00:00 | 0.19989 | 0.19826 | 0.19827 | [6 empty] | -28.26 |  |  | 33.83 | 69.41 | 3.4034 | 8.1979 |  |  |  | 0.090187 | 0
2016-09-23 09:00:00 | 0.18393 | 0.18148 | 0.18149 | [6 empty] | -28.26 |  |  | 28.77 | 69.94 | 3.1927 | 7.6593 |  |  |  | 0.074225 | 0
2016-09-23 10:00:00 | 0.17013 | 0.16711 | 0.16712 | [6 empty] | -28.26 |  |  | 27.69 | 67.46 | 3.0193 | 7.2374 |  |  |  | 0.06043 | 0
2016-09-23 11:00:00 | 0.16255 | 0.16038 | 0.16039 | [6 empty] | -28.26 |  |  | 27.54 | 66.26 | 2.8331 | 6.8051 |  |  |  | 0.052851 | 0
2016-09-23 12:00:00 | 0.15393 | 0.15078 | 0.15078 | [6 empty] | -28.26 |  |  | 26.6 | 64.01 | 2.7635 | 6.6139 |  |  |  | 0.044233 | 0
2016-09-23 13:00:00 | 0.14602 | 0.14257 | 0.14257 | [6 empty] | -28.26 |  |  | 27.66 | 60.1 | 2.676 | 6.4186 |  |  |  | 0.036317 | 0
2016-09-23 14:00:00 | 0.14116 | 0.13792 | 0.13793 | [6 empty] | -28.26 |  |  | 27.68 | 57 | 2.5836 | 6.204 |  |  |  | 0.031458 | 0
2016-09-23 15:00:00 | 0.14001 | 0.13671 | 0.13671 | [6 empty] | -28.26 |  |  | 31.06 | 52.1 | 2.5935 | 6.2532 |  |  |  | 0.030314 | 0
2016-09-23 16:00:00 | 0.14258 | 0.13917 | 0.13917 | [6 empty] | -28.26 |  |  | 35.91 | 50 | 2.6574 | 6.4219 |  |  |  | 0.032883 | 0
2016-09-23 17:00:00 | 0.14786 | 0.1442 | 0.14421 | [6 empty] | -28.26 |  |  | 41.83 | 55.89 | 2.7892 | 6.7655 |  |  |  | 0.038164 | 0
2016-09-23 18:00:00 | 0.16032 | 0.15681 | 0.15681 | [6 empty] | -28.26 |  |  | 39.98 | 62.57 | 2.9954 | 7.2807 |  |  |  | 0.05062 | 0
2016-09-23 19:00:00 | 0.16552 | 0.15993 | 0.15994 | [6 empty] | -28.26 |  |  | 30.36 | 67.23 | 3.2457 | 7.8543 |  |  |  | 0.055819 | 0
2016-09-23 20:00:00 | 0.16753 | 0.1613 | 0.1613 | [6 empty] | -28.26 |  |  | 27.7 | 71.35 | 3.3193 | 8.008 |  |  |  | 0.057828 | 0
2016-09-23 21:00:00 | 0.15419 | 0.14691 | 0.14692 | [6 empty] | -28.26 |  |  | 26.79 | 60.13 | 3.1733 | 7.6244 |  |  |  | 0.044493 | 0
2016-09-23 22:00:00 | 0.12448 | 0.11751 | 0.11751 | [6 empty] | -28.26 |  |  | 26.27 | 54.97 | 2.6016 | 6.177 |  |  |  | 0.014781 | 0
2016-09-23 23:00:00 | 0.10001 | 0.098684 | 0.098688 | [6 empty] | -28.26 |  |  | 24.68 | 49.59 | 1.7482 | 4.1952 |  |  |  | 0 | 0
2016-09-24 00:00:00 | 0.087755 | 0.089255 | 0.089259 | [6 empty] | -28.26 |  |  | 24.39 | 50.07 | 1.295 | 3.1174 |  |  |  | 0 | 0
2016-09-24 01:00:00 | 0.089206 | 0.090782 | 0.090786 | [6 empty] | -28.26 |  |  | 25.15 | 45.8 | 1.2956 | 3.1031 |  |  |  | 0 | 0
2016-09-24 02:00:00 | 0.092192 | 0.094478 | 0.094482 | [6 empty] | -28.26 |  |  | 24.65 | 42.91 | 1.277 | 3.0584 |  |  |  | 0 | 0
2016-09-24 03:00:00 | 0.10902 | 0.11204 | 0.11204 | [6 empty] | -28.26 |  |  | 24.59 | 38.24 | 1.4603 | 3.4752 |  |  |  | 0 | 0
2016-09-24 04:00:00 | 0.13854 | 0.14002 | 0.14003 | [6 empty] | -28.26 |  |  | 27.31 | 37.99 | 2.114 | 5.0817 |  |  |  | 0.028839 | 0
2016-09-24 05:00:00 | 0.19042 | 0.18987 | 0.18988 | [6 empty] | -28.26 |  |  | 31.15 | 39 | 3.2304 | 7.8662 |  |  |  | 0.080718 | 0
2016-09-24 06:00:00 | 0.21404 | 0.2116 | 0.2116 | [6 empty] | -28.26 |  |  | 34.63 | 40.92 | 3.7899 | 9.2186 |  |  |  | 0.10434 | 0
2016-09-24 07:00:00 | 0.20226 | 0.1993 | 0.1993 | [6 empty] | -28.26 |  |  | 34.04 | 44.91 | 3.583 | 8.6544 |  |  |  | 0.092564 | 0
2016-09-24 08:00:00 | 0.18546 | 0.18192 | 0.18193 | [6 empty] | -28.26 |  |  | 29 | 48.02 | 3.343 | 8.0493 |  |  |  | 0.075758 | 0
2016-09-24 09:00:00 | 0.17537 | 0.17201 | 0.17202 | [6 empty] | -28.26 |  |  | 25.43 | 50.72 | 3.1361 | 7.5206 |  |  |  | 0.065669 | 0
2016-09-24 10:00:00 | 0.16233 | 0.1585 | 0.1585 | [6 empty] | -28.26 |  |  | 24.32 | 51.99 | 2.9657 | 7.1064 |  |  |  | 0.052625 | 0
2016-09-24 11:00:00 | 0.15279 | 0.14943 | 0.14943 | [6 empty] | -28.26 |  |  | 24.26 | 51.51 | 2.7829 | 6.6819 |  |  |  | 0.043085 | 0
2016-09-24 12:00:00 | 0.14015 | 0.13509 | 0.13509 | [6 empty] | -28.26 |  |  | 24.4 | 50 | 2.7145 | 6.4942 |  |  |  | 0.030445 | 0
2016-09-24 13:00:00 | 0.13891 | 0.13471 | 0.13471 | [6 empty] | -28.26 |  |  | 24.93 | 48.11 | 2.6286 | 6.3024 |  |  |  | 0.02921 | 0
2016-09-24 14:00:00 | 0.13382 | 0.12977 | 0.12977 | [6 empty] | -28.26 |  |  | 28.01 | 45.89 | 2.5377 | 6.0917 |  |  |  | 0.024116 | 0
2016-09-24 15:00:00 | 0.13119 | 0.12681 | 0.12681 | [6 empty] | -28.26 |  |  | 34.58 | 45.38 | 2.5475 | 6.14 |  |  |  | 0.021487 | 0
2016-09-24 16:00:00 | 0.13317 | 0.12859 | 0.12859 | [6 empty] | -28.26 |  |  | 38.08 | 47.7 | 2.6103 | 6.3055 |  |  |  | 0.023472 | 0
2016-09-24 17:00:00 | 0.14132 | 0.13701 | 0.13701 | [6 empty] | -28.26 |  |  | 42.63 | 48.79 | 2.7398 | 6.6429 |  |  |  | 0.031616 | 0
2016-09-24 18:00:00 | 0.14935 | 0.14445 | 0.14445 | [6 empty] | -28.26 |  |  | 40.99 | 58.19 | 2.9423 | 7.1488 |  |  |  | 0.039649 | 0
2016-09-24 19:00:00 | 0.15446 | 0.14752 | 0.14752 | [6 empty] | -28.26 |  |  | 34.53 | 64.69 | 3.1881 | 7.712 |  |  |  | 0.044758 | 0
2016-09-24 20:00:00 | 0.15984 | 0.15286 | 0.15286 | [6 empty] | -28.26 |  |  | 31.15 | 63.05 | 3.2604 | 7.863 |  |  |  | 0.050135 | 0
2016-09-24 21:00:00 | 0.1484 | 0.14069 | 0.14069 | [6 empty] | -28.26 |  |  | 25.46 | 49.95 | 3.1171 | 7.4864 |  |  |  | 0.0387 | 0
2016-09-24 22:00:00 | 0.12344 | 0.11677 | 0.11678 | [6 empty] | -28.26 |  |  | 24.46 | 49.98 | 2.5555 | 6.0654 |  |  |  | 0.013737 | 0
2016-09-24 23:00:00 | 0.10291 | 0.10241 | 0.10242 | [6 empty] | -28.26 |  |  | 22.06 | 46.25 | 1.7173 | 4.1195 |  |  |  | 0 | 0
2016-09-25 00:00:00 | 0.089673 | 0.091893 | 0.091898 | [6 empty] | -28.26 |  |  | 20.55 | 39.99 | 1.2576 | 3.0256 |  |  |  | 0 | 0
2016-09-25 01:00:00 | 0.092688 | 0.095265 | 0.095269 | [6 empty] | -28.26 |  |  | 17.84 | 40.45 | 1.2582 | 3.0116 |  |  |  | 0 | 0
2016-09-25 02:00:00 | 0.10627 | 0.11141 | 0.11142 | [6 empty] | -28.26 |  |  | 17.7 | 27.52 | 1.2401 | 2.9682 |  |  |  | 0 | 0
2016-09-25 03:00:00 | 0.1342 | 0.14207 | 0.14208 | [6 empty] | -28.26 |  |  | 19.68 | 21.72 | 1.4181 | 3.3726 |  |  |  | 0.024498 | 0
2016-09-25 04:00:00 | 0.16903 | 0.17649 | 0.1765 | [6 empty] | -28.26 |  |  | 20.09 | 21.01 | 2.0529 | 4.9317 |  |  |  | 0.05933 | 0
2016-09-25 05:00:00 | 0.17376 | 0.17123 | 0.17123 | [6 empty] | -28.26 |  |  | 21.47 | 22.69 | 3.1369 | 7.6337 |  |  |  | 0.064063 | 0
2016-09-25 06:00:00 | 0.19981 | 0.19598 | 0.19598 | [6 empty] | -28.26 |  |  | 22.45 | 33.36 | 3.6801 | 8.9458 |  |  |  | 0.090107 | 0
2016-09-25 07:00:00 | 0.18147 | 0.17592 | 0.17593 | [6 empty] | -28.26 |  |  | 22.95 | 42.99 | 3.4792 | 8.3982 |  |  |  | 0.071773 | 0
2016-09-25 08:00:00 | 0.16519 | 0.15909 | 0.15909 | [6 empty] | -28.26 |  |  | 21.09 | 44.44 | 3.2462 | 7.8113 |  |  |  | 0.055486 | 0
2016-09-25 09:00:00 | 0.15693 | 0.15128 | 0.15128 | [6 empty] | -28.26 |  |  | 21.09 | 47.09 | 3.0453 | 7.2982 |  |  |  | 0.047226 | 0
2016-09-25 10:00:00 | 0.1486 | 0.14326 | 0.14326 | [6 empty] | -28.26 |  |  | 15.97 | 47.32 | 2.8799 | 6.8963 |  |  |  | 0.038901 | 0
2016-09-25 11:00:00 | 0.14024 | 0.13551 | 0.13551 | [6 empty] | -28.26 |  |  | 10.93 | 49.63 | 2.7023 | 6.4844 |  |  |  | 0.030536 | 0
2016-09-25 12:00:00 | 0.13386 | 0.12852 | 0.12852 | [6 empty] | -28.26 |  |  | 11.49 | 49.66 | 2.6359 | 6.3023 |  |  |  | 0.024158 | 0
2016-09-25 13:00:00 | 0.1322 | 0.12761 | 0.12761 | [6 empty] | -28.26 |  |  | 12.89 | 42.9 | 2.5525 | 6.1162 |  |  |  | 0.022499 | 0
2016-09-25 14:00:00 | 0.12817 | 0.1239 | 0.1239 | [6 empty] | -28.26 |  |  | 19.76 | 37.08 | 2.4643 | 5.9117 |  |  |  | 0.018474 | 0
2016-09-25 15:00:00 | 0.12908 | 0.12508 | 0.12509 | [6 empty] | -28.26 |  |  | 26.55 | 39 | 2.4738 | 5.9585 |  |  |  | 0.019377 | 0
2016-09-25 16:00:00 | 0.13117 | 0.127 | 0.127 | [6 empty] | -28.26 |  |  | 35.09 | 39.74 | 2.5347 | 6.1191 |  |  |  | 0.021465 | 0
2016-09-25 17:00:00 | 0.1385 | 0.1345 | 0.1345 | [6 empty] | -28.26 |  |  | 40.95 | 45.86 | 2.6604 | 6.4465 |  |  |  | 0.028794 | 0
2016-09-25 18:00:00 | 0.14823 | 0.14399 | 0.14399 | [6 empty] | -28.26 |  |  | 40.94 | 55.73 | 2.8571 | 6.9374 |  |  |  | 0.038527 | 0
2016-09-25 19:00:00 | 0.15554 | 0.14973 | 0.14974 | [6 empty] | -28.26 |  |  | 33.53 | 66.16 | 3.0958 | 7.4839 |  |  |  | 0.045843 | 0
2016-09-25 20:00:00 | 0.15811 | 0.15179 | 0.15179 | [6 empty] | -28.26 |  |  | 29.57 | 70.32 | 3.1661 | 7.6305 |  |  |  | 0.048407 | 0
2016-09-25 21:00:00 | 0.14739 | 0.14043 | 0.14043 | [6 empty] | -28.26 |  |  | 24.52 | 56.52 | 3.0269 | 7.2652 |  |  |  | 0.037686 | 0
2016-09-25 22:00:00 | 0.12224 | 0.11615 | 0.11616 | [6 empty] | -28.26 |  |  | 24.27 | 53.31 | 2.4816 | 5.8864 |  |  |  | 0.012542 | 0
2016-09-25 23:00:00 | 0.095061 | 0.093695 | 0.093699 | [6 empty] | -28.26 |  |  | 24.2 | 44.94 | 1.6676 | 3.9982 |  |  |  | 0 | 0
2016-09-26 00:00:00 | 0.085683 | 0.087759 | 0.087764 | [6 empty] | -28.26 |  |  | 23.42 | 44 | 1.2033 | 2.8924 |  |  |  | 0 | 0
2016-09-26 01:00:00 | 0.089191 | 0.091718 | 0.091722 | [6 empty] | -28.26 |  |  | 23.28 | 39.63 | 1.2039 | 2.8789 |  |  |  | 0 | 0
2016-09-26 02:00:00 | 0.094351 | 0.097955 | 0.09796 | [6 empty] | -28.26 |  |  | 23.49 | 29.5 | 1.1866 | 2.8373 |  |  |  | 0 | 0
2016-09-26 03:00:00 | 0.10954 | 0.11374 | 0.11374 | [6 empty] | -28.26 |  |  | 25.46 | 27.52 | 1.3569 | 3.2238 |  |  |  | 0 | 0
2016-09-26 04:00:00 | 0.14342 | 0.1473 | 0.14731 | [6 empty] | -28.26 |  |  | 39.24 | 29.38 | 1.9643 | 4.7142 |  |  |  | 0.033721 | 0
2016-09-26 05:00:00 | 0.19334 | 0.1956 | 0.1956 | [6 empty] | -28.26 |  |  | 46.53 | 31.45 | 3.0014 | 7.2965 |  |  |  | 0.083639 | 0
2016-09-26 06:00:00 | 0.21171 | 0.21156 | 0.21157 | [6 empty] | -28.26 |  |  | 49 | 55.08 | 3.5211 | 8.5504 |  |  |  | 0.10201 | 0
2016-09-26 07:00:00 | 0.19398 | 0.19216 | 0.19216 | [6 empty] | -28.26 |  |  | 46.84 | 66.25 | 3.3287 | 8.0267 |  |  |  | 0.084278 | 0
2016-09-26 08:00:00 | 0.18099 | 0.17912 | 0.17912 | [6 empty] | -28.26 |  |  | 39.97 | 63.09 | 3.1059 | 7.4661 |  |  |  | 0.071293 | 0
2016-09-26 09:00:00 | 0.16701 | 0.1645 | 0.1645 | [6 empty] | -28.26 |  |  | 37.39 | 61.66 | 2.9137 | 6.9757 |  |  |  | 0.05731 | 0
2016-09-26 10:00:00 | 0.1557 | 0.1529 | 0.1529 | [6 empty] | -28.26 |  |  | 34.94 | 61.2 | 2.7555 | 6.5917 |  |  |  | 0.046 | 0
2016-09-26 11:00:00 | 0.14505 | 0.14238 | 0.14238 | [6 empty] | -28.26 |  |  | 33.95 | 61.46 | 2.5856 | 6.1981 |  |  |  | 0.035352 | 0
2016-09-26 12:00:00 | 0.13919 | 0.13597 | 0.13597 | [6 empty] | -28.26 |  |  | 32.44 | 60 | 2.5221 | 6.0241 |  |  |  | 0.029491 | 0
2016-09-26 13:00:00 | 0.13367 | 0.13048 | 0.13048 | [6 empty] | -28.26 |  |  | 35 | 59.6 | 2.4423 | 5.8462 |  |  |  | 0.023968 | 0
2016-09-26 14:00:00 | 0.13169 | 0.12913 | 0.12913 | [6 empty] | -28.26 |  |  | 39.87 | 56.9 | 2.3578 | 5.6507 |  |  |  | 0.021985 | 0
2016-09-26 15:00:00 | 0.12877 | 0.12581 | 0.12581 | [6 empty] | -28.26 |  |  | 44.65 | 55 | 2.3669 | 5.6953 |  |  |  | 0.019064 | 0
2016-09-26 16:00:00 | 0.1323 | 0.12945 | 0.12945 | [6 empty] | -28.26 |  |  | 49.55 | 55.74 | 2.4252 | 5.8488 |  |  |  | 0.022596 | 0
2016-09-26 17:00:00 | 0.13749 | 0.13447 | 0.13447 | [6 empty] | -28.26 |  |  | 54.12 | 61.52 | 2.5455 | 6.1616 |  |  |  | 0.027786 | 0
2016-09-26 18:00:00 | 0.14818 | 0.14518 | 0.14518 | [6 empty] | -28.26 |  |  | 51.23 | 68.57 | 2.7336 | 6.6309 |  |  |  | 0.038483 | 0
2016-09-26 19:00:00 | 0.15521 | 0.15071 | 0.15071 | [6 empty] | -28.26 |  |  | 37.93 | 78.61 | 2.962 | 7.1532 |  |  |  | 0.045514 | 0
2016-09-26 20:00:00 | 0.15571 | 0.15037 | 0.15037 | [6 empty] | -28.26 |  |  | 30.52 | 75.25 | 3.0293 | 7.2935 |  |  |  | 0.046008 | 0
2016-09-26 21:00:00 | 0.14364 | 0.13737 | 0.13738 | [6 empty] | -28.26 |  |  | 28.4 | 59.98 | 2.8961 | 6.9445 |  |  |  | 0.03394 | 0
2016-09-26 22:00:00 | 0.11653 | 0.11057 | 0.11057 | [6 empty] | -28.26 |  |  | 31.33 | 53.69 | 2.3745 | 5.627 |  |  |  | 0.0068257 | 0
2016-09-26 23:00:00 | 0.091871 | 0.090689 | 0.090693 | [6 empty] | -28.26 |  |  | 30.74 | 48 | 1.5957 | 3.8222 |  |  |  | 0 | 0
2016-09-27 00:00:00 | 0.088293 | 0.090296 | 0.090301 | [6 empty] | -28.26 |  |  | 29.75 | 45.22 | 1.2551 | 3.0195 |  |  |  | 0 | 0
2016-09-27 01:00:00 | 0.091939 | 0.094409 | 0.094414 | [6 empty] | -28.26 |  |  | 28.73 | 41.15 | 1.2557 | 3.0056 |  |  |  | 0 | 0
2016-09-27 02:00:00 | 0.096082 | 0.099458 | 0.099463 | [6 empty] | -28.26 |  |  | 27.84 | 37.95 | 1.2377 | 2.9623 |  |  |  | 0 | 0
2016-09-27 03:00:00 | 0.1131 | 0.1173 | 0.11731 | [6 empty] | -28.26 |  |  | 29.56 | 35.29 | 1.4153 | 3.3659 |  |  |  | 0.0033985 | 0
2016-09-27 04:00:00 | 0.14889 | 0.15286 | 0.15287 | [6 empty] | -28.26 |  |  | 41.53 | 38.69 | 2.0489 | 4.9218 |  |  |  | 0.039192 | 0
2016-09-27 05:00:00 | 0.20262 | 0.20521 | 0.20521 | [6 empty] | -28.26 |  |  | 49 | 45.14 | 3.1308 | 7.6184 |  |  |  | 0.092919 | 0
2016-09-27 06:00:00 | 0.2216 | 0.22166 | 0.22166 | [6 empty] | -28.26 |  |  | 50 | 64.06 | 3.673 | 8.9279 |  |  |  | 0.11189 | 0
2016-09-27 07:00:00 | 0.20663 | 0.20556 | 0.20556 | [6 empty] | -28.26 |  |  | 44.98 | 69.43 | 3.4724 | 8.3814 |  |  |  | 0.096927 | 0
2016-09-27 08:00:00 | 0.19172 | 0.19034 | 0.19035 | [6 empty] | -28.26 |  |  | 40.22 | 71.75 | 3.2399 | 7.7956 |  |  |  | 0.082017 | 0
2016-09-27 09:00:00 | 0.17647 | 0.17431 | 0.17432 | [6 empty] | -28.26 |  |  | 33.93 | 71.65 | 3.0393 | 7.2836 |  |  |  | 0.066771 | 0
2016-09-27 10:00:00 | 0.16453 | 0.16204 | 0.16204 | [6 empty] | -28.26 |  |  | 29.17 | 70 | 2.8743 | 6.8825 |  |  |  | 0.054828 | 0
2016-09-27 11:00:00 | 0.15292 | 0.15047 | 0.15048 | [6 empty] | -28.26 |  |  | 28.28 | 68.7 | 2.697 | 6.4715 |  |  |  | 0.043222 | 0
2016-09-27 12:00:00 | 0.147 | 0.14402 | 0.14402 | [6 empty] | -28.26 |  |  | 27.91 | 67.07 | 2.6308 | 6.2898 |  |  |  | 0.037299 | 0
2016-09-27 13:00:00 | 0.14004 | 0.13687 | 0.13688 | [6 empty] | -28.26 |  |  | 28.29 | 68.05 | 2.5475 | 6.104 |  |  |  | 0.030335 | 0
2016-09-27 14:00:00 | 0.13606 | 0.13321 | 0.13321 | [6 empty] | -28.26 |  |  | 29.33 | 67.5 | 2.4595 | 5.8999 |  |  |  | 0.026355 | 0
2016-09-27 15:00:00 | 0.13476 | 0.13181 | 0.13181 | [6 empty] | -28.26 |  |  | 38.91 | 67.21 | 2.4689 | 5.9466 |  |  |  | 0.025059 | 0
2016-09-27 16:00:00 | 0.13653 | 0.13335 | 0.13336 | [6 empty] | -28.26 |  |  | 45.2 | 64.94 | 2.5297 | 6.1069 |  |  |  | 0.026826 | 0
2016-09-27 17:00:00 | 0.14159 | 0.13818 | 0.13818 | [6 empty] | -28.26 |  |  | 48.97 | 67.05 | 2.6552 | 6.4336 |  |  |  | 0.031885 | 0
2016-09-27 18:00:00 | 0.1522 | 0.14871 | 0.14871 | [6 empty] | -28.26 |  |  | 41.91 | 70 | 2.8515 | 6.9235 |  |  |  | 0.042501 | 0
2016-09-27 19:00:00 | 0.15832 | 0.15306 | 0.15306 | [6 empty] | -28.26 |  |  | 29.94 | 75.04 | 3.0897 | 7.4689 |  |  |  | 0.048617 | 0
2016-09-27 20:00:00 | 0.15953 | 0.15353 | 0.15353 | [6 empty] | -28.26 |  |  | 27.82 | 72.11 | 3.1599 | 7.6153 |  |  |  | 0.049832 | 0
2016-09-27 21:00:00 | 0.14715 | 0.14021 | 0.14021 | [6 empty] | -28.26 |  |  | 24.36 | 63.2 | 3.021 | 7.2507 |  |  |  | 0.037451 | 0
2016-09-27 22:00:00 | 0.11909 | 0.1125 | 0.1125 | [6 empty] | -28.26 |  |  | 24.01 | 55.07 | 2.4768 | 5.8747 |  |  |  | 0.0093899 | 0
2016-09-27 23:00:00 | 0.095638 | 0.094407 | 0.094411 | [6 empty] | -28.26 |  |  | 21.03 | 48.96 | 1.6644 | 3.9902 |  |  |  | 0 | 0
2016-09-28 00:00:00 | 0.074847 | 0.076208 | 0.076213 | [6 empty] | -28.26 |  |  | 16.19 | 45.64 | 1.0611 | 2.512 |  |  |  | 0 | 0
2016-09-28 01:00:00 | 0.07612 | 0.077251 | 0.077256 | [6 empty] | -28.26 |  |  | 14.66 | 42.5 | 1.0845 | 2.5485 |  |  |  | 0 | 0
2016-09-28 02:00:00 | 0.079043 | 0.081605 | 0.08161 | [6 empty] | -28.26 |  |  | 14.91 | 39.05 | 1.0127 | 2.3919 |  |  |  | 0 | 0
2016-09-28 03:00:00 | 0.095219 | 0.099164 | 0.099169 | [6 empty] | -28.26 |  |  | 19.89 | 39.5 | 1.14 | 2.6923 |  |  |  | 0 | 0
2016-09-28 04:00:00 | 0.13268 | 0.13601 | 0.13601 | [6 empty] | -28.26 |  |  | 28.52 | 38.48 | 1.8348 | 4.3932 |  |  |  | 0.022982 | 0
2016-09-28 05:00:00 | 0.18304 | 0.18698 | 0.18699 | [6 empty] | -28.26 |  |  | 37.94 | 42.35 | 2.7477 | 6.769 |  |  |  | 0.073341 | 0
2016-09-28 06:00:00 | 0.19847 | 0.20097 | 0.20098 | [6 empty] | -28.26 |  |  | 38.1 | 58.65 | 3.1137 | 7.6375 |  |  |  | 0.088769 | 0
2016-09-28 07:00:00 | 0.18086 | 0.17839 | 0.17839 | [6 empty] | -28.26 |  |  | 32.22 | 67.45 | 3.1253 | 7.4837 |  |  |  | 0.071163 | 0
2016-09-28 08:00:00 | 0.16246 | 0.16083 | 0.16083 | [6 empty] | -28.26 |  |  | 26 | 68 | 2.7583 | 6.606 |  |  |  | 0.052756 | 0
2016-09-28 09:00:00 | 0.15632 | 0.15413 | 0.15413 | [6 empty] | -28.26 |  |  | 23.06 | 67.57 | 2.711 | 6.492 |  |  |  | 0.046623 | 0
2016-09-28 10:00:00 | 0.14246 | 0.13979 | 0.13979 | [6 empty] | -28.26 |  |  | 19.79 | 67.46 | 2.5155 | 6.0028 |  |  |  | 0.032754 | 0
2016-09-28 11:00:00 | 0.13751 | 0.13579 | 0.13579 | [6 empty] | -28.26 |  |  | 12.94 | 67.97 | 2.3666 | 5.6655 |  |  |  | 0.027804 | 0
2016-09-28 12:00:00 | 0.1274 | 0.12417 | 0.12417 | [6 empty] | -28.26 |  |  | 12.95 | 66.99 | 2.3348 | 5.5772 |  |  |  | 0.017703 | 0
2016-09-28 13:00:00 | 0.1175 | 0.11463 | 0.11464 | [6 empty] | -28.26 |  |  | 16.84 | 63.01 | 2.1287 | 5.0689 |  |  |  | 0.007798 | 0
2016-09-28 14:00:00 | 0.11264 | 0.1091 | 0.10911 | [6 empty] | -28.26 |  |  | 22.67 | 61.95 | 2.1041 | 5.0011 |  |  |  | 0.002934 | 0
2016-09-28 15:00:00 | 0.10619 | 0.10288 | 0.10289 | [6 empty] | -28.26 |  |  | 26.45 | 61.28 | 1.9906 | 4.7414 |  |  |  | 0 | 0
2016-09-28 16:00:00 | 0.10871 | 0.10582 | 0.10582 | [6 empty] | -28.26 |  |  | 33.53 | 60.97 | 2.0218 | 4.8505 |  |  |  | 0 | 0
2016-09-28 17:00:00 | 0.11344 | 0.11057 | 0.11057 | [6 empty] | -28.26 |  |  | 39.59 | 63.6 | 2.1126 | 5.0862 |  |  |  | 0.0037379 | 0
2016-09-28 18:00:00 | 0.12317 | 0.12012 | 0.12012 | [6 empty] | -28.26 |  |  | 34.36 | 67.42 | 2.2819 | 5.487 |  |  |  | 0.01347 | 0
2016-09-28 19:00:00 | 0.13016 | 0.12678 | 0.12678 | [6 empty] | -28.26 |  |  | 28.14 | 79 | 2.4402 | 5.8849 |  |  |  | 0.020463 | 0
2016-09-28 20:00:00 | 0.13144 | 0.12676 | 0.12676 | [6 empty] | -28.26 |  |  | 24.41 | 73.32 | 2.5694 | 6.1815 |  |  |  | 0.021742 | 0
2016-09-28 21:00:00 | 0.12542 | 0.11948 | 0.11948 | [6 empty] | -28.26 |  |  | 22.02 | 62.25 | 2.5393 | 6.0498 |  |  |  | 0.015721 | 0
2016-09-28 22:00:00 | 0.10345 | 0.097247 | 0.097249 | [6 empty] | -28.26 |  |  | 19.93 | 52.08 | 2.1581 | 5.0763 |  |  |  | 0 | 0
2016-09-28 23:00:00 | 0.079576 | 0.077259 | 0.077263 | [6 empty] | -28.26 |  |  | 16.1 | 45.68 | 1.4693 | 3.4812 |  |  |  | 0 | 0
2016-09-29 00:00:00 | 0.056484 | 0.057656 | 0.057659 | [6 empty] | -28.26 |  |  | 18.63 | 43.58 | 0.77118 | 1.807 |  |  |  | 0 | 0
2016-09-29 01:00:00 | 0.057435 | 0.058442 | 0.058446 | [6 empty] | -28.26 |  |  | 14.57 | 40.69 | 0.78812 | 1.833 |  |  |  | 0 | 0
2016-09-29 02:00:00 | 0.059798 | 0.061897 | 0.061901 | [6 empty] | -28.26 |  |  | 14.15 | 38.36 | 0.73582 | 1.72 |  |  |  | 0 | 0
2016-09-29 03:00:00 | 0.072142 | 0.075327 | 0.075331 | [6 empty] | -28.26 |  |  | 21.08 | 39.37 | 0.82804 | 1.9348 |  |  |  | 0 | 0
2016-09-29 04:00:00 | 0.10018 | 0.10293 | 0.10293 | [6 empty] | -28.26 |  |  | 28.93 | 40.32 | 1.3327 | 3.1567 |  |  |  | 0 | 0
2016-09-29 05:00:00 | 0.13786 | 0.14107 | 0.14107 | [6 empty] | -28.26 |  |  | 37.97 | 43.56 | 1.994 | 4.8572 |  |  |  | 0.028156 | 0
2016-09-29 06:00:00 | 0.14928 | 0.15141 | 0.15141 | [6 empty] | -28.26 |  |  | 37.84 | 57.82 | 2.2592 | 5.4785 |  |  |  | 0.039575 | 0
2016-09-29 07:00:00 | 0.13562 | 0.13401 | 0.13401 | [6 empty] | -28.26 |  |  | 28.42 | 68.62 | 2.2677 | 5.3687 |  |  |  | 0.025924 | 0
2016-09-29 08:00:00 | 0.1219 | 0.1209 | 0.12091 | [6 empty] | -28.26 |  |  | 23.59 | 67.54 | 2.0019 | 4.741 |  |  |  | 0.012202 | 0
2016-09-29 09:00:00 | 0.11722 | 0.11578 | 0.11578 | [6 empty] | -28.26 |  |  | 21.71 | 64.63 | 1.9676 | 4.6592 |  |  |  | 0.0075188 | 0
2016-09-29 10:00:00 | 0.10676 | 0.10495 | 0.10495 | [6 empty] | -28.26 |  |  | 15.84 | 63.2 | 1.8259 | 4.3091 |  |  |  | 0 | 0
2016-09-29 11:00:00 | 0.10314 | 0.10204 | 0.10204 | [6 empty] | -28.26 |  |  | 12.65 | 63.49 | 1.7179 | 4.0673 |  |  |  | 0 | 0
2016-09-29 12:00:00 | 0.095367 | 0.093093 | 0.093095 | [6 empty] | -28.26 |  |  | 11.43 | 63.79 | 1.6951 | 4.0049 |  |  |  | 0 | 0
2016-09-29 13:00:00 | 0.087988 | 0.085987 | 0.085989 | [6 empty] | -28.26 |  |  | 12.66 | 62.7 | 1.5455 | 3.64 |  |  |  | 0 | 0
2016-09-29 14:00:00 | 0.084257 | 0.081744 | 0.081746 | [6 empty] | -28.26 |  |  | 14.78 | 61.26 | 1.5277 | 3.5916 |  |  |  | 0 | 0
2016-09-29 15:00:00 | 0.079426 | 0.07707 | 0.077072 | [6 empty] | -28.26 |  |  | 24.61 | 60.65 | 1.4453 | 3.4052 |  |  |  | 0 | 0
2016-09-29 16:00:00 | 0.081326 | 0.079277 | 0.079279 | [6 empty] | -28.26 |  |  | 29.1 | 60.06 | 1.4677 | 3.4826 |  |  |  | 0 | 0
2016-09-29 17:00:00 | 0.084861 | 0.082822 | 0.082823 | [6 empty] | -28.26 |  |  | 37.91 | 62.99 | 1.5336 | 3.6515 |  |  |  | 0 | 0
2016-09-29 18:00:00 | 0.092162 | 0.09 | 0.090002 | [6 empty] | -28.26 |  |  | 32.05 | 68.22 | 1.6566 | 3.9397 |  |  |  | 0 | 0
2016-09-29 19:00:00 | 0.097348 | 0.094934 | 0.094936 | [6 empty] | -28.26 |  |  | 25.03 | 75.66 | 1.7713 | 4.2246 |  |  |  | 0 | 0
2016-09-29 20:00:00 | 0.098159 | 0.094761 | 0.094763 | [6 empty] | -28.26 |  |  | 22.69 | 70.23 | 1.8652 | 4.4381 |  |  |  | 0 | 0
2016-09-29 21:00:00 | 0.093548 | 0.089203 | 0.089205 | [6 empty] | -28.26 |  |  | 16.85 | 59.06 | 1.8439 | 4.3455 |  |  |  | 0 | 0
2016-09-29 22:00:00 | 0.07708 | 0.07253 | 0.072532 | [6 empty] | -28.26 |  |  | 23.79 | 50.98 | 1.5675 | 3.6479 |  |  |  | 0 | 0
2016-09-29 23:00:00 | 0.059572 | 0.057938 | 0.057941 | [6 empty] | -28.26 |  |  | 23.32 | 47.14 | 1.0678 | 2.5039 |  |  |  | 0 | 0
2016-09-30 00:00:00 | 0.065609 | 0.06678 | 0.066784 | [6 empty] | -28.26 |  |  | 23.81 | 45.61 | 0.9247 | 2.1806 |  |  |  | 0 | 0
2016-09-30 01:00:00 | 0.066069 | 0.066925 | 0.066929 | [6 empty] | -28.26 |  |  | 23.09 | 42.21 | 0.94508 | 2.2122 |  |  |  | 0 | 0
2016-09-30 02:00:00 | 0.068006 | 0.070006 | 0.070011 | [6 empty] | -28.26 |  |  | 24.02 | 40.85 | 0.88244 | 2.0761 |  |  |  | 0 | 0
2016-09-30 03:00:00 | 0.081424 | 0.084501 | 0.084505 | [6 empty] | -28.26 |  |  | 25.73 | 36.25 | 0.99323 | 2.3362 |  |  |  | 0 | 0
2016-09-30 04:00:00 | 0.11396 | 0.11641 | 0.11642 | [6 empty] | -28.26 |  |  | 39.68 | 39.04 | 1.5986 | 3.812 |  |  |  | 0.004256 | 0
2016-09-30 05:00:00 | 0.15476 | 0.15713 | 0.15713 | [6 empty] | -28.26 |  |  | 49.66 | 42.65 | 2.393 | 5.8702 |  |  |  | 0.045058 | 0
2016-09-30 06:00:00 | 0.17477 | 0.17701 | 0.17701 | [6 empty] | -28.26 |  |  | 49.97 | 60.02 | 2.7117 | 6.6225 |  |  |  | 0.065066 | 0
2016-09-30 07:00:00 | 0.16136 | 0.15961 | 0.15961 | [6 empty] | -28.26 |  |  | 43.91 | 67.64 | 2.7218 | 6.4893 |  |  |  | 0.051657 | 0
2016-09-30 08:00:00 | 0.14422 | 0.14304 | 0.14304 | [6 empty] | -28.26 |  |  | 39.96 | 68 | 2.4024 | 5.7292 |  |  |  | 0.034515 | 0
2016-09-30 09:00:00 | 0.13726 | 0.13532 | 0.13532 | [6 empty] | -28.26 |  |  | 39.6 | 66.97 | 2.3612 | 5.6304 |  |  |  | 0.027562 | 0
2016-09-30 10:00:00 | 0.12354 | 0.12091 | 0.12092 | [6 empty] | -28.26 |  |  | 37.9 | 66.92 | 2.191 | 5.2066 |  |  |  | 0.013842 | 0
2016-09-30 11:00:00 | 0.1191 | 0.11728 | 0.11729 | [6 empty] | -28.26 |  |  | 29.65 | 66.18 | 2.0614 | 4.9142 |  |  |  | 0.0093954 | 0
2016-09-30 12:00:00 | 0.11257 | 0.10983 | 0.10984 | [6 empty] | -28.26 |  |  | 29.37 | 64.74 | 2.0338 | 4.8381 |  |  |  | 0.0028669 | 0
2016-09-30 13:00:00 | 0.10129 | 0.098432 | 0.098434 | [6 empty] | -28.26 |  |  | 31.96 | 61.74 | 1.8543 | 4.3972 |  |  |  | 0 | 0
2016-09-30 14:00:00 | 0.098585 | 0.095417 | 0.095419 | [6 empty] | -28.26 |  |  | 31.19 | 60.2 | 1.8329 | 4.3385 |  |  |  | 0 | 0
2016-09-30 15:00:00 | 0.091766 | 0.088593 | 0.088595 | [6 empty] | -28.26 |  |  | 31.48 | 57 | 1.734 | 4.1133 |  |  |  | 0 | 0
2016-09-30 16:00:00 | 0.095147 | 0.092541 | 0.092542 | [6 empty] | -28.26 |  |  | 37.99 | 56.03 | 1.7611 | 4.2075 |  |  |  | 0 | 0
2016-09-30 17:00:00 | 0.10125 | 0.098991 | 0.098993 | [6 empty] | -28.26 |  |  | 42.91 | 60.26 | 1.8402 | 4.4118 |  |  |  | 0 | 0
2016-09-30 18:00:00 | 0.11081 | 0.10858 | 0.10858 | [6 empty] | -28.26 |  |  | 38.97 | 67.85 | 1.9877 | 4.7596 |  |  |  | 0.0011134 | 0
2016-09-30 19:00:00 | 0.11497 | 0.11209 | 0.11209 | [6 empty] | -28.26 |  |  | 31.9 | 71.64 | 2.1255 | 5.1044 |  |  |  | 0.0052642 | 0
2016-09-30 20:00:00 | 0.11736 | 0.11357 | 0.11357 | [6 empty] | -28.26 |  |  | 30.93 | 69.94 | 2.2381 | 5.3619 |  |  |  | 0.0076638 | 0
2016-09-30 21:00:00 | 0.11025 | 0.10503 | 0.10504 | [6 empty] | -28.26 |  |  | 28.43 | 63.33 | 2.2121 | 5.2487 |  |  |  | 0.00054926 | 0
2016-09-30 22:00:00 | 0.090234 | 0.084672 | 0.084674 | [6 empty] | -28.26 |  |  | 29.18 | 56.43 | 1.8803 | 4.4049 |  |  |  | 0 | 0
2016-09-30 23:00:00 | 0.070711 | 0.068816 | 0.06882 | [6 empty] | -28.26 |  |  | 31.06 | 50.9 | 1.2804 | 3.0219 |  |  |  | 0 | 0
2016-10-01 00:00:00 | 0.089829 | 0.091364 | 0.091368 | [6 empty] | -37.6 |  |  | 26 | 48.9 | 1.3271 | 3.1962 |  |  |  | 0 | 0
2016-10-01 01:00:00 | 0.091314 | 0.092926 | 0.09293 | [6 empty] | -37.6 |  |  | 29.02 | 42.94 | 1.3277 | 3.1815 |  |  |  | 0 | 0
2016-10-01 02:00:00 | 0.094368 | 0.096705 | 0.096709 | [6 empty] | -37.6 |  |  | 25.94 | 40.28 | 1.3087 | 3.1358 |  |  |  | 0 | 0
2016-10-01 03:00:00 | 0.11159 | 0.11467 | 0.11468 | [6 empty] | -37.6 |  |  | 29.13 | 38.52 | 1.4966 | 3.5631 |  |  |  | 0.0018911 | 0
2016-10-01 04:00:00 | 0.14182 | 0.14334 | 0.14334 | [6 empty] | -37.6 |  |  | 32.55 | 40.4 | 2.1665 | 5.2103 |  |  |  | 0.032119 | 0
2016-10-01 05:00:00 | 0.19495 | 0.19439 | 0.1944 | [6 empty] | -37.6 |  |  | 31.3 | 42.31 | 3.3106 | 8.0657 |  |  |  | 0.085249 | 0
2016-10-01 06:00:00 | 0.21914 | 0.21665 | 0.21665 | [6 empty] | -37.6 |  |  | 38.38 | 44.49 | 3.884 | 9.4525 |  |  |  | 0.10944 | 0
2016-10-01 07:00:00 | 0.20709 | 0.20406 | 0.20406 | [6 empty] | -37.6 |  |  | 38.96 | 48.94 | 3.672 | 8.8742 |  |  |  | 0.097387 | 0
2016-10-01 08:00:00 | 0.18988 | 0.18627 | 0.18627 | [6 empty] | -37.6 |  |  | 39.94 | 57.04 | 3.4261 | 8.2536 |  |  |  | 0.080182 | 0
2016-10-01 09:00:00 | 0.17955 | 0.17612 | 0.17612 | [6 empty] | -37.6 |  |  | 39.21 | 55.9 | 3.2139 | 7.7113 |  |  |  | 0.069851 | 0
2016-10-01 10:00:00 | 0.1662 | 0.16228 | 0.16229 | [6 empty] | -37.6 |  |  | 34.07 | 54.48 | 3.0394 | 7.2865 |  |  |  | 0.0565 | 0
2016-10-01 11:00:00 | 0.15643 | 0.153 | 0.153 | [6 empty] | -37.6 |  |  | 30.53 | 52.89 | 2.8519 | 6.8512 |  |  |  | 0.046731 | 0
2016-10-01 12:00:00 | 0.1435 | 0.13832 | 0.13833 | [6 empty] | -37.6 |  |  | 29.63 | 53.43 | 2.7819 | 6.6588 |  |  |  | 0.033798 | 0
2016-10-01 13:00:00 | 0.14223 | 0.13793 | 0.13794 | [6 empty] | -37.6 |  |  | 29.18 | 48.87 | 2.6938 | 6.4621 |  |  |  | 0.032531 | 0
2016-10-01 14:00:00 | 0.13702 | 0.13288 | 0.13288 | [6 empty] | -37.6 |  |  | 29.44 | 44.91 | 2.6007 | 6.2461 |  |  |  | 0.027315 | 0
2016-10-01 15:00:00 | 0.13433 | 0.12985 | 0.12985 | [6 empty] | -37.6 |  |  | 34.63 | 44 | 2.6107 | 6.2956 |  |  |  | 0.024627 | 0
2016-10-01 16:00:00 | 0.13636 | 0.13168 | 0.13168 | [6 empty] | -37.6 |  |  | 39.93 | 44.22 | 2.6751 | 6.4655 |  |  |  | 0.026662 | 0
2016-10-01 17:00:00 | 0.1447 | 0.1403 | 0.1403 | [6 empty] | -37.6 |  |  | 45.03 | 52.04 | 2.8078 | 6.8114 |  |  |  | 0.034999 | 0
2016-10-01 18:00:00 | 0.15293 | 0.14792 | 0.14792 | [6 empty] | -37.6 |  |  | 40.06 | 63.46 | 3.0153 | 7.3302 |  |  |  | 0.043227 | 0
2016-10-01 19:00:00 | 0.15817 | 0.15107 | 0.15107 | [6 empty] | -37.6 |  |  | 30.74 | 70.22 | 3.2672 | 7.9076 |  |  |  | 0.048467 | 0
2016-10-01 20:00:00 | 0.16367 | 0.15653 | 0.15654 | [6 empty] | -37.6 |  |  | 28.84 | 64.88 | 3.3414 | 8.0623 |  |  |  | 0.05397 | 0
2016-10-01 21:00:00 | 0.15197 | 0.14408 | 0.14408 | [6 empty] | -37.6 |  |  | 32.47 | 53.1 | 3.1944 | 7.6761 |  |  |  | 0.042266 | 0
2016-10-01 22:00:00 | 0.1264 | 0.11958 | 0.11959 | [6 empty] | -37.6 |  |  | 32.68 | 52 | 2.6189 | 6.2188 |  |  |  | 0.0167 | 0
2016-10-01 23:00:00 | 0.10536 | 0.10485 | 0.10485 | [6 empty] | -37.6 |  |  | 27.04 | 47.22 | 1.7598 | 4.2236 |  |  |  | 0 | 0
2016-10-02 00:00:00 | 0.1019 | 0.10442 | 0.10442 | [6 empty] | -37.6 |  |  | 26.28 | 44.38 | 1.4375 | 3.4671 |  |  |  | 0 | 0
2016-10-02 01:00:00 | 0.10531 | 0.10823 | 0.10824 | [6 empty] | -37.6 |  |  | 25.13 | 40.4 | 1.4382 | 3.4514 |  |  |  | 0 | 0
2016-10-02 02:00:00 | 0.12068 | 0.1265 | 0.12651 | [6 empty] | -37.6 |  |  | 24.9 | 34.88 | 1.4177 | 3.402 |  |  |  | 0.010982 | 0
2016-10-02 03:00:00 | 0.15235 | 0.16126 | 0.16127 | [6 empty] | -37.6 |  |  | 25.03 | 23.99 | 1.6212 | 3.8657 |  |  |  | 0.042646 | 0
2016-10-02 04:00:00 | 0.19198 | 0.20043 | 0.20044 | [6 empty] | -37.6 |  |  | 25.43 | 20.28 | 2.3469 | 5.6527 |  |  |  | 0.082277 | 0
2016-10-02 05:00:00 | 0.19771 | 0.19487 | 0.19488 | [6 empty] | -37.6 |  |  | 26.09 | 26.74 | 3.5865 | 8.7516 |  |  |  | 0.088009 | 0
2016-10-02 06:00:00 | 0.22737 | 0.22307 | 0.22308 | [6 empty] | -37.6 |  |  | 29.7 | 31.99 | 4.2079 | 10.257 |  |  |  | 0.11767 | 0
2016-10-02 07:00:00 | 0.20656 | 0.20031 | 0.20031 | [6 empty] | -37.6 |  |  | 30.99 | 40 | 3.9784 | 9.6302 |  |  |  | 0.096862 | 0
2016-10-02 08:00:00 | 0.18804 | 0.18117 | 0.18117 | [6 empty] | -37.6 |  |  | 29.88 | 42.94 | 3.7117 | 8.9559 |  |  |  | 0.078343 | 0
2016-10-02 09:00:00 | 0.17863 | 0.17225 | 0.17225 | [6 empty] | -37.6 |  |  | 32.38 | 41.1 | 3.4819 | 8.3674 |  |  |  | 0.068925 | 0
2016-10-02 10:00:00 | 0.16915 | 0.16311 | 0.16311 | [6 empty] | -37.6 |  |  | 29.11 | 41.94 | 3.2927 | 7.9062 |  |  |  | 0.059446 | 0
2016-10-02 11:00:00 | 0.15962 | 0.15428 | 0.15428 | [6 empty] | -37.6 |  |  | 26.64 | 43.05 | 3.0896 | 7.4337 |  |  |  | 0.049917 | 0
2016-10-02 12:00:00 | 0.15238 | 0.14634 | 0.14634 | [6 empty] | -37.6 |  |  | 25.01 | 43.84 | 3.0136 | 7.2247 |  |  |  | 0.042675 | 0
2016-10-02 13:00:00 | 0.15047 | 0.14529 | 0.14529 | [6 empty] | -37.6 |  |  | 24.65 | 36.75 | 2.9183 | 7.0113 |  |  |  | 0.040771 | 0
2016-10-02 14:00:00 | 0.14589 | 0.14106 | 0.14106 | [6 empty] | -37.6 |  |  | 25.06 | 34.88 | 2.8175 | 6.7771 |  |  |  | 0.036186 | 0
2016-10-02 15:00:00 | 0.14691 | 0.14241 | 0.14241 | [6 empty] | -37.6 |  |  | 31.65 | 35.96 | 2.8283 | 6.8309 |  |  |  | 0.037212 | 0
2016-10-02 16:00:00 | 0.1493 | 0.14461 | 0.14461 | [6 empty] | -37.6 |  |  | 41.22 | 31.64 | 2.8981 | 7.0154 |  |  |  | 0.039598 | 0
2016-10-02 17:00:00 | 0.15764 | 0.15313 | 0.15313 | [6 empty] | -37.6 |  |  | 49.35 | 41.06 | 3.0419 | 7.391 |  |  |  | 0.047937 | 0
2016-10-02 18:00:00 | 0.16872 | 0.16394 | 0.16394 | [6 empty] | -37.6 |  |  | 42.4 | 52.07 | 3.2667 | 7.9538 |  |  |  | 0.059018 | 0
2016-10-02 19:00:00 | 0.17708 | 0.17053 | 0.17053 | [6 empty] | -37.6 |  |  | 34.78 | 70.95 | 3.5396 | 8.5804 |  |  |  | 0.067379 | 0
2016-10-02 20:00:00 | 0.18 | 0.17287 | 0.17287 | [6 empty] | -37.6 |  |  | 29.94 | 68.58 | 3.6199 | 8.7479 |  |  |  | 0.070301 | 0
2016-10-02 21:00:00 | 0.16782 | 0.15995 | 0.15996 | [6 empty] | -37.6 |  |  | 25.19 | 55.57 | 3.4606 | 8.3284 |  |  |  | 0.058118 | 0
2016-10-02 22:00:00 | 0.13917 | 0.13228 | 0.13228 | [6 empty] | -37.6 |  |  | 30.81 | 52.07 | 2.8369 | 6.7465 |  |  |  | 0.029471 | 0
2016-10-02 23:00:00 | 0.10813 | 0.10659 | 0.10659 | [6 empty] | -37.6 |  |  | 26.11 | 43.08 | 1.9062 | 4.5814 |  |  |  | 0 | 0
2016-10-03 00:00:00 | 0.12332 | 0.12639 | 0.1264 | [6 empty] | -37.6 |  |  | 25.09 | 41.66 | 1.7481 | 4.2286 |  |  |  | 0.013615 | 0
2016-10-03 01:00:00 | 0.12744 | 0.13099 | 0.131 | [6 empty] | -37.6 |  |  | 24.54 | 35.71 | 1.7492 | 4.2101 |  |  |  | 0.017737 | 0
2016-10-03 02:00:00 | 0.14598 | 0.15303 | 0.15304 | [6 empty] | -37.6 |  |  | 24.59 | 27.56 | 1.7243 | 4.1506 |  |  |  | 0.036273 | 0
2016-10-03 03:00:00 | 0.18423 | 0.19501 | 0.19502 | [6 empty] | -37.6 |  |  | 25.78 | 21.98 | 1.972 | 4.7167 |  |  |  | 0.074523 | 0
2016-10-03 04:00:00 | 0.23224 | 0.2425 | 0.24251 | [6 empty] | -37.6 |  |  | 36.12 | 24.39 | 2.8546 | 6.897 |  |  |  | 0.12254 | 0
2016-10-03 05:00:00 | 0.23954 | 0.23624 | 0.23625 | [6 empty] | -37.6 |  |  | 40.96 | 35 | 4.3632 | 10.6814 |  |  |  | 0.12984 | 0
2016-10-03 06:00:00 | 0.27552 | 0.27048 | 0.27048 | [6 empty] | -37.6 |  |  | 38.19 | 47.75 | 5.1196 | 12.5208 |  |  |  | 0.16581 | 0
2016-10-03 07:00:00 | 0.25036 | 0.24296 | 0.24296 | [6 empty] | -37.6 |  |  | 39.76 | 62.38 | 4.8408 | 11.7578 |  |  |  | 0.14066 | 0
2016-10-03 08:00:00 | 0.22793 | 0.21975 | 0.21975 | [6 empty] | -37.6 |  |  | 32.6 | 62.25 | 4.5158 | 10.9321 |  |  |  | 0.11823 | 0
2016-10-03 09:00:00 | 0.2165 | 0.20891 | 0.20891 | [6 empty] | -37.6 |  |  | 33.17 | 59.58 | 4.236 | 10.2132 |  |  |  | 0.1068 | 0
2016-10-03 10:00:00 | 0.205 | 0.19782 | 0.19782 | [6 empty] | -37.6 |  |  | 26.19 | 57.72 | 4.0058 | 9.6495 |  |  |  | 0.095302 | 0
2016-10-03 11:00:00 | 0.19345 | 0.1871 | 0.1871 | [6 empty] | -37.6 |  |  | 25.33 | 60 | 3.7585 | 9.0721 |  |  |  | 0.083744 | 0
2016-10-03 12:00:00 | 0.18468 | 0.17749 | 0.17749 | [6 empty] | -37.6 |  |  | 24.59 | 53.56 | 3.666 | 8.8166 |  |  |  | 0.074983 | 0
2016-10-03 13:00:00 | 0.18236 | 0.17619 | 0.17619 | [6 empty] | -37.6 |  |  | 29.39 | 45.54 | 3.55 | 8.5563 |  |  |  | 0.072658 | 0
2016-10-03 14:00:00 | 0.1768 | 0.17106 | 0.17106 | [6 empty] | -37.6 |  |  | 31.04 | 43.89 | 3.4274 | 8.2709 |  |  |  | 0.067101 | 0
2016-10-03 15:00:00 | 0.17804 | 0.1727 | 0.1727 | [6 empty] | -37.6 |  |  | 33.37 | 43.81 | 3.4407 | 8.337 |  |  |  | 0.068343 | 0
2016-10-03 16:00:00 | 0.18095 | 0.17538 | 0.17538 | [6 empty] | -37.6 |  |  | 37.1 | 44.32 | 3.5257 | 8.5628 |  |  |  | 0.071245 | 0
2016-10-03 17:00:00 | 0.19105 | 0.18572 | 0.18572 | [6 empty] | -37.6 |  |  | 37.74 | 51.8 | 3.7008 | 9.0215 |  |  |  | 0.081348 | 0
2016-10-03 18:00:00 | 0.20448 | 0.19884 | 0.19884 | [6 empty] | -37.6 |  |  | 32.63 | 62.39 | 3.9743 | 9.7086 |  |  |  | 0.094783 | 0
2016-10-03 19:00:00 | 0.21465 | 0.20687 | 0.20687 | [6 empty] | -37.6 |  |  | 28.42 | 70.16 | 4.3063 | 10.4734 |  |  |  | 0.10495 | 0
2016-10-03 20:00:00 | 0.21819 | 0.20971 | 0.20971 | [6 empty] | -37.6 |  |  | 25.74 | 69.83 | 4.4038 | 10.6768 |  |  |  | 0.10849 | 0
2016-10-03 21:00:00 | 0.20344 | 0.19406 | 0.19406 | [6 empty] | -37.6 |  |  | 24.6 | 55.56 | 4.2097 | 10.1635 |  |  |  | 0.093743 | 0
2016-10-03 22:00:00 | 0.16869 | 0.16045 | 0.16045 | [6 empty] | -37.6 |  |  | 25.96 | 48.9 | 3.4505 | 8.2305 |  |  |  | 0.058992 | 0
2016-10-03 23:00:00 | 0.13097 | 0.12915 | 0.12916 | [6 empty] | -37.6 |  |  | 25.28 | 41.46 | 2.318 | 5.5872 |  |  |  | 0.021267 | 0
2016-10-04 00:00:00 | 0.12521 | 0.12808 | 0.12808 | [6 empty] | -37.6 |  |  | 24.05 | 37.15 | 1.7998 | 4.3552 |  |  |  | 0.015503 | 0
2016-10-04 01:00:00 | 0.13034 | 0.13387 | 0.13387 | [6 empty] | -37.6 |  |  | 22.03 | 30.54 | 1.8009 | 4.3363 |  |  |  | 0.02064 | 0
2016-10-04 02:00:00 | 0.13616 | 0.14096 | 0.14097 | [6 empty] | -37.6 |  |  | 23.25 | 25 | 1.7754 | 4.2751 |  |  |  | 0.026462 | 0
2016-10-04 03:00:00 | 0.16025 | 0.16622 | 0.16623 | [6 empty] | -37.6 |  |  | 25.54 | 21.15 | 2.0303 | 4.8582 |  |  |  | 0.050549 | 0
2016-10-04 04:00:00 | 0.21112 | 0.2168 | 0.2168 | [6 empty] | -37.6 |  |  | 30.04 | 21.66 | 2.9391 | 7.1039 |  |  |  | 0.10141 | 0
2016-10-04 05:00:00 | 0.28761 | 0.29144 | 0.29145 | [6 empty] | -37.6 |  |  | 37.1 | 32.16 | 4.4925 | 11.0024 |  |  |  | 0.1779 | 0
2016-10-04 06:00:00 | 0.31476 | 0.31508 | 0.31509 | [6 empty] | -37.6 |  |  | 40.38 | 51.87 | 5.2713 | 12.8975 |  |  |  | 0.20506 | 0
2016-10-04 07:00:00 | 0.29356 | 0.29227 | 0.29227 | [6 empty] | -37.6 |  |  | 36.78 | 70.96 | 4.9843 | 12.1119 |  |  |  | 0.18386 | 0
2016-10-04 08:00:00 | 0.27237 | 0.27061 | 0.27061 | [6 empty] | -37.6 |  |  | 32.37 | 69.32 | 4.6496 | 11.2609 |  |  |  | 0.16267 | 0
2016-10-04 09:00:00 | 0.25075 | 0.24786 | 0.24787 | [6 empty] | -37.6 |  |  | 28.71 | 67.26 | 4.3615 | 10.5203 |  |  |  | 0.14105 | 0
2016-10-04 10:00:00 | 0.23381 | 0.23044 | 0.23044 | [6 empty] | -37.6 |  |  | 31.29 | 65.51 | 4.1244 | 9.9395 |  |  |  | 0.12411 | 0
2016-10-04 11:00:00 | 0.21733 | 0.21401 | 0.21402 | [6 empty] | -37.6 |  |  | 32.08 | 64.87 | 3.8698 | 9.3447 |  |  |  | 0.10763 | 0
2016-10-04 12:00:00 | 0.20894 | 0.20486 | 0.20486 | [6 empty] | -37.6 |  |  | 31.99 | 62.96 | 3.7745 | 9.0814 |  |  |  | 0.099236 | 0
2016-10-04 13:00:00 | 0.19907 | 0.19474 | 0.19475 | [6 empty] | -37.6 |  |  | 31.87 | 57.98 | 3.6551 | 8.8133 |  |  |  | 0.089373 | 0
2016-10-04 14:00:00 | 0.19341 | 0.18952 | 0.18953 | [6 empty] | -37.6 |  |  | 30.49 | 53.69 | 3.5289 | 8.5193 |  |  |  | 0.083705 | 0
2016-10-04 15:00:00 | 0.19159 | 0.18758 | 0.18758 | [6 empty] | -37.6 |  |  | 35.7 | 52.84 | 3.5426 | 8.5875 |  |  |  | 0.081893 | 0
2016-10-04 16:00:00 | 0.19414 | 0.18981 | 0.18982 | [6 empty] | -37.6 |  |  | 37.88 | 50.9 | 3.6302 | 8.8202 |  |  |  | 0.084436 | 0
2016-10-04 17:00:00 | 0.20136 | 0.19673 | 0.19673 | [6 empty] | -37.6 |  |  | 39.09 | 57.29 | 3.8104 | 9.2928 |  |  |  | 0.09166 | 0
2016-10-04 18:00:00 | 0.21646 | 0.21172 | 0.21172 | [6 empty] | -37.6 |  |  | 30.21 | 63.2 | 4.0921 | 10.0006 |  |  |  | 0.10676 | 0
2016-10-04 19:00:00 | 0.22526 | 0.21803 | 0.21803 | [6 empty] | -37.6 |  |  | 26.08 | 69.99 | 4.4339 | 10.7883 |  |  |  | 0.11555 | 0
2016-10-04 20:00:00 | 0.22701 | 0.21873 | 0.21874 | [6 empty] | -37.6 |  |  | 24.78 | 68 | 4.5342 | 10.9977 |  |  |  | 0.11731 | 0
2016-10-04 21:00:00 | 0.20947 | 0.19985 | 0.19985 | [6 empty] | -37.6 |  |  | 24.93 | 57.22 | 4.3343 | 10.4688 |  |  |  | 0.099767 | 0
2016-10-04 22:00:00 | 0.16953 | 0.16033 | 0.16034 | [6 empty] | -37.6 |  |  | 25.06 | 51.45 | 3.5526 | 8.4773 |  |  |  | 0.059824 | 0
2016-10-04 23:00:00 | 0.13586 | 0.13419 | 0.13419 | [6 empty] | -37.6 |  |  | 23.67 | 42.9 | 2.3865 | 5.7544 |  |  |  | 0.026156 | 0
2016-10-05 00:00:00 | 0.14464 | 0.14789 | 0.1479 | [6 empty] | -37.6 |  |  | 22.45 | 43.94 | 2.0922 | 5.0714 |  |  |  | 0.034934 | 0
2016-10-05 01:00:00 | 0.15055 | 0.15456 | 0.15456 | [6 empty] | -37.6 |  |  | 22.23 | 40.91 | 2.0937 | 5.0501 |  |  |  | 0.040845 | 0
2016-10-05 02:00:00 | 0.15724 | 0.16271 | 0.16272 | [6 empty] | -37.6 |  |  | 22.71 | 37.22 | 2.0641 | 4.9796 |  |  |  | 0.047534 | 0
2016-10-05 03:00:00 | 0.18503 | 0.19184 | 0.19185 | [6 empty] | -37.6 |  |  | 24.3 | 30.73 | 2.3606 | 5.6592 |  |  |  | 0.075328 | 0
2016-10-05 04:00:00 | 0.24386 | 0.25033 | 0.25034 | [6 empty] | -37.6 |  |  | 31.17 | 36.09 | 3.4172 | 8.275 |  |  |  | 0.13415 | 0
2016-10-05 05:00:00 | 0.33241 | 0.33675 | 0.33676 | [6 empty] | -37.6 |  |  | 42.45 | 42.54 | 5.224 | 12.8197 |  |  |  | 0.22271 | 0
2016-10-05 06:00:00 | 0.36394 | 0.36424 | 0.36424 | [6 empty] | -37.6 |  |  | 41.97 | 63.52 | 6.1301 | 15.03 |  |  |  | 0.25424 | 0
2016-10-05 07:00:00 | 0.33947 | 0.3379 | 0.3379 | [6 empty] | -37.6 |  |  | 30.14 | 67.93 | 5.7969 | 14.1168 |  |  |  | 0.22977 | 0
2016-10-05 08:00:00 | 0.31496 | 0.31285 | 0.31285 | [6 empty] | -37.6 |  |  | 27.58 | 66.5 | 5.4071 | 13.1224 |  |  |  | 0.20526 | 0
2016-10-05 09:00:00 | 0.28999 | 0.28658 | 0.28658 | [6 empty] | -37.6 |  |  | 27.51 | 67.19 | 5.0719 | 12.2588 |  |  |  | 0.18029 | 0
2016-10-05 10:00:00 | 0.27041 | 0.26645 | 0.26645 | [6 empty] | -37.6 |  |  | 26.33 | 66.61 | 4.796 | 11.5813 |  |  |  | 0.16071 | 0
2016-10-05 11:00:00 | 0.25136 | 0.24747 | 0.24747 | [6 empty] | -37.6 |  |  | 26.98 | 65.28 | 4.4998 | 10.8875 |  |  |  | 0.14166 | 0
2016-10-05 12:00:00 | 0.24167 | 0.2369 | 0.2369 | [6 empty] | -37.6 |  |  | 28.17 | 64.01 | 4.3889 | 10.5802 |  |  |  | 0.13197 | 0
2016-10-05 13:00:00 | 0.23029 | 0.22523 | 0.22523 | [6 empty] | -37.6 |  |  | 28.18 | 61 | 4.2501 | 10.268 |  |  |  | 0.12059 | 0
2016-10-05 14:00:00 | 0.22372 | 0.21919 | 0.21919 | [6 empty] | -37.6 |  |  | 29.99 | 54.64 | 4.1035 | 9.9259 |  |  |  | 0.11402 | 0
2016-10-05 15:00:00 | 0.22165 | 0.21696 | 0.21696 | [6 empty] | -37.6 |  |  | 35 | 51.83 | 4.1195 | 10.0057 |  |  |  | 0.11195 | 0
2016-10-05 16:00:00 | 0.22461 | 0.21957 | 0.21958 | [6 empty] | -37.6 |  |  | 42.2 | 50.69 | 4.2214 | 10.2776 |  |  |  | 0.11491 | 0
2016-10-05 17:00:00 | 0.23298 | 0.2276 | 0.2276 | [6 empty] | -37.6 |  |  | 41.08 | 54.15 | 4.4311 | 10.8287 |  |  |  | 0.12328 | 0
2016-10-05 18:00:00 | 0.25045 | 0.24494 | 0.24495 | [6 empty] | -37.6 |  |  | 33.37 | 64.13 | 4.7586 | 11.6535 |  |  |  | 0.14075 | 0
2016-10-05 19:00:00 | 0.2607 | 0.25231 | 0.25232 | [6 empty] | -37.6 |  |  | 27.67 | 67.5 | 5.1561 | 12.5713 |  |  |  | 0.151 | 0
2016-10-05 20:00:00 | 0.26275 | 0.25315 | 0.25315 | [6 empty] | -37.6 |  |  | 26.98 | 64.98 | 5.2725 | 12.8142 |  |  |  | 0.15305 | 0
2016-10-05 21:00:00 | 0.24249 | 0.23134 | 0.23134 | [6 empty] | -37.6 |  |  | 25.02 | 52.29 | 5.0399 | 12.1965 |  |  |  | 0.13279 | 0
2016-10-05 22:00:00 | 0.19626 | 0.18559 | 0.1856 | [6 empty] | -37.6 |  |  | 13.65 | 47.99 | 4.1303 | 9.8738 |  |  |  | 0.086555 | 0
2016-10-05 23:00:00 | 0.1571 | 0.15512 | 0.15513 | [6 empty] | -37.6 |  |  | 17.1 | 43 | 2.7742 | 6.7003 |  |  |  | 0.047397 | 0
2016-10-06 00:00:00 | 0.14566 | 0.14907 | 0.14908 | [6 empty] | -37.6 |  |  | 16.05 | 41.5 | 2.0952 | 5.0788 |  |  |  | 0.035959 | 0
2016-10-06 01:00:00 | 0.15164 | 0.15581 | 0.15582 | [6 empty] | -37.6 |  |  | 12.3 | 36.79 | 2.0967 | 5.0575 |  |  |  | 0.041937 | 0
2016-10-06 02:00:00 | 0.15841 | 0.16407 | 0.16407 | [6 empty] | -37.6 |  |  | 19.55 | 29.2 | 2.0671 | 4.9868 |  |  |  | 0.04871 | 0
2016-10-06 03:00:00 | 0.18644 | 0.19345 | 0.19346 | [6 empty] | -37.6 |  |  | 24.06 | 19.96 | 2.364 | 5.6674 |  |  |  | 0.076732 | 0
2016-10-06 04:00:00 | 0.24562 | 0.25235 | 0.25236 | [6 empty] | -37.6 |  |  | 27.63 | 15.44 | 3.4222 | 8.2871 |  |  |  | 0.13592 | 0
2016-10-06 05:00:00 | 0.33465 | 0.33931 | 0.33932 | [6 empty] | -37.6 |  |  | 33.19 | 33.15 | 5.2316 | 12.8385 |  |  |  | 0.22495 | 0
2016-10-06 06:00:00 | 0.36628 | 0.36689 | 0.3669 | [6 empty] | -37.6 |  |  | 32.57 | 46 | 6.139 | 15.052 |  |  |  | 0.25658 | 0
2016-10-06 07:00:00 | 0.34163 | 0.34035 | 0.34035 | [6 empty] | -37.6 |  |  | 36.19 | 51.42 | 5.8053 | 14.1375 |  |  |  | 0.23193 | 0
2016-10-06 08:00:00 | 0.31695 | 0.31511 | 0.31511 | [6 empty] | -37.6 |  |  | 36.45 | 53.32 | 5.4149 | 13.1416 |  |  |  | 0.20725 | 0
2016-10-06 09:00:00 | 0.29179 | 0.28863 | 0.28863 | [6 empty] | -37.6 |  |  | 36.77 | 49.93 | 5.0793 | 12.2767 |  |  |  | 0.18209 | 0
2016-10-06 10:00:00 | 0.27208 | 0.26834 | 0.26834 | [6 empty] | -37.6 |  |  | 36.97 | 50.16 | 4.803 | 11.5983 |  |  |  | 0.16237 | 0
2016-10-06 11:00:00 | 0.2529 | 0.24921 | 0.24921 | [6 empty] | -37.6 |  |  | 36.44 | 50.18 | 4.5063 | 10.9034 |  |  |  | 0.1432 | 0
2016-10-06 12:00:00 | 0.24313 | 0.23854 | 0.23855 | [6 empty] | -37.6 |  |  | 34.18 | 47.78 | 4.3952 | 10.5957 |  |  |  | 0.13343 | 0
2016-10-06 13:00:00 | 0.23166 | 0.22677 | 0.22678 | [6 empty] | -37.6 |  |  | 34.06 | 47.06 | 4.2562 | 10.283 |  |  |  | 0.12196 | 0
2016-10-06 14:00:00 | 0.22506 | 0.2207 | 0.2207 | [6 empty] | -37.6 |  |  | 33.42 | 45.95 | 4.1094 | 9.9404 |  |  |  | 0.11536 | 0
2016-10-06 15:00:00 | 0.22296 | 0.21844 | 0.21844 | [6 empty] | -37.6 |  |  | 42.42 | 48.32 | 4.1254 | 10.0203 |  |  |  | 0.11326 | 0
2016-10-06 16:00:00 | 0.22592 | 0.22106 | 0.22106 | [6 empty] | -37.6 |  |  | 42.47 | 45.03 | 4.2275 | 10.2926 |  |  |  | 0.11622 | 0
2016-10-06 17:00:00 | 0.23433 | 0.22912 | 0.22912 | [6 empty] | -37.6 |  |  | 49.69 | 50.72 | 4.4375 | 10.8445 |  |  |  | 0.12463 | 0
2016-10-06 18:00:00 | 0.2519 | 0.24658 | 0.24658 | [6 empty] | -37.6 |  |  | 40.02 | 61 | 4.7655 | 11.6705 |  |  |  | 0.1422 | 0
2016-10-06 19:00:00 | 0.26215 | 0.25395 | 0.25395 | [6 empty] | -37.6 |  |  | 34.23 | 72.91 | 5.1636 | 12.5897 |  |  |  | 0.15245 | 0
2016-10-06 20:00:00 | 0.26419 | 0.25476 | 0.25476 | [6 empty] | -37.6 |  |  | 30.68 | 67.71 | 5.2801 | 12.8329 |  |  |  | 0.15449 | 0
2016-10-06 21:00:00 | 0.24377 | 0.23277 | 0.23277 | [6 empty] | -37.6 |  |  | 28.43 | 53.14 | 5.0471 | 12.2143 |  |  |  | 0.13407 | 0
2016-10-06 22:00:00 | 0.19728 | 0.18673 | 0.18673 | [6 empty] | -37.6 |  |  | 28.87 | 49 | 4.1362 | 9.8881 |  |  |  | 0.087574 | 0
2016-10-06 23:00:00 | 0.15807 | 0.15622 | 0.15622 | [6 empty] | -37.6 |  |  | 26.9 | 44.16 | 2.7782 | 6.7101 |  |  |  | 0.048366 | 0
2016-10-07 00:00:00 | 0.16021 | 0.16333 | 0.16333 | [6 empty] | -37.6 |  |  | 26.98 | 42.77 | 2.4017 | 5.8712 |  |  |  | 0.050504 | 0
2016-10-07 01:00:00 | 0.16992 | 0.1722 | 0.17221 | [6 empty] | -37.6 |  |  | 27.59 | 40.54 | 2.6295 | 6.4094 |  |  |  | 0.060216 | 0
2016-10-07 02:00:00 | 0.17486 | 0.17845 | 0.17845 | [6 empty] | -37.6 |  |  | 27.96 | 35.1 | 2.5618 | 6.22 |  |  |  | 0.065156 | 0
2016-10-07 03:00:00 | 0.19756 | 0.20156 | 0.20156 | [6 empty] | -37.6 |  |  | 29.93 | 19.94 | 2.8622 | 6.911 |  |  |  | 0.087856 | 0
2016-10-07 04:00:00 | 0.2438 | 0.24611 | 0.24611 | [6 empty] | -37.6 |  |  | 42.28 | 21.63 | 3.7994 | 9.1961 |  |  |  | 0.1341 | 0
2016-10-07 05:00:00 | 0.3278 | 0.32652 | 0.32653 | [6 empty] | -37.6 |  |  | 42 | 35.76 | 5.5715 | 13.5414 |  |  |  | 0.2181 | 0
2016-10-07 06:00:00 | 0.34627 | 0.34695 | 0.34696 | [6 empty] | -37.6 |  |  | 45.58 | 51.45 | 5.8173 | 14.2933 |  |  |  | 0.23656 | 0
2016-10-07 07:00:00 | 0.34411 | 0.34515 | 0.34515 | [6 empty] | -37.6 |  |  | 45.05 | 63.97 | 5.6703 | 13.8484 |  |  |  | 0.23441 | 0
2016-10-07 08:00:00 | 0.32475 | 0.32356 | 0.32357 | [6 empty] | -37.6 |  |  | 46.53 | 62.14 | 5.5124 | 13.4084 |  |  |  | 0.21505 | 0
2016-10-07 09:00:00 | 0.30491 | 0.30258 | 0.30259 | [6 empty] | -37.6 |  |  | 52.32 | 63.74 | 5.2264 | 12.6425 |  |  |  | 0.19521 | 0
2016-10-07 10:00:00 | 0.28856 | 0.28558 | 0.28559 | [6 empty] | -37.6 |  |  | 53.07 | 61.19 | 5.0183 | 12.1354 |  |  |  | 0.17886 | 0
2016-10-07 11:00:00 | 0.27505 | 0.27204 | 0.27205 | [6 empty] | -37.6 |  |  | 47.11 | 62 | 4.8146 | 11.6587 |  |  |  | 0.16535 | 0
2016-10-07 12:00:00 | 0.26678 | 0.26338 | 0.26339 | [6 empty] | -37.6 |  |  | 44.06 | 61.98 | 4.7186 | 11.4298 |  |  |  | 0.15708 | 0
2016-10-07 13:00:00 | 0.26272 | 0.25972 | 0.25973 | [6 empty] | -37.6 |  |  | 42.47 | 58.03 | 4.642 | 11.2751 |  |  |  | 0.15302 | 0
2016-10-07 14:00:00 | 0.26107 | 0.25738 | 0.25738 | [6 empty] | -37.6 |  |  | 41.98 | 55.51 | 4.6685 | 11.3293 |  |  |  | 0.15137 | 0
2016-10-07 15:00:00 | 0.26291 | 0.25866 | 0.25866 | [6 empty] | -37.6 |  |  | 38.49 | 50 | 4.7833 | 11.6422 |  |  |  | 0.15321 | 0
2016-10-07 16:00:00 | 0.27167 | 0.26641 | 0.26642 | [6 empty] | -37.6 |  |  | 41.94 | 48.62 | 5.0311 | 12.2528 |  |  |  | 0.16197 | 0
2016-10-07 17:00:00 | 0.27958 | 0.27342 | 0.27342 | [6 empty] | -37.6 |  |  | 42.46 | 51.68 | 5.2808 | 12.8963 |  |  |  | 0.16988 | 0
2016-10-07 18:00:00 | 0.28624 | 0.27839 | 0.27839 | [6 empty] | -37.6 |  |  | 33.1 | 56.2 | 5.5177 | 13.4346 |  |  |  | 0.17654 | 0
2016-10-07 19:00:00 | 0.28883 | 0.27974 | 0.27974 | [6 empty] | -37.6 |  |  | 30.53 | 64.08 | 5.6677 | 13.7853 |  |  |  | 0.17913 | 0
2016-10-07 20:00:00 | 0.28096 | 0.27069 | 0.27069 | [6 empty] | -37.6 |  |  | 31.12 | 59.15 | 5.625 | 13.6533 |  |  |  | 0.17126 | 0
2016-10-07 21:00:00 | 0.24985 | 0.23864 | 0.23864 | [6 empty] | -37.6 |  |  | 32.97 | 55.48 | 5.1502 | 12.4467 |  |  |  | 0.14015 | 0
2016-10-07 22:00:00 | 0.21247 | 0.20423 | 0.20424 | [6 empty] | -37.6 |  |  | 31.04 | 52.47 | 4.2431 | 10.2253 |  |  |  | 0.10277 | 0
2016-10-07 23:00:00 | 0.17478 | 0.1726 | 0.17261 | [6 empty] | -37.6 |  |  | 28.78 | 45.78 | 3.0717 | 7.4136 |  |  |  | 0.065081 | 0
2016-10-08 00:00:00 | 0.16457 | 0.16707 | 0.16707 | [6 empty] | -37.6 |  |  | 29.97 | 50.33 | 2.5388 | 6.21 |  |  |  | 0.05487 | 0
2016-10-08 01:00:00 | 0.17164 | 0.1727 | 0.1727 | [6 empty] | -37.6 |  |  | 29.7 | 43.33 | 2.7796 | 6.7792 |  |  |  | 0.061941 | 0
2016-10-08 02:00:00 | 0.1813 | 0.18451 | 0.18451 | [6 empty] | -37.6 |  |  | 29.99 | 41.96 | 2.7081 | 6.5791 |  |  |  | 0.071595 | 0
2016-10-08 03:00:00 | 0.20709 | 0.21105 | 0.21106 | [6 empty] | -37.6 |  |  | 29.56 | 32.76 | 3.0257 | 7.3102 |  |  |  | 0.097386 | 0
2016-10-08 04:00:00 | 0.25766 | 0.26014 | 0.26015 | [6 empty] | -37.6 |  |  | 31.59 | 26.28 | 4.0163 | 9.727 |  |  |  | 0.14796 | 0
2016-10-08 05:00:00 | 0.34027 | 0.3379 | 0.33791 | [6 empty] | -37.6 |  |  | 33.39 | 33.24 | 5.8896 | 14.3233 |  |  |  | 0.23057 | 0
2016-10-08 06:00:00 | 0.35296 | 0.35148 | 0.35149 | [6 empty] | -37.6 |  |  | 40.04 | 38.43 | 6.15 | 15.1211 |  |  |  | 0.24326 | 0
2016-10-08 07:00:00 | 0.34403 | 0.34175 | 0.34175 | [6 empty] | -37.6 |  |  | 43.41 | 49.43 | 5.9945 | 14.65 |  |  |  | 0.23433 | 0
2016-10-08 08:00:00 | 0.32625 | 0.32209 | 0.3221 | [6 empty] | -37.6 |  |  | 44.94 | 49.72 | 5.8274 | 14.1838 |  |  |  | 0.21655 | 0
2016-10-08 09:00:00 | 0.30593 | 0.30068 | 0.30068 | [6 empty] | -37.6 |  |  | 42.08 | 55.29 | 5.525 | 13.3734 |  |  |  | 0.19623 | 0
2016-10-08 10:00:00 | 0.29333 | 0.2882 | 0.28821 | [6 empty] | -37.6 |  |  | 33.58 | 54.99 | 5.3049 | 12.8367 |  |  |  | 0.18363 | 0
2016-10-08 11:00:00 | 0.27908 | 0.27393 | 0.27393 | [6 empty] | -37.6 |  |  | 32.48 | 56.61 | 5.0896 | 12.3323 |  |  |  | 0.16938 | 0
2016-10-08 12:00:00 | 0.25843 | 0.25076 | 0.25077 | [6 empty] | -37.6 |  |  | 33.03 | 56.48 | 4.9881 | 12.0902 |  |  |  | 0.14873 | 0
2016-10-08 13:00:00 | 0.2537 | 0.24638 | 0.24638 | [6 empty] | -37.6 |  |  | 32.44 | 51.21 | 4.9071 | 11.9267 |  |  |  | 0.144 | 0
2016-10-08 14:00:00 | 0.25657 | 0.24933 | 0.24933 | [6 empty] | -37.6 |  |  | 37.02 | 49 | 4.9352 | 11.9841 |  |  |  | 0.14687 | 0
2016-10-08 15:00:00 | 0.26306 | 0.25602 | 0.25603 | [6 empty] | -37.6 |  |  | 42.69 | 46.86 | 5.0565 | 12.3152 |  |  |  | 0.15335 | 0
2016-10-08 16:00:00 | 0.27425 | 0.2665 | 0.26651 | [6 empty] | -37.6 |  |  | 46 | 47.32 | 5.3185 | 12.9613 |  |  |  | 0.16455 | 0
2016-10-08 17:00:00 | 0.28639 | 0.27835 | 0.27836 | [6 empty] | -37.6 |  |  | 52.75 | 50.96 | 5.5825 | 13.6422 |  |  |  | 0.17669 | 0
2016-10-08 18:00:00 | 0.28904 | 0.27845 | 0.27845 | [6 empty] | -37.6 |  |  | 42.92 | 62.07 | 5.8329 | 14.2114 |  |  |  | 0.17934 | 0
2016-10-08 19:00:00 | 0.29576 | 0.28455 | 0.28455 | [6 empty] | -37.6 |  |  | 35 | 72.03 | 5.9914 | 14.5822 |  |  |  | 0.18606 | 0
2016-10-08 20:00:00 | 0.28975 | 0.2777 | 0.2777 | [6 empty] | -37.6 |  |  | 32.44 | 64.97 | 5.9463 | 14.4422 |  |  |  | 0.18005 | 0
2016-10-08 21:00:00 | 0.26565 | 0.25414 | 0.25414 | [6 empty] | -37.6 |  |  | 31.12 | 56.68 | 5.4443 | 13.1655 |  |  |  | 0.15595 | 0
2016-10-08 22:00:00 | 0.22144 | 0.21223 | 0.21223 | [6 empty] | -37.6 |  |  | 28.71 | 56.28 | 4.4851 | 10.8146 |  |  |  | 0.11174 | 0
2016-10-08 23:00:00 | 0.18394 | 0.18153 | 0.18153 | [6 empty] | -37.6 |  |  | 28.45 | 47.38 | 3.2469 | 7.8407 |  |  |  | 0.074233 | 0
2016-10-09 00:00:00 | 0.20141 | 0.20841 | 0.20841 | [6 empty] | -37.6 |  |  | 29.25 | 50.32 | 2.7317 | 6.6869 |  |  |  | 0.091704 | 0
2016-10-09 01:00:00 | 0.19843 | 0.20202 | 0.20203 | [6 empty] | -37.6 |  |  | 28.79 | 45.21 | 2.9907 | 7.2996 |  |  |  | 0.088724 | 0
2016-10-09 02:00:00 | 0.21347 | 0.2202 | 0.22021 | [6 empty] | -37.6 |  |  | 28.72 | 43.44 | 2.9139 | 7.0847 |  |  |  | 0.10377 | 0
2016-10-09 03:00:00 | 0.25043 | 0.25959 | 0.2596 | [6 empty] | -37.6 |  |  | 28.09 | 40.57 | 3.2557 | 7.8722 |  |  |  | 0.14073 | 0
2016-10-09 04:00:00 | 0.31637 | 0.32597 | 0.32598 | [6 empty] | -37.6 |  |  | 28.55 | 36.79 | 4.3215 | 10.4744 |  |  |  | 0.20666 | 0
2016-10-09 05:00:00 | 0.34691 | 0.3411 | 0.34111 | [6 empty] | -37.6 |  |  | 29.11 | 35.78 | 6.3372 | 15.424 |  |  |  | 0.23721 | 0
2016-10-09 06:00:00 | 0.35329 | 0.34717 | 0.34717 | [6 empty] | -37.6 |  |  | 31.87 | 38.39 | 6.6182 | 16.2868 |  |  |  | 0.24358 | 0
2016-10-09 07:00:00 | 0.33816 | 0.33021 | 0.33021 | [6 empty] | -37.6 |  |  | 33.68 | 39.65 | 6.4507 | 15.7788 |  |  |  | 0.22845 | 0
2016-10-09 08:00:00 | 0.32815 | 0.31977 | 0.31977 | [6 empty] | -37.6 |  |  | 33.34 | 40.35 | 6.2706 | 15.2756 |  |  |  | 0.21845 | 0
2016-10-09 09:00:00 | 0.30901 | 0.29993 | 0.29993 | [6 empty] | -37.6 |  |  | 34.13 | 44.85 | 5.9452 | 14.4025 |  |  |  | 0.19931 | 0
2016-10-09 10:00:00 | 0.29889 | 0.29054 | 0.29055 | [6 empty] | -37.6 |  |  | 32.06 | 49.97 | 5.7083 | 13.824 |  |  |  | 0.18919 | 0
2016-10-09 11:00:00 | 0.28506 | 0.27693 | 0.27694 | [6 empty] | -37.6 |  |  | 28.81 | 51.99 | 5.4765 | 13.2806 |  |  |  | 0.17536 | 0
2016-10-09 12:00:00 | 0.27575 | 0.26719 | 0.26719 | [6 empty] | -37.6 |  |  | 28.23 | 52.07 | 5.3673 | 13.02 |  |  |  | 0.16605 | 0
2016-10-09 13:00:00 | 0.27736 | 0.27035 | 0.27036 | [6 empty] | -37.6 |  |  | 28.21 | 44.59 | 5.2802 | 12.8439 |  |  |  | 0.16766 | 0
2016-10-09 14:00:00 | 0.27342 | 0.26527 | 0.26527 | [6 empty] | -37.6 |  |  | 28.8 | 39.94 | 5.3105 | 12.9061 |  |  |  | 0.16372 | 0
2016-10-09 15:00:00 | 0.2859 | 0.27893 | 0.27894 | [6 empty] | -37.6 |  |  | 32.95 | 37.8 | 5.4411 | 13.2628 |  |  |  | 0.1762 | 0
2016-10-09 16:00:00 | 0.30089 | 0.29367 | 0.29367 | [6 empty] | -37.6 |  |  | 41.29 | 33.95 | 5.723 | 13.9588 |  |  |  | 0.19119 | 0
2016-10-09 17:00:00 | 0.31016 | 0.30197 | 0.30197 | [6 empty] | -37.6 |  |  | 50.52 | 39.93 | 6.0072 | 14.6923 |  |  |  | 0.20046 | 0
2016-10-09 18:00:00 | 0.31839 | 0.30841 | 0.30841 | [6 empty] | -37.6 |  |  | 45.29 | 46.06 | 6.2766 | 15.305 |  |  |  | 0.20869 | 0
2016-10-09 19:00:00 | 0.3295 | 0.31953 | 0.31953 | [6 empty] | -37.6 |  |  | 43.45 | 63.2 | 6.4471 | 15.7042 |  |  |  | 0.2198 | 0
2016-10-09 20:00:00 | 0.32201 | 0.31095 | 0.31095 | [6 empty] | -37.6 |  |  | 42.24 | 57.1 | 6.3984 | 15.5529 |  |  |  | 0.21231 | 0
2016-10-09 21:00:00 | 0.29819 | 0.28808 | 0.28808 | [6 empty] | -37.6 |  |  | 34.39 | 47.23 | 5.8581 | 14.1775 |  |  |  | 0.18849 | 0
2016-10-09 22:00:00 | 0.24943 | 0.24155 | 0.24156 | [6 empty] | -37.6 |  |  | 29.58 | 44.67 | 4.8257 | 11.6439 |  |  |  | 0.13973 | 0
2016-10-09 23:00:00 | 0.20553 | 0.20433 | 0.20434 | [6 empty] | -37.6 |  |  | 31.87 | 39.45 | 3.4934 | 8.4419 |  |  |  | 0.095829 | 0
2016-10-10 00:00:00 | 0.21404 | 0.21963 | 0.21964 | [6 empty] | -37.6 |  |  | 33.49 | 41.96 | 3.0893 | 7.5716 |  |  |  | 0.10434 | 0
2016-10-10 01:00:00 | 0.22704 | 0.23165 | 0.23166 | [6 empty] | -37.6 |  |  | 30.66 | 35.85 | 3.3822 | 8.2651 |  |  |  | 0.11733 | 0
2016-10-10 02:00:00 | 0.23685 | 0.24374 | 0.24375 | [6 empty] | -37.6 |  |  | 30.19 | 22.04 | 3.2956 | 8.0227 |  |  |  | 0.12714 | 0
2016-10-10 03:00:00 | 0.26894 | 0.27689 | 0.2769 | [6 empty] | -37.6 |  |  | 31.28 | 19.02 | 3.6821 | 8.9151 |  |  |  | 0.15923 | 0
2016-10-10 04:00:00 | 0.32908 | 0.33504 | 0.33505 | [6 empty] | -37.6 |  |  | 48.85 | 23.16 | 4.8873 | 11.8613 |  |  |  | 0.21937 | 0
2016-10-10 05:00:00 | 0.42468 | 0.42398 | 0.42399 | [6 empty] | -37.6 |  |  | 69.24 | 38.17 | 7.167 | 17.4665 |  |  |  | 0.31497 | 0
2016-10-10 06:00:00 | 0.44652 | 0.44808 | 0.44808 | [6 empty] | -37.6 |  |  | 75 | 62.28 | 7.4866 | 18.4514 |  |  |  | 0.33682 | 0
2016-10-10 07:00:00 | 0.43542 | 0.43595 | 0.43595 | [6 empty] | -37.6 |  |  | 70.16 | 71.98 | 7.2968 | 17.8746 |  |  |  | 0.32572 | 0
2016-10-10 08:00:00 | 0.41516 | 0.41361 | 0.41362 | [6 empty] | -37.6 |  |  | 60.13 | 68.02 | 7.0926 | 17.3023 |  |  |  | 0.30545 | 0
2016-10-10 09:00:00 | 0.39161 | 0.38892 | 0.38893 | [6 empty] | -37.6 |  |  | 55.66 | 68.24 | 6.7243 | 16.3126 |  |  |  | 0.28191 | 0
2016-10-10 10:00:00 | 0.36781 | 0.36378 | 0.36378 | [6 empty] | -37.6 |  |  | 51.99 | 68.12 | 6.4562 | 15.6564 |  |  |  | 0.25811 | 0
2016-10-10 11:00:00 | 0.35455 | 0.35118 | 0.35119 | [6 empty] | -37.6 |  |  | 53.21 | 68.92 | 6.194 | 15.0405 |  |  |  | 0.24485 | 0
2016-10-10 12:00:00 | 0.34173 | 0.33747 | 0.33747 | [6 empty] | -37.6 |  |  | 52.65 | 65.7 | 6.0705 | 14.7456 |  |  |  | 0.23203 | 0
2016-10-10 13:00:00 | 0.33605 | 0.33221 | 0.33222 | [6 empty] | -37.6 |  |  | 51.91 | 65.28 | 5.972 | 14.5463 |  |  |  | 0.22634 | 0
2016-10-10 14:00:00 | 0.33544 | 0.33099 | 0.33099 | [6 empty] | -37.6 |  |  | 55 | 61.44 | 6.0063 | 14.6173 |  |  |  | 0.22574 | 0
2016-10-10 15:00:00 | 0.34455 | 0.34057 | 0.34057 | [6 empty] | -37.6 |  |  | 57.24 | 51.56 | 6.1541 | 15.0217 |  |  |  | 0.23485 | 0
2016-10-10 16:00:00 | 0.35468 | 0.34922 | 0.34923 | [6 empty] | -37.6 |  |  | 69.94 | 47.32 | 6.4731 | 15.8103 |  |  |  | 0.24498 | 0
2016-10-10 17:00:00 | 0.36807 | 0.36205 | 0.36205 | [6 empty] | -37.6 |  |  | 81.93 | 46.19 | 6.7946 | 16.6416 |  |  |  | 0.25837 | 0
2016-10-10 18:00:00 | 0.37622 | 0.36796 | 0.36797 | [6 empty] | -37.6 |  |  | 57.1 | 50 | 7.0992 | 17.3351 |  |  |  | 0.26652 | 0
2016-10-10 19:00:00 | 0.38029 | 0.37056 | 0.37057 | [6 empty] | -37.6 |  |  | 43.41 | 62.78 | 7.292 | 17.7866 |  |  |  | 0.27059 | 0
2016-10-10 20:00:00 | 0.36792 | 0.35628 | 0.35628 | [6 empty] | -37.6 |  |  | 33.48 | 53.2 | 7.2367 | 17.6142 |  |  |  | 0.25822 | 0
2016-10-10 21:00:00 | 0.32887 | 0.31616 | 0.31616 | [6 empty] | -37.6 |  |  | 30.53 | 44.18 | 6.6254 | 16.0554 |  |  |  | 0.21917 | 0
2016-10-10 22:00:00 | 0.27798 | 0.26849 | 0.2685 | [6 empty] | -37.6 |  |  | 32.34 | 45.92 | 5.4569 | 13.1822 |  |  |  | 0.16828 | 0
2016-10-10 23:00:00 | 0.22939 | 0.2276 | 0.22761 | [6 empty] | -37.6 |  |  | 30.23 | 42.08 | 3.9503 | 9.5569 |  |  |  | 0.11969 | 0
2016-10-11 00:00:00 | 0.21395 | 0.21919 | 0.2192 | [6 empty] | -37.6 |  |  | 29.08 | 42.82 | 3.122 | 7.6527 |  |  |  | 0.10424 | 0
2016-10-11 01:00:00 | 0.22749 | 0.23182 | 0.23182 | [6 empty] | -37.6 |  |  | 29.16 | 39.09 | 3.4181 | 8.3536 |  |  |  | 0.11778 | 0
2016-10-11 02:00:00 | 0.237 | 0.24356 | 0.24357 | [6 empty] | -37.6 |  |  | 30.18 | 34.52 | 3.3305 | 8.1087 |  |  |  | 0.1273 | 0
2016-10-11 03:00:00 | 0.26944 | 0.27708 | 0.27709 | [6 empty] | -37.6 |  |  | 31.91 | 27.74 | 3.7212 | 9.0107 |  |  |  | 0.15974 | 0
2016-10-11 04:00:00 | 0.33185 | 0.33776 | 0.33777 | [6 empty] | -37.6 |  |  | 36.91 | 29.86 | 4.9392 | 11.9884 |  |  |  | 0.22214 | 0
2016-10-11 05:00:00 | 0.43171 | 0.43146 | 0.43147 | [6 empty] | -37.6 |  |  | 45.93 | 39.47 | 7.2431 | 17.6537 |  |  |  | 0.322 | 0
2016-10-11 06:00:00 | 0.45379 | 0.45583 | 0.45583 | [6 empty] | -37.6 |  |  | 49.39 | 50.38 | 7.5661 | 18.6499 |  |  |  | 0.34409 | 0.0068316
2016-10-11 07:00:00 | 0.45065 | 0.45306 | 0.45306 | [6 empty] | -37.6 |  |  | 49.35 | 57.43 | 7.3743 | 18.0668 |  |  |  | 0.34095 | 0.0040641
2016-10-11 08:00:00 | 0.4245 | 0.42383 | 0.42383 | [6 empty] | -37.6 |  |  | 47.58 | 68.17 | 7.1679 | 17.4881 |  |  |  | 0.3148 | 0
2016-10-11 09:00:00 | 0.39828 | 0.39602 | 0.39603 | [6 empty] | -37.6 |  |  | 45.08 | 68.98 | 6.7957 | 16.4877 |  |  |  | 0.28858 | 0
2016-10-11 10:00:00 | 0.37705 | 0.37392 | 0.37393 | [6 empty] | -37.6 |  |  | 40.08 | 66.89 | 6.5247 | 15.8243 |  |  |  | 0.26734 | 0
2016-10-11 11:00:00 | 0.36041 | 0.35739 | 0.3574 | [6 empty] | -37.6 |  |  | 39.91 | 67.2 | 6.2597 | 15.2018 |  |  |  | 0.25071 | 0
2016-10-11 12:00:00 | 0.35028 | 0.34685 | 0.34686 | [6 empty] | -37.6 |  |  | 37.88 | 66.87 | 6.1349 | 14.9038 |  |  |  | 0.24058 | 0
2016-10-11 13:00:00 | 0.34494 | 0.34201 | 0.34202 | [6 empty] | -37.6 |  |  | 39.25 | 62 | 6.0354 | 14.7024 |  |  |  | 0.23523 | 0
2016-10-11 14:00:00 | 0.34311 | 0.33935 | 0.33935 | [6 empty] | -37.6 |  |  | 39.96 | 58.01 | 6.07 | 14.7741 |  |  |  | 0.23341 | 0
2016-10-11 15:00:00 | 0.34707 | 0.34286 | 0.34287 | [6 empty] | -37.6 |  |  | 42.67 | 53.27 | 6.2194 | 15.1829 |  |  |  | 0.23737 | 0
2016-10-11 16:00:00 | 0.35933 | 0.35399 | 0.35399 | [6 empty] | -37.6 |  |  | 44.97 | 51.15 | 6.5418 | 15.9801 |  |  |  | 0.24962 | 0
2016-10-11 17:00:00 | 0.36519 | 0.35793 | 0.35793 | [6 empty] | -37.6 |  |  | 44.54 | 53.85 | 6.8668 | 16.8203 |  |  |  | 0.25549 | 0
2016-10-11 18:00:00 | 0.37464 | 0.36533 | 0.36534 | [6 empty] | -37.6 |  |  | 35.45 | 66.91 | 7.1746 | 17.5212 |  |  |  | 0.26494 | 0
2016-10-11 19:00:00 | 0.37915 | 0.36843 | 0.36844 | [6 empty] | -37.6 |  |  | 34.23 | 71.93 | 7.3694 | 17.9775 |  |  |  | 0.26945 | 0
2016-10-11 20:00:00 | 0.36745 | 0.35494 | 0.35494 | [6 empty] | -37.6 |  |  | 33.03 | 59.37 | 7.3135 | 17.8032 |  |  |  | 0.25775 | 0
2016-10-11 21:00:00 | 0.32596 | 0.31201 | 0.31201 | [6 empty] | -37.6 |  |  | 30.41 | 47.95 | 6.6957 | 16.2275 |  |  |  | 0.21626 | 0
2016-10-11 22:00:00 | 0.27735 | 0.26714 | 0.26715 | [6 empty] | -37.6 |  |  | 28.17 | 47.72 | 5.5147 | 13.3232 |  |  |  | 0.16764 | 0
2016-10-11 23:00:00 | 0.23187 | 0.23009 | 0.23009 | [6 empty] | -37.6 |  |  | 27.93 | 44.12 | 3.9922 | 9.659 |  |  |  | 0.12217 | 0
2016-10-12 00:00:00 | 0.2204 | 0.22567 | 0.22568 | [6 empty] | -37.6 |  |  | 28.09 | 39.95 | 3.2312 | 7.9231 |  |  |  | 0.1107 | 0
2016-10-12 01:00:00 | 0.23437 | 0.23869 | 0.2387 | [6 empty] | -37.6 |  |  | 28.01 | 31.93 | 3.5376 | 8.6486 |  |  |  | 0.12467 | 0
2016-10-12 02:00:00 | 0.24412 | 0.25074 | 0.25074 | [6 empty] | -37.6 |  |  | 28.16 | 26.59 | 3.447 | 8.3954 |  |  |  | 0.13442 | 0
2016-10-12 03:00:00 | 0.27752 | 0.28522 | 0.28523 | [6 empty] | -37.6 |  |  | 29.99 | 22.14 | 3.8514 | 9.3294 |  |  |  | 0.16782 | 0
2016-10-12 04:00:00 | 0.34188 | 0.34777 | 0.34778 | [6 empty] | -37.6 |  |  | 32.93 | 22.25 | 5.1119 | 12.4123 |  |  |  | 0.23218 | 0
2016-10-12 05:00:00 | 0.44496 | 0.44444 | 0.44445 | [6 empty] | -37.6 |  |  | 45.07 | 34.6 | 7.4964 | 18.278 |  |  |  | 0.33526 | 0
2016-10-12 06:00:00 | 0.46773 | 0.46956 | 0.46957 | [6 empty] | -37.6 |  |  | 46.99 | 44.64 | 7.8313 | 19.312 |  |  |  | 0.35803 | 0.020565
2016-10-12 07:00:00 | 0.46445 | 0.46666 | 0.46667 | [6 empty] | -37.6 |  |  | 45.95 | 60.07 | 7.6327 | 18.7078 |  |  |  | 0.35475 | 0.017671
2016-10-12 08:00:00 | 0.43756 | 0.4366 | 0.43661 | [6 empty] | -37.6 |  |  | 41.59 | 65.38 | 7.419 | 18.1078 |  |  |  | 0.32785 | 0
2016-10-12 09:00:00 | 0.41055 | 0.40797 | 0.40798 | [6 empty] | -37.6 |  |  | 44.94 | 68.32 | 7.0336 | 17.0717 |  |  |  | 0.30084 | 0
2016-10-12 10:00:00 | 0.38868 | 0.38522 | 0.38523 | [6 empty] | -37.6 |  |  | 40.54 | 69.17 | 6.7531 | 16.3845 |  |  |  | 0.27897 | 0
2016-10-12 11:00:00 | 0.37153 | 0.3682 | 0.36821 | [6 empty] | -37.6 |  |  | 36.77 | 72 | 6.4787 | 15.7398 |  |  |  | 0.26183 | 0
2016-10-12 12:00:00 | 0.3611 | 0.35735 | 0.35736 | [6 empty] | -37.6 |  |  | 34.93 | 72.08 | 6.3496 | 15.4313 |  |  |  | 0.2514 | 0
2016-10-12 13:00:00 | 0.35559 | 0.35237 | 0.35237 | [6 empty] | -37.6 |  |  | 33.87 | 70.76 | 6.2466 | 15.2228 |  |  |  | 0.24589 | 0
2016-10-12 14:00:00 | 0.35373 | 0.34964 | 0.34965 | [6 empty] | -37.6 |  |  | 37.44 | 65.43 | 6.2825 | 15.2973 |  |  |  | 0.24402 | 0
2016-10-12 15:00:00 | 0.35783 | 0.35328 | 0.35329 | [6 empty] | -37.6 |  |  | 44.02 | 61.59 | 6.4372 | 15.7207 |  |  |  | 0.24812 | 0
2016-10-12 16:00:00 | 0.37049 | 0.36477 | 0.36478 | [6 empty] | -37.6 |  |  | 45.68 | 54.73 | 6.7709 | 16.5462 |  |  |  | 0.26079 | 0
2016-10-12 17:00:00 | 0.37659 | 0.36889 | 0.3689 | [6 empty] | -37.6 |  |  | 47.82 | 59.68 | 7.1072 | 17.4163 |  |  |  | 0.26689 | 0
2016-10-12 18:00:00 | 0.38636 | 0.37655 | 0.37656 | [6 empty] | -37.6 |  |  | 38.26 | 67.81 | 7.4258 | 18.1418 |  |  |  | 0.27666 | 0
2016-10-12 19:00:00 | 0.39105 | 0.37978 | 0.37978 | [6 empty] | -37.6 |  |  | 33.57 | 75.91 | 7.6274 | 18.6142 |  |  |  | 0.28135 | 0
2016-10-12 20:00:00 | 0.37902 | 0.3659 | 0.36591 | [6 empty] | -37.6 |  |  | 33.99 | 67.49 | 7.5695 | 18.4333 |  |  |  | 0.26932 | 0
2016-10-12 21:00:00 | 0.33627 | 0.32169 | 0.32169 | [6 empty] | -37.6 |  |  | 30.1 | 55.15 | 6.93 | 16.8015 |  |  |  | 0.22657 | 0
2016-10-12 22:00:00 | 0.28607 | 0.27538 | 0.27539 | [6 empty] | -37.6 |  |  | 28.21 | 52.5 | 5.7074 | 13.7931 |  |  |  | 0.17637 | 0
2016-10-12 23:00:00 | 0.23901 | 0.23702 | 0.23703 | [6 empty] | -37.6 |  |  | 28.15 | 45.15 | 4.1316 | 9.9996 |  |  |  | 0.12931 | 0
2016-10-13 00:00:00 | 0.22956 | 0.2353 | 0.23531 | [6 empty] | -37.6 |  |  | 28.08 | 44.99 | 3.3435 | 8.2013 |  |  |  | 0.11985 | 0
2016-10-13 01:00:00 | 0.24407 | 0.24884 | 0.24885 | [6 empty] | -37.6 |  |  | 28.14 | 43.05 | 3.6605 | 8.9521 |  |  |  | 0.13437 | 0
2016-10-13 02:00:00 | 0.25431 | 0.26148 | 0.26149 | [6 empty] | -37.6 |  |  | 28.12 | 40.16 | 3.5669 | 8.6904 |  |  |  | 0.14461 | 0
2016-10-13 03:00:00 | 0.28913 | 0.29747 | 0.29748 | [6 empty] | -37.6 |  |  | 28.23 | 34.66 | 3.9853 | 9.6574 |  |  |  | 0.17943 | 0
2016-10-13 04:00:00 | 0.35605 | 0.36258 | 0.36259 | [6 empty] | -37.6 |  |  | 36.66 | 37.42 | 5.2896 | 12.8484 |  |  |  | 0.24635 | 0
2016-10-13 05:00:00 | 0.46311 | 0.46311 | 0.46312 | [6 empty] | -37.6 |  |  | 47.91 | 42.91 | 7.757 | 18.9203 |  |  |  | 0.3534 | 0.014117
2016-10-13 06:00:00 | 0.48684 | 0.48931 | 0.48931 | [6 empty] | -37.6 |  |  | 49.64 | 52.51 | 8.1041 | 19.9934 |  |  |  | 0.37714 | 0.040313
2016-10-13 07:00:00 | 0.48348 | 0.48634 | 0.48635 | [6 empty] | -37.6 |  |  | 44.98 | 67.56 | 7.8985 | 19.3674 |  |  |  | 0.37377 | 0.037347
2016-10-13 08:00:00 | 0.45539 | 0.45493 | 0.45494 | [6 empty] | -37.6 |  |  | 40.02 | 71.6 | 7.6771 | 18.7455 |  |  |  | 0.34569 | 0.0059396
2016-10-13 09:00:00 | 0.42725 | 0.42508 | 0.42509 | [6 empty] | -37.6 |  |  | 37.64 | 71 | 7.2783 | 17.6726 |  |  |  | 0.31755 | 0
2016-10-13 10:00:00 | 0.40446 | 0.40134 | 0.40135 | [6 empty] | -37.6 |  |  | 31.39 | 71.02 | 6.9879 | 16.9608 |  |  |  | 0.29476 | 0
2016-10-13 11:00:00 | 0.38661 | 0.3836 | 0.3836 | [6 empty] | -37.6 |  |  | 31.06 | 67.69 | 6.704 | 16.2934 |  |  |  | 0.27691 | 0
2016-10-13 12:00:00 | 0.37574 | 0.37228 | 0.37228 | [6 empty] | -37.6 |  |  | 30.12 | 65.77 | 6.5704 | 15.9741 |  |  |  | 0.26604 | 0
2016-10-13 13:00:00 | 0.37001 | 0.36708 | 0.36709 | [6 empty] | -37.6 |  |  | 32.06 | 64.5 | 6.4638 | 15.7583 |  |  |  | 0.26031 | 0
2016-10-13 14:00:00 | 0.36804 | 0.36423 | 0.36423 | [6 empty] | -37.6 |  |  | 31.63 | 62.92 | 6.501 | 15.8356 |  |  |  | 0.25834 | 0
2016-10-13 15:00:00 | 0.37228 | 0.36799 | 0.368 | [6 empty] | -37.6 |  |  | 38.13 | 56.53 | 6.6611 | 16.274 |  |  |  | 0.26258 | 0
2016-10-13 16:00:00 | 0.38542 | 0.37992 | 0.37993 | [6 empty] | -37.6 |  |  | 42.76 | 53.19 | 7.0064 | 17.1287 |  |  |  | 0.27572 | 0
2016-10-13 17:00:00 | 0.39169 | 0.38414 | 0.38414 | [6 empty] | -37.6 |  |  | 39.96 | 62.26 | 7.3545 | 18.0297 |  |  |  | 0.28199 | 0
2016-10-13 18:00:00 | 0.40181 | 0.39207 | 0.39208 | [6 empty] | -37.6 |  |  | 30.58 | 67.68 | 7.6841 | 18.7805 |  |  |  | 0.29211 | 0
2016-10-13 19:00:00 | 0.40664 | 0.39539 | 0.39539 | [6 empty] | -37.6 |  |  | 28.7 | 76.73 | 7.8927 | 19.2693 |  |  |  | 0.29694 | 0
2016-10-13 20:00:00 | 0.39407 | 0.38089 | 0.38089 | [6 empty] | -37.6 |  |  | 28.2 | 71.35 | 7.8327 | 19.0817 |  |  |  | 0.28437 | 0
2016-10-13 21:00:00 | 0.34955 | 0.33479 | 0.33479 | [6 empty] | -37.6 |  |  | 27.42 | 57.71 | 7.1709 | 17.3921 |  |  |  | 0.23985 | 0
2016-10-13 22:00:00 | 0.29742 | 0.28665 | 0.28665 | [6 empty] | -37.6 |  |  | 20.8 | 52 | 5.9056 | 14.2765 |  |  |  | 0.18771 | 0
2016-10-13 23:00:00 | 0.24872 | 0.24694 | 0.24694 | [6 empty] | -37.6 |  |  | 20.02 | 47.99 | 4.275 | 10.35 |  |  |  | 0.13901 | 0
2016-10-14 00:00:00 | 0.22906 | 0.23405 | 0.23405 | [6 empty] | -37.6 |  |  | 14.98 | 44.58 | 3.4102 | 8.3667 |  |  |  | 0.11936 | 0
2016-10-14 01:00:00 | 0.2429 | 0.24672 | 0.24673 | [6 empty] | -37.6 |  |  | 20.07 | 42.38 | 3.7335 | 9.1326 |  |  |  | 0.1332 | 0
2016-10-14 02:00:00 | 0.25006 | 0.25575 | 0.25576 | [6 empty] | -37.6 |  |  | 21.72 | 39.98 | 3.6381 | 8.8658 |  |  |  | 0.14035 | 0
2016-10-14 03:00:00 | 0.28254 | 0.28891 | 0.28891 | [6 empty] | -37.6 |  |  | 25.2 | 34.69 | 4.0649 | 9.8525 |  |  |  | 0.17284 | 0
2016-10-14 04:00:00 | 0.34852 | 0.35264 | 0.35265 | [6 empty] | -37.6 |  |  | 30.29 | 37.71 | 5.3952 | 13.1077 |  |  |  | 0.23882 | 0
2016-10-14 05:00:00 | 0.46836 | 0.4677 | 0.46771 | [6 empty] | -37.6 |  |  | 40.53 | 42.11 | 7.9119 | 19.3023 |  |  |  | 0.35866 | 0.018708
2016-10-14 06:00:00 | 0.49493 | 0.4972 | 0.4972 | [6 empty] | -37.6 |  |  | 40.08 | 52.34 | 8.2663 | 20.3987 |  |  |  | 0.38522 | 0.048202
2016-10-14 07:00:00 | 0.49188 | 0.49462 | 0.49463 | [6 empty] | -37.6 |  |  | 40.1 | 71.98 | 8.0565 | 19.7597 |  |  |  | 0.38218 | 0.045626
2016-10-14 08:00:00 | 0.46407 | 0.46357 | 0.46358 | [6 empty] | -37.6 |  |  | 34.13 | 73.01 | 7.8306 | 19.1247 |  |  |  | 0.35437 | 0.014576
2016-10-14 09:00:00 | 0.43568 | 0.43348 | 0.43349 | [6 empty] | -37.6 |  |  | 29.55 | 70.64 | 7.4237 | 18.03 |  |  |  | 0.32598 | 0
2016-10-14 10:00:00 | 0.41226 | 0.40907 | 0.40908 | [6 empty] | -37.6 |  |  | 28.17 | 66.19 | 7.1275 | 17.3036 |  |  |  | 0.30256 | 0
2016-10-14 11:00:00 | 0.39294 | 0.38965 | 0.38965 | [6 empty] | -37.6 |  |  | 28.1 | 64.57 | 6.8379 | 16.6225 |  |  |  | 0.28323 | 0
2016-10-14 12:00:00 | 0.38111 | 0.37723 | 0.37724 | [6 empty] | -37.6 |  |  | 28.2 | 57.29 | 6.7017 | 16.2969 |  |  |  | 0.2714 | 0
2016-10-14 13:00:00 | 0.37531 | 0.37199 | 0.372 | [6 empty] | -37.6 |  |  | 30.01 | 53.96 | 6.5929 | 16.0767 |  |  |  | 0.26561 | 0
2016-10-14 14:00:00 | 0.37293 | 0.36863 | 0.36864 | [6 empty] | -37.6 |  |  | 29 | 50.24 | 6.6309 | 16.1557 |  |  |  | 0.26323 | 0
2016-10-14 15:00:00 | 0.37552 | 0.37044 | 0.37045 | [6 empty] | -37.6 |  |  | 37.07 | 47.79 | 6.7942 | 16.6031 |  |  |  | 0.26582 | 0
2016-10-14 16:00:00 | 0.388 | 0.38153 | 0.38153 | [6 empty] | -37.6 |  |  | 38.27 | 47.86 | 7.1465 | 17.4751 |  |  |  | 0.2783 | 0
2016-10-14 17:00:00 | 0.39925 | 0.39154 | 0.39154 | [6 empty] | -37.6 |  |  | 38.52 | 55 | 7.5016 | 18.3944 |  |  |  | 0.28955 | 0
2016-10-14 18:00:00 | 0.40869 | 0.3986 | 0.3986 | [6 empty] | -37.6 |  |  | 32.32 | 69.96 | 7.8377 | 19.1603 |  |  |  | 0.29899 | 0
2016-10-14 19:00:00 | 0.41233 | 0.40048 | 0.40048 | [6 empty] | -37.6 |  |  | 29.57 | 74.84 | 8.0504 | 19.6589 |  |  |  | 0.30263 | 0
2016-10-14 20:00:00 | 0.40102 | 0.38745 | 0.38745 | [6 empty] | -37.6 |  |  | 28.2 | 65.96 | 7.9892 | 19.4673 |  |  |  | 0.29132 | 0
2016-10-14 21:00:00 | 0.35652 | 0.3415 | 0.3415 | [6 empty] | -37.6 |  |  | 28.01 | 52 | 7.3141 | 17.7433 |  |  |  | 0.24681 | 0
2016-10-14 22:00:00 | 0.30319 | 0.2922 | 0.29221 | [6 empty] | -37.6 |  |  | 15.53 | 49.75 | 6.0234 | 14.5639 |  |  |  | 0.19349 | 0
2016-10-14 23:00:00 | 0.24963 | 0.24712 | 0.24712 | [6 empty] | -37.6 |  |  | 13.1 | 46.66 | 4.3603 | 10.5583 |  |  |  | 0.13992 | 0
2016-10-15 00:00:00 | 0.21889 | 0.22262 | 0.22263 | [6 empty] | -37.6 |  |  | 13.66 | 45.11 | 3.3572 | 8.2354 |  |  |  | 0.10919 | 0
2016-10-15 01:00:00 | 0.22823 | 0.23007 | 0.23008 | [6 empty] | -37.6 |  |  | 13.62 | 42.05 | 3.6755 | 8.9893 |  |  |  | 0.11853 | 0
2016-10-15 02:00:00 | 0.24118 | 0.2459 | 0.24591 | [6 empty] | -37.6 |  |  | 17.99 | 39.47 | 3.5815 | 8.7266 |  |  |  | 0.13148 | 0
2016-10-15 03:00:00 | 0.27553 | 0.28131 | 0.28132 | [6 empty] | -37.6 |  |  | 15.5 | 39.39 | 4.0017 | 9.6976 |  |  |  | 0.16582 | 0
2016-10-15 04:00:00 | 0.34269 | 0.34665 | 0.34666 | [6 empty] | -37.6 |  |  | 15.79 | 34.22 | 5.3114 | 12.9019 |  |  |  | 0.23299 | 0
2016-10-15 05:00:00 | 0.45232 | 0.4501 | 0.45011 | [6 empty] | -37.6 |  |  | 27.62 | 39.06 | 7.7889 | 18.9991 |  |  |  | 0.34261 | 0.0011073
2016-10-15 06:00:00 | 0.46929 | 0.46835 | 0.46835 | [6 empty] | -37.6 |  |  | 30.59 | 42.27 | 8.1376 | 20.0769 |  |  |  | 0.35959 | 0.01935
2016-10-15 07:00:00 | 0.45739 | 0.45535 | 0.45536 | [6 empty] | -37.6 |  |  | 31.62 | 45.28 | 7.9311 | 19.4483 |  |  |  | 0.34769 | 0.0063582
2016-10-15 08:00:00 | 0.43367 | 0.42907 | 0.42908 | [6 empty] | -37.6 |  |  | 31.89 | 53.2 | 7.7088 | 18.8237 |  |  |  | 0.32397 | 0
2016-10-15 09:00:00 | 0.40662 | 0.40052 | 0.40052 | [6 empty] | -37.6 |  |  | 33.34 | 56.55 | 7.3083 | 17.7463 |  |  |  | 0.29692 | 0
2016-10-15 10:00:00 | 0.38985 | 0.38387 | 0.38388 | [6 empty] | -37.6 |  |  | 31.39 | 57.17 | 7.0167 | 17.0315 |  |  |  | 0.28015 | 0
2016-10-15 11:00:00 | 0.37089 | 0.36483 | 0.36484 | [6 empty] | -37.6 |  |  | 31.36 | 52.43 | 6.7316 | 16.3612 |  |  |  | 0.26119 | 0
2016-10-15 12:00:00 | 0.34333 | 0.33391 | 0.33391 | [6 empty] | -37.6 |  |  | 32.24 | 50.89 | 6.5975 | 16.0406 |  |  |  | 0.23363 | 0
2016-10-15 13:00:00 | 0.33704 | 0.32807 | 0.32807 | [6 empty] | -37.6 |  |  | 36.05 | 45 | 6.4904 | 15.824 |  |  |  | 0.22734 | 0
2016-10-15 14:00:00 | 0.34088 | 0.33202 | 0.33202 | [6 empty] | -37.6 |  |  | 38.03 | 43.12 | 6.5278 | 15.9016 |  |  |  | 0.23117 | 0
2016-10-15 15:00:00 | 0.3495 | 0.34094 | 0.34094 | [6 empty] | -37.6 |  |  | 42.86 | 43.12 | 6.6886 | 16.3418 |  |  |  | 0.2398 | 0
2016-10-15 16:00:00 | 0.36437 | 0.35489 | 0.35489 | [6 empty] | -37.6 |  |  | 49.92 | 43.99 | 7.0353 | 17.2001 |  |  |  | 0.25467 | 0
2016-10-15 17:00:00 | 0.38049 | 0.37067 | 0.37067 | [6 empty] | -37.6 |  |  | 57.05 | 48.17 | 7.3849 | 18.1049 |  |  |  | 0.27079 | 0
2016-10-15 18:00:00 | 0.38392 | 0.37072 | 0.37072 | [6 empty] | -37.6 |  |  | 48.93 | 61.21 | 7.7158 | 18.8588 |  |  |  | 0.27422 | 0
2016-10-15 19:00:00 | 0.39283 | 0.37883 | 0.37883 | [6 empty] | -37.6 |  |  | 44.38 | 68.82 | 7.9252 | 19.3496 |  |  |  | 0.28313 | 0
2016-10-15 20:00:00 | 0.3848 | 0.36967 | 0.36967 | [6 empty] | -37.6 |  |  | 40.02 | 56.28 | 7.865 | 19.1612 |  |  |  | 0.2751 | 0
2016-10-15 21:00:00 | 0.35278 | 0.33829 | 0.33829 | [6 empty] | -37.6 |  |  | 32.96 | 47.11 | 7.2004 | 17.4645 |  |  |  | 0.24308 | 0
2016-10-15 22:00:00 | 0.29404 | 0.28242 | 0.28243 | [6 empty] | -37.6 |  |  | 33.08 | 45.89 | 5.9299 | 14.3358 |  |  |  | 0.18434 | 0
2016-10-15 23:00:00 | 0.24444 | 0.24172 | 0.24173 | [6 empty] | -37.6 |  |  | 31.1 | 45.26 | 4.2926 | 10.393 |  |  |  | 0.13474 | 0
2016-10-16 00:00:00 | 0.2551 | 0.26436 | 0.26437 | [6 empty] | -37.6 |  |  | 31.6 | 35.81 | 3.4393 | 8.4388 |  |  |  | 0.1454 | 0
2016-10-16 01:00:00 | 0.25121 | 0.25617 | 0.25618 | [6 empty] | -37.6 |  |  | 30.59 | 36.03 | 3.7654 | 9.2113 |  |  |  | 0.14151 | 0
2016-10-16 02:00:00 | 0.27038 | 0.27933 | 0.27934 | [6 empty] | -37.6 |  |  | 30.66 | 33.83 | 3.6691 | 8.9423 |  |  |  | 0.16068 | 0
2016-10-16 03:00:00 | 0.31726 | 0.32935 | 0.32937 | [6 empty] | -37.6 |  |  | 30.61 | 32.72 | 4.0996 | 9.9375 |  |  |  | 0.20756 | 0
2016-10-16 04:00:00 | 0.4007 | 0.4135 | 0.41351 | [6 empty] | -37.6 |  |  | 30.91 | 31.43 | 5.4412 | 13.2208 |  |  |  | 0.291 | 0
2016-10-16 05:00:00 | 0.4388 | 0.43226 | 0.43227 | [6 empty] | -37.6 |  |  | 31.51 | 33.2 | 7.9794 | 19.4688 |  |  |  | 0.3291 | 0
2016-10-16 06:00:00 | 0.4469 | 0.44005 | 0.44005 | [6 empty] | -37.6 |  |  | 36.63 | 34.61 | 8.337 | 20.5754 |  |  |  | 0.3372 | 0
2016-10-16 07:00:00 | 0.4277 | 0.41849 | 0.41849 | [6 empty] | -37.6 |  |  | 38.48 | 38.48 | 8.1254 | 19.9308 |  |  |  | 0.318 | 0
2016-10-16 08:00:00 | 0.41501 | 0.40522 | 0.40522 | [6 empty] | -37.6 |  |  | 37.39 | 42.1 | 7.8975 | 19.2901 |  |  |  | 0.30531 | 0
2016-10-16 09:00:00 | 0.39079 | 0.38006 | 0.38006 | [6 empty] | -37.6 |  |  | 34.57 | 44.87 | 7.4871 | 18.1858 |  |  |  | 0.28108 | 0
2016-10-16 10:00:00 | 0.37799 | 0.36816 | 0.36816 | [6 empty] | -37.6 |  |  | 33.1 | 45.12 | 7.1884 | 17.453 |  |  |  | 0.26829 | 0
2016-10-16 11:00:00 | 0.36047 | 0.35089 | 0.35089 | [6 empty] | -37.6 |  |  | 31.54 | 47.43 | 6.8963 | 16.7661 |  |  |  | 0.25077 | 0
2016-10-16 12:00:00 | 0.34868 | 0.33853 | 0.33853 | [6 empty] | -37.6 |  |  | 30.08 | 45.14 | 6.7589 | 16.4376 |  |  |  | 0.23898 | 0
2016-10-16 13:00:00 | 0.35077 | 0.34257 | 0.34257 | [6 empty] | -37.6 |  |  | 30.44 | 42.1 | 6.6492 | 16.2156 |  |  |  | 0.24106 | 0
2016-10-16 14:00:00 | 0.34575 | 0.33611 | 0.33611 | [6 empty] | -37.6 |  |  | 31.05 | 39.76 | 6.6875 | 16.2953 |  |  |  | 0.23605 | 0
2016-10-16 15:00:00 | 0.36158 | 0.35346 | 0.35346 | [6 empty] | -37.6 |  |  | 36.06 | 37.02 | 6.8522 | 16.7465 |  |  |  | 0.25187 | 0
2016-10-16 16:00:00 | 0.38054 | 0.37214 | 0.37214 | [6 empty] | -37.6 |  |  | 45.85 | 42.1 | 7.2075 | 17.6262 |  |  |  | 0.27083 | 0
2016-10-16 17:00:00 | 0.39223 | 0.38264 | 0.38264 | [6 empty] | -37.6 |  |  | 48.93 | 45.12 | 7.5656 | 18.5535 |  |  |  | 0.28253 | 0
2016-10-16 18:00:00 | 0.4026 | 0.39076 | 0.39076 | [6 empty] | -37.6 |  |  | 34.15 | 55.03 | 7.9046 | 19.326 |  |  |  | 0.29289 | 0
2016-10-16 19:00:00 | 0.41665 | 0.40485 | 0.40486 | [6 empty] | -37.6 |  |  | 31.06 | 69.41 | 8.1192 | 19.8287 |  |  |  | 0.30695 | 0
2016-10-16 20:00:00 | 0.40713 | 0.39394 | 0.39394 | [6 empty] | -37.6 |  |  | 30.57 | 64.06 | 8.0574 | 19.6354 |  |  |  | 0.29743 | 0
2016-10-16 21:00:00 | 0.37702 | 0.36496 | 0.36496 | [6 empty] | -37.6 |  |  | 28.84 | 49.05 | 7.3765 | 17.8964 |  |  |  | 0.26732 | 0
2016-10-16 22:00:00 | 0.31535 | 0.30596 | 0.30597 | [6 empty] | -37.6 |  |  | 30.6 | 53.19 | 6.0747 | 14.6892 |  |  |  | 0.20565 | 0
2016-10-16 23:00:00 | 0.26003 | 0.25896 | 0.25897 | [6 empty] | -37.6 |  |  | 29.56 | 48.26 | 4.3974 | 10.6491 |  |  |  | 0.15033 | 0
2016-10-17 00:00:00 | 0.23643 | 0.24278 | 0.24279 | [6 empty] | -37.6 |  |  | 29.17 | 48.07 | 3.4032 | 8.3493 |  |  |  | 0.12673 | 0
2016-10-17 01:00:00 | 0.25077 | 0.25605 | 0.25606 | [6 empty] | -37.6 |  |  | 28.44 | 42.92 | 3.7258 | 9.1136 |  |  |  | 0.14107 | 0
2016-10-17 02:00:00 | 0.26165 | 0.26945 | 0.26946 | [6 empty] | -37.6 |  |  | 28.53 | 40.35 | 3.6306 | 8.8474 |  |  |  | 0.15194 | 0
2016-10-17 03:00:00 | 0.29711 | 0.30611 | 0.30612 | [6 empty] | -37.6 |  |  | 30.46 | 34.99 | 4.0565 | 9.8319 |  |  |  | 0.18741 | 0
2016-10-17 04:00:00 | 0.36348 | 0.37034 | 0.37035 | [6 empty] | -37.6 |  |  | 41.75 | 35.66 | 5.3841 | 13.0805 |  |  |  | 0.25378 | 0
2016-10-17 05:00:00 | 0.46895 | 0.46855 | 0.46856 | [6 empty] | -37.6 |  |  | 45.11 | 43.97 | 7.8956 | 19.2621 |  |  |  | 0.35924 | 0.019563
2016-10-17 06:00:00 | 0.49313 | 0.49525 | 0.49526 | [6 empty] | -37.6 |  |  | 48.34 | 59.94 | 8.2492 | 20.356 |  |  |  | 0.38342 | 0.046257
2016-10-17 07:00:00 | 0.48086 | 0.48184 | 0.48184 | [6 empty] | -37.6 |  |  | 46.42 | 74.22 | 8.0399 | 19.7184 |  |  |  | 0.37116 | 0.032843
2016-10-17 08:00:00 | 0.45844 | 0.45712 | 0.45712 | [6 empty] | -37.6 |  |  | 46.48 | 73.01 | 7.8144 | 19.0848 |  |  |  | 0.34874 | 0.008122
2016-10-17 09:00:00 | 0.43244 | 0.42983 | 0.42983 | [6 empty] | -37.6 |  |  | 46.02 | 72.94 | 7.4084 | 17.9924 |  |  |  | 0.32273 | 0
2016-10-17 10:00:00 | 0.40613 | 0.40201 | 0.40201 | [6 empty] | -37.6 |  |  | 41.9 | 69.9 | 7.1128 | 17.2675 |  |  |  | 0.29642 | 0
2016-10-17 11:00:00 | 0.39149 | 0.38809 | 0.3881 | [6 empty] | -37.6 |  |  | 45.21 | 69 | 6.8238 | 16.5879 |  |  |  | 0.28178 | 0
2016-10-17 12:00:00 | 0.37732 | 0.37292 | 0.37293 | [6 empty] | -37.6 |  |  | 48.97 | 65.96 | 6.6879 | 16.2629 |  |  |  | 0.26762 | 0
2016-10-17 13:00:00 | 0.37104 | 0.36711 | 0.36712 | [6 empty] | -37.6 |  |  | 52.42 | 65.29 | 6.5794 | 16.0432 |  |  |  | 0.26134 | 0
2016-10-17 14:00:00 | 0.37036 | 0.36576 | 0.36577 | [6 empty] | -37.6 |  |  | 53.97 | 62.08 | 6.6172 | 16.122 |  |  |  | 0.26066 | 0
2016-10-17 15:00:00 | 0.38043 | 0.37635 | 0.37636 | [6 empty] | -37.6 |  |  | 50.05 | 58.05 | 6.7802 | 16.5684 |  |  |  | 0.27072 | 0
2016-10-17 16:00:00 | 0.39159 | 0.3859 | 0.38591 | [6 empty] | -37.6 |  |  | 55.56 | 50.28 | 7.1317 | 17.4387 |  |  |  | 0.28189 | 0
2016-10-17 17:00:00 | 0.40637 | 0.40007 | 0.40007 | [6 empty] | -37.6 |  |  | 56.08 | 57.5 | 7.4861 | 18.356 |  |  |  | 0.29667 | 0
2016-10-17 18:00:00 | 0.41534 | 0.40658 | 0.40659 | [6 empty] | -37.6 |  |  | 46.44 | 67.69 | 7.8216 | 19.1204 |  |  |  | 0.30564 | 0
2016-10-17 19:00:00 | 0.41982 | 0.40944 | 0.40944 | [6 empty] | -37.6 |  |  | 35.74 | 80 | 8.0338 | 19.6179 |  |  |  | 0.31011 | 0
2016-10-17 20:00:00 | 0.40613 | 0.39362 | 0.39363 | [6 empty] | -37.6 |  |  | 36.87 | 69.93 | 7.9727 | 19.4267 |  |  |  | 0.29643 | 0
2016-10-17 21:00:00 | 0.363 | 0.34927 | 0.34927 | [6 empty] | -37.6 |  |  | 32.57 | 51.63 | 7.2991 | 17.7063 |  |  |  | 0.25329 | 0
2016-10-17 22:00:00 | 0.30682 | 0.2966 | 0.2966 | [6 empty] | -37.6 |  |  | 31.5 | 48.57 | 6.011 | 14.5337 |  |  |  | 0.19712 | 0
2016-10-17 23:00:00 | 0.25327 | 0.2515 | 0.2515 | [6 empty] | -37.6 |  |  | 30.82 | 42.47 | 4.3513 | 10.5364 |  |  |  | 0.14357 | 0
2016-10-18 00:00:00 | 0.22086 | 0.22633 | 0.22633 | [6 empty] | -37.6 |  |  | 30.46 | 41.08 | 3.2203 | 7.8961 |  |  |  | 0.11116 | 0
2016-10-18 01:00:00 | 0.23484 | 0.23936 | 0.23937 | [6 empty] | -37.6 |  |  | 30.5 | 40 | 3.5256 | 8.6191 |  |  |  | 0.12513 | 0
2016-10-18 02:00:00 | 0.24467 | 0.2515 | 0.25151 | [6 empty] | -37.6 |  |  | 31.11 | 27.78 | 3.4354 | 8.3668 |  |  |  | 0.13497 | 0
2016-10-18 03:00:00 | 0.27817 | 0.28611 | 0.28612 | [6 empty] | -37.6 |  |  | 32.96 | 21.89 | 3.8384 | 9.2976 |  |  |  | 0.16846 | 0
2016-10-18 04:00:00 | 0.34257 | 0.34875 | 0.34877 | [6 empty] | -37.6 |  |  | 41.79 | 22.29 | 5.0947 | 12.3699 |  |  |  | 0.23287 | 0
2016-10-18 05:00:00 | 0.44562 | 0.44548 | 0.44549 | [6 empty] | -37.6 |  |  | 51.33 | 32.44 | 7.4711 | 18.2156 |  |  |  | 0.33592 | 0
2016-10-18 06:00:00 | 0.46844 | 0.47066 | 0.47066 | [6 empty] | -37.6 |  |  | 54.95 | 43.71 | 7.8048 | 19.2458 |  |  |  | 0.35874 | 0.021663
2016-10-18 07:00:00 | 0.4652 | 0.4678 | 0.46781 | [6 empty] | -37.6 |  |  | 51.93 | 59.32 | 7.6069 | 18.6437 |  |  |  | 0.35549 | 0.018808
2016-10-18 08:00:00 | 0.43819 | 0.43761 | 0.43761 | [6 empty] | -37.6 |  |  | 50.35 | 61.55 | 7.3939 | 18.0459 |  |  |  | 0.32849 | 0
2016-10-18 09:00:00 | 0.41112 | 0.4089 | 0.4089 | [6 empty] | -37.6 |  |  | 50.81 | 58.5 | 7.0098 | 17.0133 |  |  |  | 0.30142 | 0
2016-10-18 10:00:00 | 0.3892 | 0.38607 | 0.38608 | [6 empty] | -37.6 |  |  | 46.49 | 61.19 | 6.7302 | 16.3285 |  |  |  | 0.27949 | 0
2016-10-18 11:00:00 | 0.37202 | 0.369 | 0.36901 | [6 empty] | -37.6 |  |  | 41.16 | 62.03 | 6.4569 | 15.686 |  |  |  | 0.26232 | 0
2016-10-18 12:00:00 | 0.36156 | 0.35811 | 0.35812 | [6 empty] | -37.6 |  |  | 35.38 | 55.58 | 6.3281 | 15.3786 |  |  |  | 0.25186 | 0
2016-10-18 13:00:00 | 0.35605 | 0.35312 | 0.35313 | [6 empty] | -37.6 |  |  | 35.76 | 50.99 | 6.2255 | 15.1708 |  |  |  | 0.24635 | 0
2016-10-18 14:00:00 | 0.35416 | 0.35037 | 0.35037 | [6 empty] | -37.6 |  |  | 36.8 | 48.59 | 6.2613 | 15.245 |  |  |  | 0.24446 | 0
2016-10-18 15:00:00 | 0.35824 | 0.354 | 0.354 | [6 empty] | -37.6 |  |  | 44.9 | 47.44 | 6.4154 | 15.6669 |  |  |  | 0.24854 | 0
2016-10-18 16:00:00 | 0.37089 | 0.36548 | 0.36548 | [6 empty] | -37.6 |  |  | 48.91 | 47.84 | 6.748 | 16.4896 |  |  |  | 0.26119 | 0
2016-10-18 17:00:00 | 0.37693 | 0.36954 | 0.36954 | [6 empty] | -37.6 |  |  | 47.47 | 51.83 | 7.0832 | 17.3568 |  |  |  | 0.26723 | 0
2016-10-18 18:00:00 | 0.38668 | 0.37718 | 0.37718 | [6 empty] | -37.6 |  |  | 37.63 | 65 | 7.4007 | 18.0798 |  |  |  | 0.27698 | 0
2016-10-18 19:00:00 | 0.39134 | 0.38038 | 0.38038 | [6 empty] | -37.6 |  |  | 34.44 | 73.42 | 7.6016 | 18.5505 |  |  |  | 0.28163 | 0
2016-10-18 20:00:00 | 0.37925 | 0.36644 | 0.36644 | [6 empty] | -37.6 |  |  | 32.7 | 65.24 | 7.5439 | 18.3703 |  |  |  | 0.26955 | 0
2016-10-18 21:00:00 | 0.33642 | 0.3221 | 0.3221 | [6 empty] | -37.6 |  |  | 30.49 | 55.09 | 6.9066 | 16.7441 |  |  |  | 0.22672 | 0
2016-10-18 22:00:00 | 0.28624 | 0.27579 | 0.27579 | [6 empty] | -37.6 |  |  | 30.27 | 50.84 | 5.6882 | 13.7461 |  |  |  | 0.17654 | 0
2016-10-18 23:00:00 | 0.23934 | 0.23755 | 0.23756 | [6 empty] | -37.6 |  |  | 28.99 | 46.61 | 4.1177 | 9.9656 |  |  |  | 0.12964 | 0
2016-10-19 00:00:00 | 0.20279 | 0.20752 | 0.20753 | [6 empty] | -37.6 |  |  | 28.95 | 42.47 | 2.9792 | 7.2991 |  |  |  | 0.093089 | 0
2016-10-19 01:00:00 | 0.21566 | 0.21951 | 0.21952 | [6 empty] | -37.6 |  |  | 29.08 | 40.22 | 3.2617 | 7.9677 |  |  |  | 0.10596 | 0
2016-10-19 02:00:00 | 0.2246 | 0.23056 | 0.23057 | [6 empty] | -37.6 |  |  | 30.32 | 38.35 | 3.1781 | 7.7338 |  |  |  | 0.1149 | 0
2016-10-19 03:00:00 | 0.25532 | 0.26226 | 0.26227 | [6 empty] | -37.6 |  |  | 30.85 | 32.76 | 3.5508 | 8.5938 |  |  |  | 0.14562 | 0
2016-10-19 04:00:00 | 0.31458 | 0.3198 | 0.31981 | [6 empty] | -37.6 |  |  | 36.66 | 32.3 | 4.7131 | 11.4341 |  |  |  | 0.20487 | 0
2016-10-19 05:00:00 | 0.4095 | 0.40877 | 0.40878 | [6 empty] | -37.6 |  |  | 47.5 | 41.33 | 6.9115 | 16.8374 |  |  |  | 0.2998 | 0
2016-10-19 06:00:00 | 0.43042 | 0.43182 | 0.43182 | [6 empty] | -37.6 |  |  | 48.68 | 48.93 | 7.2192 | 17.7845 |  |  |  | 0.32072 | 0
2016-10-19 07:00:00 | 0.4274 | 0.42915 | 0.42916 | [6 empty] | -37.6 |  |  | 48.47 | 61.71 | 7.0363 | 17.2289 |  |  |  | 0.31769 | 0
2016-10-19 08:00:00 | 0.40268 | 0.40154 | 0.40154 | [6 empty] | -37.6 |  |  | 49.29 | 65.97 | 6.8396 | 16.678 |  |  |  | 0.29298 | 0
2016-10-19 09:00:00 | 0.37783 | 0.37521 | 0.37522 | [6 empty] | -37.6 |  |  | 49.29 | 66 | 6.4844 | 15.7242 |  |  |  | 0.26813 | 0
2016-10-19 10:00:00 | 0.35772 | 0.3543 | 0.35431 | [6 empty] | -37.6 |  |  | 47.99 | 67.98 | 6.2259 | 15.0919 |  |  |  | 0.24802 | 0
2016-10-19 11:00:00 | 0.34195 | 0.33865 | 0.33866 | [6 empty] | -37.6 |  |  | 45.92 | 67.51 | 5.9731 | 14.4984 |  |  |  | 0.23224 | 0
2016-10-19 12:00:00 | 0.33235 | 0.32868 | 0.32868 | [6 empty] | -37.6 |  |  | 42.01 | 64.97 | 5.854 | 14.2141 |  |  |  | 0.22265 | 0
2016-10-19 13:00:00 | 0.32728 | 0.32409 | 0.3241 | [6 empty] | -37.6 |  |  | 41.27 | 60.23 | 5.759 | 14.0219 |  |  |  | 0.21757 | 0
2016-10-19 14:00:00 | 0.32556 | 0.32159 | 0.32159 | [6 empty] | -37.6 |  |  | 42.12 | 56.03 | 5.7921 | 14.0901 |  |  |  | 0.21586 | 0
2016-10-19 15:00:00 | 0.32934 | 0.32494 | 0.32495 | [6 empty] | -37.6 |  |  | 48.32 | 53.91 | 5.9346 | 14.4799 |  |  |  | 0.21964 | 0
2016-10-19 16:00:00 | 0.34101 | 0.33551 | 0.33552 | [6 empty] | -37.6 |  |  | 48.95 | 51.97 | 6.2422 | 15.2399 |  |  |  | 0.23131 | 0
2016-10-19 17:00:00 | 0.34664 | 0.33932 | 0.33932 | [6 empty] | -37.6 |  |  | 49 | 61.36 | 6.5522 | 16.0411 |  |  |  | 0.23694 | 0
2016-10-19 18:00:00 | 0.35566 | 0.34638 | 0.34638 | [6 empty] | -37.6 |  |  | 44.49 | 70.66 | 6.8459 | 16.7097 |  |  |  | 0.24595 | 0
2016-10-19 19:00:00 | 0.35998 | 0.34935 | 0.34936 | [6 empty] | -37.6 |  |  | 35.2 | 83.21 | 7.0318 | 17.1451 |  |  |  | 0.25028 | 0
2016-10-19 20:00:00 | 0.34893 | 0.33661 | 0.33661 | [6 empty] | -37.6 |  |  | 34.99 | 69.62 | 6.9786 | 16.9793 |  |  |  | 0.23923 | 0
2016-10-19 21:00:00 | 0.3096 | 0.29596 | 0.29596 | [6 empty] | -37.6 |  |  | 31.26 | 55.36 | 6.3892 | 15.4769 |  |  |  | 0.1999 | 0
2016-10-19 22:00:00 | 0.26337 | 0.25336 | 0.25337 | [6 empty] | -37.6 |  |  | 30.36 | 50.03 | 5.2626 | 12.7085 |  |  |  | 0.15367 | 0
2016-10-19 23:00:00 | 0.21999 | 0.21802 | 0.21803 | [6 empty] | -37.6 |  |  | 29.99 | 45.82 | 3.8097 | 9.2135 |  |  |  | 0.11029 | 0
2016-10-20 00:00:00 | 0.21067 | 0.21581 | 0.21582 | [6 empty] | -37.6 |  |  | 29.97 | 45.3 | 3.0754 | 7.5372 |  |  |  | 0.10097 | 0
2016-10-20 01:00:00 | 0.224 | 0.22824 | 0.22825 | [6 empty] | -37.6 |  |  | 30.03 | 42.43 | 3.367 | 8.2275 |  |  |  | 0.1143 | 0
2016-10-20 02:00:00 | 0.23336 | 0.2398 | 0.23981 | [6 empty] | -37.6 |  |  | 30.02 | 40.95 | 3.2807 | 7.9862 |  |  |  | 0.12366 | 0
2016-10-20 03:00:00 | 0.26531 | 0.2728 | 0.27281 | [6 empty] | -37.6 |  |  | 30.83 | 40.09 | 3.6655 | 8.8744 |  |  |  | 0.15561 | 0
2016-10-20 04:00:00 | 0.32676 | 0.33255 | 0.33256 | [6 empty] | -37.6 |  |  | 35.35 | 40.7 | 4.8653 | 11.8073 |  |  |  | 0.21706 | 0
2016-10-20 05:00:00 | 0.42511 | 0.42482 | 0.42483 | [6 empty] | -37.6 |  |  | 41.84 | 42.43 | 7.1348 | 17.387 |  |  |  | 0.3154 | 0
2016-10-20 06:00:00 | 0.44685 | 0.4488 | 0.4488 | [6 empty] | -37.6 |  |  | 46.95 | 50.9 | 7.4528 | 18.3671 |  |  |  | 0.33715 | 0
2016-10-20 07:00:00 | 0.44375 | 0.44607 | 0.44608 | [6 empty] | -37.6 |  |  | 47.98 | 75.17 | 7.2639 | 17.793 |  |  |  | 0.33405 | 0
2016-10-20 08:00:00 | 0.41801 | 0.4173 | 0.4173 | [6 empty] | -37.6 |  |  | 47.06 | 79.13 | 7.0607 | 17.2234 |  |  |  | 0.30831 | 0
2016-10-20 09:00:00 | 0.3922 | 0.38992 | 0.38993 | [6 empty] | -37.6 |  |  | 47.16 | 78.66 | 6.694 | 16.2382 |  |  |  | 0.28249 | 0
2016-10-20 10:00:00 | 0.37129 | 0.36816 | 0.36817 | [6 empty] | -37.6 |  |  | 44.93 | 73.98 | 6.4271 | 15.585 |  |  |  | 0.26158 | 0
2016-10-20 11:00:00 | 0.35491 | 0.35189 | 0.3519 | [6 empty] | -37.6 |  |  | 44.71 | 70.36 | 6.1661 | 14.972 |  |  |  | 0.24521 | 0
2016-10-20 12:00:00 | 0.34493 | 0.34151 | 0.34152 | [6 empty] | -37.6 |  |  | 42.6 | 66.19 | 6.0431 | 14.6784 |  |  |  | 0.23523 | 0
2016-10-20 13:00:00 | 0.33967 | 0.33675 | 0.33675 | [6 empty] | -37.6 |  |  | 43.6 | 62.93 | 5.9451 | 14.48 |  |  |  | 0.22997 | 0
2016-10-20 14:00:00 | 0.33787 | 0.33413 | 0.33413 | [6 empty] | -37.6 |  |  | 44.98 | 58.92 | 5.9792 | 14.5506 |  |  |  | 0.22817 | 0
2016-10-20 15:00:00 | 0.34177 | 0.33759 | 0.33759 | [6 empty] | -37.6 |  |  | 48.91 | 56.38 | 6.1264 | 14.9532 |  |  |  | 0.23207 | 0
2016-10-20 16:00:00 | 0.35384 | 0.34854 | 0.34854 | [6 empty] | -37.6 |  |  | 48.96 | 56.18 | 6.4439 | 15.7382 |  |  |  | 0.24414 | 0
2016-10-20 17:00:00 | 0.35962 | 0.35242 | 0.35243 | [6 empty] | -37.6 |  |  | 56.01 | 65.18 | 6.764 | 16.5657 |  |  |  | 0.24992 | 0
2016-10-20 18:00:00 | 0.36893 | 0.35972 | 0.35972 | [6 empty] | -37.6 |  |  | 46.45 | 76.2 | 7.0672 | 17.256 |  |  |  | 0.25923 | 0
2016-10-20 19:00:00 | 0.37338 | 0.36277 | 0.36278 | [6 empty] | -37.6 |  |  | 36.11 | 117.49 | 7.2591 | 17.7055 |  |  |  | 0.26367 | 0
2016-10-20 20:00:00 | 0.36186 | 0.34949 | 0.34949 | [6 empty] | -37.6 |  |  | 34.67 | 79.93 | 7.2041 | 17.534 |  |  |  | 0.25216 | 0
2016-10-20 21:00:00 | 0.32101 | 0.30722 | 0.30722 | [6 empty] | -37.6 |  |  | 32.87 | 66.21 | 6.5956 | 15.9822 |  |  |  | 0.2113 | 0
2016-10-20 22:00:00 | 0.27313 | 0.26305 | 0.26305 | [6 empty] | -37.6 |  |  | 32.65 | 63.2 | 5.4324 | 13.1223 |  |  |  | 0.16342 | 0
2016-10-20 23:00:00 | 0.22833 | 0.22655 | 0.22655 | [6 empty] | -37.6 |  |  | 31.94 | 49 | 3.9325 | 9.5135 |  |  |  | 0.11863 | 0
2016-10-21 00:00:00 | 0.21156 | 0.21604 | 0.21604 | [6 empty] | -37.6 |  |  | 31.39 | 44.72 | 3.1565 | 7.738 |  |  |  | 0.10186 | 0
2016-10-21 01:00:00 | 0.22436 | 0.22775 | 0.22776 | [6 empty] | -37.6 |  |  | 31.17 | 42 | 3.4558 | 8.4466 |  |  |  | 0.11465 | 0
2016-10-21 02:00:00 | 0.23094 | 0.23606 | 0.23607 | [6 empty] | -37.6 |  |  | 32.55 | 41.9 | 3.3673 | 8.1991 |  |  |  | 0.12124 | 0
2016-10-21 03:00:00 | 0.26093 | 0.26665 | 0.26666 | [6 empty] | -37.6 |  |  | 32.84 | 41.5 | 3.7622 | 9.1112 |  |  |  | 0.15123 | 0
2016-10-21 04:00:00 | 0.32191 | 0.32552 | 0.32553 | [6 empty] | -37.6 |  |  | 35.9 | 41.74 | 4.9936 | 12.1221 |  |  |  | 0.21221 | 0
2016-10-21 05:00:00 | 0.43267 | 0.43178 | 0.43179 | [6 empty] | -37.6 |  |  | 46.87 | 43.99 | 7.323 | 17.8506 |  |  |  | 0.32297 | 0
2016-10-21 06:00:00 | 0.45716 | 0.45895 | 0.45896 | [6 empty] | -37.6 |  |  | 48.98 | 50.1 | 7.6498 | 18.8587 |  |  |  | 0.34746 | 0.0099587
2016-10-21 07:00:00 | 0.45434 | 0.45657 | 0.45658 | [6 empty] | -37.6 |  |  | 48.45 | 76.2 | 7.4558 | 18.2689 |  |  |  | 0.34464 | 0.0075752
2016-10-21 08:00:00 | 0.42869 | 0.42794 | 0.42795 | [6 empty] | -37.6 |  |  | 48.42 | 78.37 | 7.2471 | 17.6835 |  |  |  | 0.31899 | 0
2016-10-21 09:00:00 | 0.40247 | 0.40017 | 0.40018 | [6 empty] | -37.6 |  |  | 47.82 | 74.78 | 6.8707 | 16.6719 |  |  |  | 0.29277 | 0
2016-10-21 10:00:00 | 0.38086 | 0.37765 | 0.37766 | [6 empty] | -37.6 |  |  | 46.49 | 68.05 | 6.5967 | 16.001 |  |  |  | 0.27115 | 0
2016-10-21 11:00:00 | 0.36301 | 0.35973 | 0.35974 | [6 empty] | -37.6 |  |  | 41.84 | 61.91 | 6.3288 | 15.3715 |  |  |  | 0.2533 | 0
2016-10-21 12:00:00 | 0.35209 | 0.34827 | 0.34828 | [6 empty] | -37.6 |  |  | 38.31 | 51.51 | 6.2026 | 15.0702 |  |  |  | 0.24238 | 0
2016-10-21 13:00:00 | 0.34673 | 0.34343 | 0.34344 | [6 empty] | -37.6 |  |  | 37.41 | 47.15 | 6.102 | 14.8665 |  |  |  | 0.23703 | 0
2016-10-21 14:00:00 | 0.34454 | 0.34034 | 0.34034 | [6 empty] | -37.6 |  |  | 37.96 | 45.55 | 6.137 | 14.9391 |  |  |  | 0.23483 | 0
2016-10-21 15:00:00 | 0.34694 | 0.34201 | 0.34202 | [6 empty] | -37.6 |  |  | 42.06 | 47.16 | 6.2881 | 15.3525 |  |  |  | 0.23724 | 0
2016-10-21 16:00:00 | 0.35848 | 0.35226 | 0.35226 | [6 empty] | -37.6 |  |  | 46.44 | 48.45 | 6.6141 | 16.1586 |  |  |  | 0.24878 | 0
2016-10-21 17:00:00 | 0.36889 | 0.36151 | 0.36151 | [6 empty] | -37.6 |  |  | 45.95 | 59.93 | 6.9426 | 17.0083 |  |  |  | 0.25918 | 0
2016-10-21 18:00:00 | 0.37763 | 0.36804 | 0.36804 | [6 empty] | -37.6 |  |  | 39.49 | 69.19 | 7.2538 | 17.7169 |  |  |  | 0.26793 | 0
2016-10-21 19:00:00 | 0.38102 | 0.36979 | 0.36979 | [6 empty] | -37.6 |  |  | 36.09 | 82.63 | 7.4507 | 18.1783 |  |  |  | 0.27131 | 0
2016-10-21 20:00:00 | 0.37058 | 0.35778 | 0.35779 | [6 empty] | -37.6 |  |  | 34.98 | 70 | 7.3942 | 18.0019 |  |  |  | 0.26088 | 0
2016-10-21 21:00:00 | 0.32948 | 0.31537 | 0.31537 | [6 empty] | -37.6 |  |  | 33.9 | 52.38 | 6.7696 | 16.4085 |  |  |  | 0.21978 | 0
2016-10-21 22:00:00 | 0.2802 | 0.26986 | 0.26986 | [6 empty] | -37.6 |  |  | 38.45 | 47.12 | 5.5755 | 13.4714 |  |  |  | 0.17049 | 0
2016-10-21 23:00:00 | 0.23063 | 0.22817 | 0.22818 | [6 empty] | -37.6 |  |  | 34.55 | 45.39 | 4.0361 | 9.7664 |  |  |  | 0.12093 | 0
2016-10-22 00:00:00 | 0.21494 | 0.21857 | 0.21858 | [6 empty] | -37.6 |  |  | 33.96 | 45.03 | 3.2983 | 8.0893 |  |  |  | 0.10524 | 0
2016-10-22 01:00:00 | 0.22412 | 0.22589 | 0.2259 | [6 empty] | -37.6 |  |  | 34.11 | 44 | 3.611 | 8.8299 |  |  |  | 0.11442 | 0
2016-10-22 02:00:00 | 0.23682 | 0.24143 | 0.24143 | [6 empty] | -37.6 |  |  | 35.18 | 43.93 | 3.5186 | 8.5716 |  |  |  | 0.12712 | 0
2016-10-22 03:00:00 | 0.27055 | 0.27619 | 0.2762 | [6 empty] | -37.6 |  |  | 35.61 | 43.08 | 3.9314 | 9.5254 |  |  |  | 0.16084 | 0
2016-10-22 04:00:00 | 0.3365 | 0.34035 | 0.34036 | [6 empty] | -37.6 |  |  | 34.55 | 43.26 | 5.2181 | 12.6728 |  |  |  | 0.2268 | 0
2016-10-22 05:00:00 | 0.44418 | 0.44193 | 0.44194 | [6 empty] | -37.6 |  |  | 36.89 | 45.51 | 7.6521 | 18.6617 |  |  |  | 0.33447 | 0
2016-10-22 06:00:00 | 0.46083 | 0.45983 | 0.45984 | [6 empty] | -37.6 |  |  | 35.21 | 48.59 | 7.9943 | 19.719 |  |  |  | 0.35113 | 0.010838
2016-10-22 07:00:00 | 0.44916 | 0.44708 | 0.44708 | [6 empty] | -37.6 |  |  | 38.07 | 51.48 | 7.7915 | 19.1018 |  |  |  | 0.33945 | 0
2016-10-22 08:00:00 | 0.42586 | 0.42128 | 0.42129 | [6 empty] | -37.6 |  |  | 37.87 | 53.11 | 7.5732 | 18.4887 |  |  |  | 0.31616 | 0
2016-10-22 09:00:00 | 0.39931 | 0.39325 | 0.39326 | [6 empty] | -37.6 |  |  | 37.28 | 62.58 | 7.1798 | 17.4306 |  |  |  | 0.28961 | 0
2016-10-22 10:00:00 | 0.38284 | 0.37691 | 0.37691 | [6 empty] | -37.6 |  |  | 39.96 | 61.2 | 6.8934 | 16.7288 |  |  |  | 0.27314 | 0
2016-10-22 11:00:00 | 0.36422 | 0.35822 | 0.35822 | [6 empty] | -37.6 |  |  | 35.02 | 51.04 | 6.6133 | 16.0705 |  |  |  | 0.25452 | 0
2016-10-22 12:00:00 | 0.33717 | 0.32786 | 0.32786 | [6 empty] | -37.6 |  |  | 34.31 | 42.13 | 6.4815 | 15.7556 |  |  |  | 0.22747 | 0
2016-10-22 13:00:00 | 0.33099 | 0.32212 | 0.32213 | [6 empty] | -37.6 |  |  | 34.17 | 39.82 | 6.3764 | 15.5427 |  |  |  | 0.22129 | 0
2016-10-22 14:00:00 | 0.33475 | 0.326 | 0.326 | [6 empty] | -37.6 |  |  | 35.19 | 39.84 | 6.4131 | 15.6188 |  |  |  | 0.22505 | 0
2016-10-22 15:00:00 | 0.34323 | 0.33476 | 0.33476 | [6 empty] | -37.6 |  |  | 46.76 | 42.51 | 6.571 | 16.0512 |  |  |  | 0.23353 | 0
2016-10-22 16:00:00 | 0.35783 | 0.34846 | 0.34846 | [6 empty] | -37.6 |  |  | 49.96 | 42.99 | 6.9116 | 16.8941 |  |  |  | 0.24813 | 0
2016-10-22 17:00:00 | 0.37366 | 0.36395 | 0.36395 | [6 empty] | -37.6 |  |  | 49.99 | 47.7 | 7.255 | 17.7827 |  |  |  | 0.26396 | 0
2016-10-22 18:00:00 | 0.37703 | 0.36401 | 0.36401 | [6 empty] | -37.6 |  |  | 44.11 | 61.95 | 7.5801 | 18.5234 |  |  |  | 0.26733 | 0
2016-10-22 19:00:00 | 0.38578 | 0.37197 | 0.37197 | [6 empty] | -37.6 |  |  | 35.88 | 71.93 | 7.7859 | 19.0055 |  |  |  | 0.27608 | 0
2016-10-22 20:00:00 | 0.37791 | 0.36298 | 0.36298 | [6 empty] | -37.6 |  |  | 34.53 | 54.97 | 7.7267 | 18.8207 |  |  |  | 0.26821 | 0
2016-10-22 21:00:00 | 0.34646 | 0.33217 | 0.33217 | [6 empty] | -37.6 |  |  | 34.51 | 42.59 | 7.0739 | 17.1543 |  |  |  | 0.23676 | 0
2016-10-22 22:00:00 | 0.28877 | 0.27732 | 0.27733 | [6 empty] | -37.6 |  |  | 33.09 | 46.01 | 5.8258 | 14.0819 |  |  |  | 0.17907 | 0
2016-10-22 23:00:00 | 0.24004 | 0.23734 | 0.23735 | [6 empty] | -37.6 |  |  | 32.69 | 42.93 | 4.2173 | 10.2089 |  |  |  | 0.13034 | 0
2016-10-23 00:00:00 | 0.26173 | 0.27128 | 0.27129 | [6 empty] | -37.6 |  |  | 32.41 | 33.71 | 3.5258 | 8.6533 |  |  |  | 0.15203 | 0
2016-10-23 01:00:00 | 0.25772 | 0.26286 | 0.26287 | [6 empty] | -37.6 |  |  | 31.85 | 32.59 | 3.86 | 9.4453 |  |  |  | 0.14802 | 0
2016-10-23 02:00:00 | 0.27741 | 0.28664 | 0.28665 | [6 empty] | -37.6 |  |  | 32.03 | 32.19 | 3.7614 | 9.1698 |  |  |  | 0.16771 | 0
2016-10-23 03:00:00 | 0.32552 | 0.33799 | 0.338 | [6 empty] | -37.6 |  |  | 31.9 | 33.03 | 4.2027 | 10.1905 |  |  |  | 0.21582 | 0
2016-10-23 04:00:00 | 0.41112 | 0.42433 | 0.42434 | [6 empty] | -37.6 |  |  | 32.52 | 37.21 | 5.5781 | 13.5571 |  |  |  | 0.30141 | 0
2016-10-23 05:00:00 | 0.45012 | 0.44351 | 0.44352 | [6 empty] | -37.6 |  |  | 33.04 | 37.06 | 8.1801 | 19.9641 |  |  |  | 0.34042 | 0
2016-10-23 06:00:00 | 0.45843 | 0.45152 | 0.45152 | [6 empty] | -37.6 |  |  | 33.75 | 35.08 | 8.5472 | 21.1011 |  |  |  | 0.34873 | 0.0025167
2016-10-23 07:00:00 | 0.43873 | 0.42939 | 0.42939 | [6 empty] | -37.6 |  |  | 35.22 | 38.64 | 8.3302 | 20.4397 |  |  |  | 0.32903 | 0
2016-10-23 08:00:00 | 0.42571 | 0.41577 | 0.41577 | [6 empty] | -37.6 |  |  | 34.84 | 41.15 | 8.0964 | 19.782 |  |  |  | 0.31601 | 0
2016-10-23 09:00:00 | 0.40086 | 0.38995 | 0.38995 | [6 empty] | -37.6 |  |  | 33.91 | 44.35 | 7.6757 | 18.6493 |  |  |  | 0.29115 | 0
2016-10-23 10:00:00 | 0.38773 | 0.37774 | 0.37774 | [6 empty] | -37.6 |  |  | 32.63 | 44.56 | 7.3693 | 17.8976 |  |  |  | 0.27803 | 0
2016-10-23 11:00:00 | 0.36976 | 0.36002 | 0.36002 | [6 empty] | -37.6 |  |  | 32.86 | 45.08 | 7.0699 | 17.193 |  |  |  | 0.26006 | 0
2016-10-23 12:00:00 | 0.35766 | 0.34733 | 0.34734 | [6 empty] | -37.6 |  |  | 31.95 | 40.43 | 6.929 | 16.8562 |  |  |  | 0.24796 | 0
2016-10-23 13:00:00 | 0.35981 | 0.35149 | 0.35149 | [6 empty] | -37.6 |  |  | 32.66 | 37.01 | 6.8166 | 16.6286 |  |  |  | 0.25011 | 0
2016-10-23 14:00:00 | 0.35466 | 0.34485 | 0.34486 | [6 empty] | -37.6 |  |  | 34.44 | 37.01 | 6.8559 | 16.7105 |  |  |  | 0.24496 | 0
2016-10-23 15:00:00 | 0.3709 | 0.36266 | 0.36266 | [6 empty] | -37.6 |  |  | 37.24 | 35.06 | 7.0248 | 17.1733 |  |  |  | 0.26119 | 0
2016-10-23 16:00:00 | 0.39035 | 0.38183 | 0.38183 | [6 empty] | -37.6 |  |  | 42.01 | 36.15 | 7.389 | 18.0755 |  |  |  | 0.28064 | 0
2016-10-23 17:00:00 | 0.40233 | 0.3926 | 0.3926 | [6 empty] | -37.6 |  |  | 47.02 | 41.87 | 7.7562 | 19.0266 |  |  |  | 0.29263 | 0
2016-10-23 18:00:00 | 0.41296 | 0.40092 | 0.40092 | [6 empty] | -37.6 |  |  | 39.77 | 51.22 | 8.1037 | 19.8186 |  |  |  | 0.30326 | 0
2016-10-23 19:00:00 | 0.42739 | 0.41538 | 0.41539 | [6 empty] | -37.6 |  |  | 36.86 | 67.95 | 8.3236 | 20.3341 |  |  |  | 0.31769 | 0
2016-10-23 20:00:00 | 0.41761 | 0.40418 | 0.40418 | [6 empty] | -37.6 |  |  | 34.75 | 56.35 | 8.2602 | 20.1355 |  |  |  | 0.30791 | 0
2016-10-23 21:00:00 | 0.38673 | 0.37444 | 0.37445 | [6 empty] | -37.6 |  |  | 33.6 | 47.39 | 7.5622 | 18.3518 |  |  |  | 0.27703 | 0
2016-10-23 22:00:00 | 0.32347 | 0.31391 | 0.31391 | [6 empty] | -37.6 |  |  | 31.44 | 44.52 | 6.2273 | 15.0619 |  |  |  | 0.21377 | 0
2016-10-23 23:00:00 | 0.26675 | 0.26571 | 0.26572 | [6 empty] | -37.6 |  |  | 31.08 | 40.68 | 4.5079 | 10.9192 |  |  |  | 0.15705 | 0
2016-10-24 00:00:00 | 0.23199 | 0.23818 | 0.23819 | [6 empty] | -37.6 |  |  | 31.53 | 37.25 | 3.341 | 8.1952 |  |  |  | 0.12228 | 0
2016-10-24 01:00:00 | 0.24606 | 0.2512 | 0.25121 | [6 empty] | -37.6 |  |  | 30.9 | 34.5 | 3.6578 | 8.9455 |  |  |  | 0.13635 | 0
2016-10-24 02:00:00 | 0.25672 | 0.26434 | 0.26435 | [6 empty] | -37.6 |  |  | 31.24 | 32.61 | 3.5642 | 8.6839 |  |  |  | 0.14701 | 0
2016-10-24 03:00:00 | 0.29151 | 0.3003 | 0.30031 | [6 empty] | -37.6 |  |  | 31.68 | 30.82 | 3.9823 | 9.6502 |  |  |  | 0.18181 | 0
2016-10-24 04:00:00 | 0.35665 | 0.36333 | 0.36334 | [6 empty] | -37.6 |  |  | 43.5 | 34.03 | 5.2857 | 12.8388 |  |  |  | 0.24694 | 0
2016-10-24 05:00:00 | 0.46016 | 0.4597 | 0.45971 | [6 empty] | -37.6 |  |  | 49.92 | 37.18 | 7.7513 | 18.9062 |  |  |  | 0.35045 | 0.010706
2016-10-24 06:00:00 | 0.48387 | 0.48588 | 0.48588 | [6 empty] | -37.6 |  |  | 49.92 | 47.03 | 8.0981 | 19.9784 |  |  |  | 0.37417 | 0.036881
2016-10-24 07:00:00 | 0.47184 | 0.47272 | 0.47272 | [6 empty] | -37.6 |  |  | 49.9 | 69.62 | 7.8927 | 19.3529 |  |  |  | 0.36213 | 0.023722
2016-10-24 08:00:00 | 0.44985 | 0.44847 | 0.44848 | [6 empty] | -37.6 |  |  | 49.98 | 68.95 | 7.6715 | 18.7315 |  |  |  | 0.34014 | 0
2016-10-24 09:00:00 | 0.42433 | 0.4217 | 0.4217 | [6 empty] | -37.6 |  |  | 49.97 | 68.07 | 7.2729 | 17.6594 |  |  |  | 0.31463 | 0
2016-10-24 10:00:00 | 0.39852 | 0.39441 | 0.39442 | [6 empty] | -37.6 |  |  | 49.07 | 64.06 | 6.9828 | 16.9482 |  |  |  | 0.28881 | 0
2016-10-24 11:00:00 | 0.38415 | 0.38076 | 0.38076 | [6 empty] | -37.6 |  |  | 46.07 | 54.84 | 6.6991 | 16.2812 |  |  |  | 0.27445 | 0
2016-10-24 12:00:00 | 0.37025 | 0.36588 | 0.36588 | [6 empty] | -37.6 |  |  | 44.73 | 49.63 | 6.5656 | 15.9622 |  |  |  | 0.26055 | 0
2016-10-24 13:00:00 | 0.36409 | 0.36018 | 0.36018 | [6 empty] | -37.6 |  |  | 46.09 | 42.65 | 6.4591 | 15.7466 |  |  |  | 0.25439 | 0
2016-10-24 14:00:00 | 0.36343 | 0.35885 | 0.35886 | [6 empty] | -37.6 |  |  | 46.47 | 40.97 | 6.4962 | 15.8238 |  |  |  | 0.25373 | 0
2016-10-24 15:00:00 | 0.3733 | 0.36924 | 0.36925 | [6 empty] | -37.6 |  |  | 48.21 | 42.64 | 6.6562 | 16.2618 |  |  |  | 0.2636 | 0
2016-10-24 16:00:00 | 0.38426 | 0.37862 | 0.37862 | [6 empty] | -37.6 |  |  | 48.49 | 43.94 | 7.0013 | 17.1159 |  |  |  | 0.27456 | 0
2016-10-24 17:00:00 | 0.39877 | 0.39251 | 0.39252 | [6 empty] | -37.6 |  |  | 48.35 | 51.46 | 7.3491 | 18.0162 |  |  |  | 0.28907 | 0
2016-10-24 18:00:00 | 0.40758 | 0.39891 | 0.39891 | [6 empty] | -37.6 |  |  | 42.32 | 67.97 | 7.6785 | 18.7665 |  |  |  | 0.29788 | 0
2016-10-24 19:00:00 | 0.41197 | 0.40172 | 0.40172 | [6 empty] | -37.6 |  |  | 36.35 | 73.71 | 7.8869 | 19.2549 |  |  |  | 0.30227 | 0
2016-10-24 20:00:00 | 0.39854 | 0.3862 | 0.38621 | [6 empty] | -37.6 |  |  | 35.82 | 62.05 | 7.8269 | 19.0675 |  |  |  | 0.28884 | 0
2016-10-24 21:00:00 | 0.35622 | 0.34269 | 0.34269 | [6 empty] | -37.6 |  |  | 33.07 | 44.23 | 7.1656 | 17.3791 |  |  |  | 0.24652 | 0
2016-10-24 22:00:00 | 0.3011 | 0.29102 | 0.29102 | [6 empty] | -37.6 |  |  | 35.38 | 44.07 | 5.9012 | 14.2659 |  |  |  | 0.19139 | 0
2016-10-24 23:00:00 | 0.24853 | 0.24675 | 0.24676 | [6 empty] | -37.6 |  |  | 34.58 | 40.49 | 4.2719 | 10.3423 |  |  |  | 0.13883 | 0
2016-10-25 00:00:00 | 0.21905 | 0.22446 | 0.22446 | [6 empty] | -37.6 |  |  | 34.64 | 40.03 | 3.1946 | 7.8324 |  |  |  | 0.10935 | 0
2016-10-25 01:00:00 | 0.23291 | 0.23738 | 0.23739 | [6 empty] | -37.6 |  |  | 35.02 | 40 | 3.4975 | 8.5496 |  |  |  | 0.12321 | 0
2016-10-25 02:00:00 | 0.24266 | 0.24942 | 0.24943 | [6 empty] | -37.6 |  |  | 34.97 | 35.58 | 3.4079 | 8.2992 |  |  |  | 0.13296 | 0
2016-10-25 03:00:00 | 0.27588 | 0.28375 | 0.28376 | [6 empty] | -37.6 |  |  | 37.01 | 35.12 | 3.8077 | 9.2225 |  |  |  | 0.16618 | 0
2016-10-25 04:00:00 | 0.33976 | 0.34587 | 0.34589 | [6 empty] | -37.6 |  |  | 43.3 | 35.26 | 5.054 | 12.2701 |  |  |  | 0.23006 | 0
2016-10-25 05:00:00 | 0.44198 | 0.44181 | 0.44182 | [6 empty] | -37.6 |  |  | 68.1 | 40.46 | 7.4114 | 18.0686 |  |  |  | 0.33227 | 0
2016-10-25 06:00:00 | 0.4646 | 0.46677 | 0.46678 | [6 empty] | -37.6 |  |  | 68.02 | 48.9 | 7.7424 | 19.0898 |  |  |  | 0.3549 | 0.017778
2016-10-25 07:00:00 | 0.46139 | 0.46394 | 0.46395 | [6 empty] | -37.6 |  |  | 67.28 | 62.54 | 7.546 | 18.4927 |  |  |  | 0.35168 | 0.014945
2016-10-25 08:00:00 | 0.43461 | 0.434 | 0.434 | [6 empty] | -37.6 |  |  | 73.07 | 63.23 | 7.3347 | 17.8999 |  |  |  | 0.3249 | 0
2016-10-25 09:00:00 | 0.40776 | 0.40552 | 0.40553 | [6 empty] | -37.6 |  |  | 74.23 | 61.98 | 6.9538 | 16.8757 |  |  |  | 0.29806 | 0
2016-10-25 10:00:00 | 0.38601 | 0.38289 | 0.38289 | [6 empty] | -37.6 |  |  | 67.61 | 58.08 | 6.6764 | 16.1965 |  |  |  | 0.27631 | 0
2016-10-25 11:00:00 | 0.36898 | 0.36596 | 0.36597 | [6 empty] | -37.6 |  |  | 66.01 | 61.38 | 6.4053 | 15.5593 |  |  |  | 0.25928 | 0
2016-10-25 12:00:00 | 0.35861 | 0.35516 | 0.35517 | [6 empty] | -37.6 |  |  | 57.97 | 55.17 | 6.2776 | 15.2543 |  |  |  | 0.24891 | 0
2016-10-25 13:00:00 | 0.35314 | 0.35021 | 0.35022 | [6 empty] | -37.6 |  |  | 56.38 | 56.92 | 6.1757 | 15.0482 |  |  |  | 0.24344 | 0
2016-10-25 14:00:00 | 0.35127 | 0.34748 | 0.34749 | [6 empty] | -37.6 |  |  | 56 | 55.14 | 6.2112 | 15.1218 |  |  |  | 0.24156 | 0
2016-10-25 15:00:00 | 0.35532 | 0.35108 | 0.35108 | [6 empty] | -37.6 |  |  | 67.71 | 52.01 | 6.3641 | 15.5402 |  |  |  | 0.24561 | 0
2016-10-25 16:00:00 | 0.36786 | 0.36247 | 0.36247 | [6 empty] | -37.6 |  |  | 67.18 | 51.9 | 6.694 | 16.3562 |  |  |  | 0.25816 | 0
2016-10-25 17:00:00 | 0.37386 | 0.3665 | 0.3665 | [6 empty] | -37.6 |  |  | 60.39 | 62.2 | 7.0266 | 17.2164 |  |  |  | 0.26416 | 0
2016-10-25 18:00:00 | 0.38353 | 0.37408 | 0.37408 | [6 empty] | -37.6 |  |  | 51.98 | 69.86 | 7.3415 | 17.9336 |  |  |  | 0.27383 | 0
2016-10-25 19:00:00 | 0.38815 | 0.37725 | 0.37725 | [6 empty] | -37.6 |  |  | 39.76 | 79.71 | 7.5408 | 18.4006 |  |  |  | 0.27844 | 0
2016-10-25 20:00:00 | 0.37616 | 0.36342 | 0.36343 | [6 empty] | -37.6 |  |  | 37.38 | 68.53 | 7.4836 | 18.2219 |  |  |  | 0.26646 | 0
2016-10-25 21:00:00 | 0.33368 | 0.31946 | 0.31946 | [6 empty] | -37.6 |  |  | 34.7 | 61.91 | 6.8514 | 16.6089 |  |  |  | 0.22398 | 0
2016-10-25 22:00:00 | 0.28391 | 0.27352 | 0.27353 | [6 empty] | -37.6 |  |  | 35.81 | 57.73 | 5.6428 | 13.6354 |  |  |  | 0.17421 | 0
2016-10-25 23:00:00 | 0.23738 | 0.2356 | 0.2356 | [6 empty] | -37.6 |  |  | 34.6 | 49.94 | 4.0848 | 9.8854 |  |  |  | 0.12768 | 0
2016-10-26 00:00:00 | 0.23742 | 0.24324 | 0.24324 | [6 empty] | -37.6 |  |  | 34.71 | 43.95 | 3.4734 | 8.5233 |  |  |  | 0.12772 | 0
2016-10-26 01:00:00 | 0.25246 | 0.25726 | 0.25727 | [6 empty] | -37.6 |  |  | 35.03 | 42.29 | 3.8027 | 9.3035 |  |  |  | 0.14276 | 0
2016-10-26 02:00:00 | 0.26299 | 0.27027 | 0.27028 | [6 empty] | -37.6 |  |  | 35.03 | 41.65 | 3.7055 | 9.032 |  |  |  | 0.15329 | 0
2016-10-26 03:00:00 | 0.29899 | 0.30745 | 0.30746 | [6 empty] | -37.6 |  |  | 36.17 | 40.63 | 4.1402 | 10.0372 |  |  |  | 0.18929 | 0
2016-10-26 04:00:00 | 0.36828 | 0.37483 | 0.37484 | [6 empty] | -37.6 |  |  | 41.2 | 40.66 | 5.4952 | 13.3534 |  |  |  | 0.25857 | 0
2016-10-26 05:00:00 | 0.47922 | 0.47896 | 0.47897 | [6 empty] | -37.6 |  |  | 52.3 | 45.08 | 8.0585 | 19.664 |  |  |  | 0.36951 | 0.029968
2016-10-26 06:00:00 | 0.50378 | 0.50608 | 0.50608 | [6 empty] | -37.6 |  |  | 55.66 | 49.43 | 8.4198 | 20.7826 |  |  |  | 0.39408 | 0.057084
2016-10-26 07:00:00 | 0.50026 | 0.50296 | 0.50297 | [6 empty] | -37.6 |  |  | 58.21 | 68.09 | 8.2061 | 20.1314 |  |  |  | 0.39056 | 0.053971
2016-10-26 08:00:00 | 0.47125 | 0.47053 | 0.47054 | [6 empty] | -37.6 |  |  | 58.01 | 72 | 7.9759 | 19.4839 |  |  |  | 0.36155 | 0.021536
2016-10-26 09:00:00 | 0.44215 | 0.43966 | 0.43967 | [6 empty] | -37.6 |  |  | 55.68 | 73.39 | 7.5614 | 18.3685 |  |  |  | 0.33245 | 0
2016-10-26 10:00:00 | 0.41858 | 0.41513 | 0.41514 | [6 empty] | -37.6 |  |  | 52.15 | 73.6 | 7.2597 | 17.6283 |  |  |  | 0.30888 | 0
2016-10-26 11:00:00 | 0.40012 | 0.39678 | 0.39679 | [6 empty] | -37.6 |  |  | 49.88 | 71.99 | 6.9647 | 16.9343 |  |  |  | 0.29041 | 0
2016-10-26 12:00:00 | 0.38888 | 0.38509 | 0.38509 | [6 empty] | -37.6 |  |  | 45.67 | 69.33 | 6.8259 | 16.6026 |  |  |  | 0.27917 | 0
2016-10-26 13:00:00 | 0.38294 | 0.37972 | 0.37972 | [6 empty] | -37.6 |  |  | 46.81 | 66.18 | 6.7152 | 16.3784 |  |  |  | 0.27324 | 0
2016-10-26 14:00:00 | 0.38093 | 0.37678 | 0.37678 | [6 empty] | -37.6 |  |  | 47.92 | 64.03 | 6.7539 | 16.4589 |  |  |  | 0.27123 | 0
2016-10-26 15:00:00 | 0.38534 | 0.3807 | 0.3807 | [6 empty] | -37.6 |  |  | 50.27 | 57.67 | 6.9202 | 16.9148 |  |  |  | 0.27563 | 0
2016-10-26 16:00:00 | 0.39896 | 0.39307 | 0.39307 | [6 empty] | -37.6 |  |  | 53.84 | 56.18 | 7.2791 | 17.8033 |  |  |  | 0.28926 | 0
2016-10-26 17:00:00 | 0.40551 | 0.39749 | 0.39749 | [6 empty] | -37.6 |  |  | 52.49 | 64.93 | 7.6408 | 18.7399 |  |  |  | 0.29581 | 0
2016-10-26 18:00:00 | 0.41601 | 0.40573 | 0.40573 | [6 empty] | -37.6 |  |  | 41.28 | 74.16 | 7.9831 | 19.5201 |  |  |  | 0.30631 | 0
2016-10-26 19:00:00 | 0.42104 | 0.40919 | 0.40919 | [6 empty] | -37.6 |  |  | 39.99 | 94.19 | 8.1997 | 20.0279 |  |  |  | 0.31134 | 0
2016-10-26 20:00:00 | 0.40807 | 0.39422 | 0.39422 | [6 empty] | -37.6 |  |  | 37.37 | 69.52 | 8.1374 | 19.8325 |  |  |  | 0.29837 | 0
2016-10-26 21:00:00 | 0.36201 | 0.34656 | 0.34656 | [6 empty] | -37.6 |  |  | 34.1 | 52.46 | 7.4497 | 18.0759 |  |  |  | 0.25231 | 0
2016-10-26 22:00:00 | 0.30797 | 0.29666 | 0.29666 | [6 empty] | -37.6 |  |  | 32.84 | 48.33 | 6.1349 | 14.8361 |  |  |  | 0.19827 | 0
2016-10-26 23:00:00 | 0.25739 | 0.2554 | 0.25541 | [6 empty] | -37.6 |  |  | 32.26 | 47.26 | 4.441 | 10.7556 |  |  |  | 0.14769 | 0
2016-10-27 00:00:00 | 0.22153 | 0.22701 | 0.22702 | [6 empty] | -37.6 |  |  | 31.87 | 45 | 3.2297 | 7.9195 |  |  |  | 0.11183 | 0
2016-10-27 01:00:00 | 0.23554 | 0.24008 | 0.24009 | [6 empty] | -37.6 |  |  | 31.25 | 43.69 | 3.536 | 8.6447 |  |  |  | 0.12584 | 0
2016-10-27 02:00:00 | 0.24541 | 0.25227 | 0.25227 | [6 empty] | -37.6 |  |  | 32.34 | 41.17 | 3.4455 | 8.3916 |  |  |  | 0.1357 | 0
2016-10-27 03:00:00 | 0.27901 | 0.28698 | 0.28699 | [6 empty] | -37.6 |  |  | 33.58 | 39.59 | 3.8496 | 9.3252 |  |  |  | 0.1693 | 0
2016-10-27 04:00:00 | 0.3436 | 0.34981 | 0.34983 | [6 empty] | -37.6 |  |  | 38.12 | 39.59 | 5.1096 | 12.4066 |  |  |  | 0.2339 | 0
2016-10-27 05:00:00 | 0.44696 | 0.44683 | 0.44684 | [6 empty] | -37.6 |  |  | 47.94 | 44.55 | 7.4931 | 18.2697 |  |  |  | 0.33726 | 0
2016-10-27 06:00:00 | 0.46985 | 0.47209 | 0.47209 | [6 empty] | -37.6 |  |  | 48.99 | 55.7 | 7.8278 | 19.3032 |  |  |  | 0.36015 | 0.023093
2016-10-27 07:00:00 | 0.4666 | 0.46922 | 0.46923 | [6 empty] | -37.6 |  |  | 47.42 | 72.49 | 7.6293 | 18.6992 |  |  |  | 0.3569 | 0.020228
2016-10-27 08:00:00 | 0.43951 | 0.43893 | 0.43894 | [6 empty] | -37.6 |  |  | 47.94 | 72.88 | 7.4156 | 18.0995 |  |  |  | 0.32981 | 0
2016-10-27 09:00:00 | 0.41236 | 0.41014 | 0.41014 | [6 empty] | -37.6 |  |  | 45.69 | 73.36 | 7.0304 | 17.0639 |  |  |  | 0.30266 | 0
2016-10-27 10:00:00 | 0.39037 | 0.38724 | 0.38725 | [6 empty] | -37.6 |  |  | 44.11 | 73.19 | 6.75 | 16.377 |  |  |  | 0.28066 | 0
2016-10-27 11:00:00 | 0.37314 | 0.37012 | 0.37013 | [6 empty] | -37.6 |  |  | 41.77 | 73.17 | 6.4758 | 15.7326 |  |  |  | 0.26344 | 0
2016-10-27 12:00:00 | 0.36265 | 0.3592 | 0.35921 | [6 empty] | -37.6 |  |  | 38.68 | 70.98 | 6.3467 | 15.4243 |  |  |  | 0.25295 | 0
2016-10-27 13:00:00 | 0.35712 | 0.35419 | 0.3542 | [6 empty] | -37.6 |  |  | 39.51 | 67.18 | 6.2438 | 15.2159 |  |  |  | 0.24742 | 0
2016-10-27 14:00:00 | 0.35522 | 0.35143 | 0.35144 | [6 empty] | -37.6 |  |  | 40.91 | 63.47 | 6.2797 | 15.2903 |  |  |  | 0.24552 | 0
2016-10-27 15:00:00 | 0.35932 | 0.35507 | 0.35507 | [6 empty] | -37.6 |  |  | 44.69 | 56.97 | 6.4343 | 15.7135 |  |  |  | 0.24962 | 0
2016-10-27 16:00:00 | 0.37201 | 0.36659 | 0.36659 | [6 empty] | -37.6 |  |  | 48.73 | 56.24 | 6.7678 | 16.5386 |  |  |  | 0.2623 | 0
2016-10-27 17:00:00 | 0.37807 | 0.37066 | 0.37066 | [6 empty] | -37.6 |  |  | 42 | 65 | 7.104 | 17.4084 |  |  |  | 0.26836 | 0
2016-10-27 18:00:00 | 0.38784 | 0.37832 | 0.37833 | [6 empty] | -37.6 |  |  | 38.02 | 73.37 | 7.4224 | 18.1336 |  |  |  | 0.27814 | 0
2016-10-27 19:00:00 | 0.39251 | 0.38153 | 0.38153 | [6 empty] | -37.6 |  |  | 36.76 | 80.58 | 7.6239 | 18.6057 |  |  |  | 0.28281 | 0
2016-10-27 20:00:00 | 0.38039 | 0.36754 | 0.36755 | [6 empty] | -37.6 |  |  | 33.82 | 70.02 | 7.5661 | 18.4249 |  |  |  | 0.27069 | 0
2016-10-27 21:00:00 | 0.33742 | 0.32307 | 0.32308 | [6 empty] | -37.6 |  |  | 31.05 | 52.91 | 6.9269 | 16.7938 |  |  |  | 0.22772 | 0
2016-10-27 22:00:00 | 0.2871 | 0.27662 | 0.27662 | [6 empty] | -37.6 |  |  | 29.06 | 57.11 | 5.7049 | 13.7868 |  |  |  | 0.1774 | 0
2016-10-27 23:00:00 | 0.24006 | 0.23827 | 0.23828 | [6 empty] | -37.6 |  |  | 26.87 | 53.57 | 4.1298 | 9.9951 |  |  |  | 0.13035 | 0
2016-10-28 00:00:00 | 0.17821 | 0.18178 | 0.18179 | [6 empty] | -37.6 |  |  | 23.43 | 43.38 | 2.6682 | 6.5299 |  |  |  | 0.068504 | 0
2016-10-28 01:00:00 | 0.189 | 0.19165 | 0.19166 | [6 empty] | -37.6 |  |  | 23.65 | 41.55 | 2.9213 | 7.1284 |  |  |  | 0.0793 | 0
2016-10-28 02:00:00 | 0.19451 | 0.19861 | 0.19862 | [6 empty] | -37.6 |  |  | 23.92 | 38.33 | 2.8462 | 6.9183 |  |  |  | 0.084809 | 0
2016-10-28 03:00:00 | 0.21977 | 0.22434 | 0.22435 | [6 empty] | -37.6 |  |  | 29.1 | 37.53 | 3.18 | 7.6873 |  |  |  | 0.11006 | 0
2016-10-28 04:00:00 | 0.27119 | 0.27391 | 0.27392 | [6 empty] | -37.6 |  |  | 31.08 | 38.59 | 4.2211 | 10.2285 |  |  |  | 0.16148 | 0
2016-10-28 05:00:00 | 0.36459 | 0.36339 | 0.3634 | [6 empty] | -37.6 |  |  | 37.04 | 43.93 | 6.1899 | 15.0619 |  |  |  | 0.25488 | 0
2016-10-28 06:00:00 | 0.38516 | 0.38618 | 0.38618 | [6 empty] | -37.6 |  |  | 39.3 | 52.51 | 6.4642 | 15.9032 |  |  |  | 0.27546 | 0
2016-10-28 07:00:00 | 0.38276 | 0.38416 | 0.38417 | [6 empty] | -37.6 |  |  | 37.72 | 68.03 | 6.3006 | 15.4073 |  |  |  | 0.27306 | 0
2016-10-28 08:00:00 | 0.3612 | 0.36012 | 0.36013 | [6 empty] | -37.6 |  |  | 37.76 | 69.04 | 6.1248 | 14.9163 |  |  |  | 0.2515 | 0
2016-10-28 09:00:00 | 0.33913 | 0.33677 | 0.33677 | [6 empty] | -37.6 |  |  | 38.89 | 70.65 | 5.8069 | 14.0639 |  |  |  | 0.22943 | 0
2016-10-28 10:00:00 | 0.32094 | 0.31784 | 0.31784 | [6 empty] | -37.6 |  |  | 37.17 | 68.7 | 5.5756 | 13.4991 |  |  |  | 0.21124 | 0
2016-10-28 11:00:00 | 0.30591 | 0.30276 | 0.30277 | [6 empty] | -37.6 |  |  | 36.82 | 67.2 | 5.3492 | 12.9686 |  |  |  | 0.1962 | 0
2016-10-28 12:00:00 | 0.29671 | 0.29312 | 0.29313 | [6 empty] | -37.6 |  |  | 36.31 | 63.56 | 5.2425 | 12.7141 |  |  |  | 0.18701 | 0
2016-10-28 13:00:00 | 0.2922 | 0.28905 | 0.28906 | [6 empty] | -37.6 |  |  | 37.23 | 61.94 | 5.1575 | 12.5421 |  |  |  | 0.18249 | 0
2016-10-28 14:00:00 | 0.29036 | 0.28644 | 0.28645 | [6 empty] | -37.6 |  |  | 37.99 | 51.89 | 5.187 | 12.6027 |  |  |  | 0.18065 | 0
2016-10-28 15:00:00 | 0.2924 | 0.28787 | 0.28787 | [6 empty] | -37.6 |  |  | 43.74 | 50.45 | 5.3146 | 12.951 |  |  |  | 0.1827 | 0
2016-10-28 16:00:00 | 0.30214 | 0.2965 | 0.2965 | [6 empty] | -37.6 |  |  | 50.5 | 49.32 | 5.5899 | 13.6306 |  |  |  | 0.19244 | 0
2016-10-28 17:00:00 | 0.31092 | 0.30429 | 0.3043 | [6 empty] | -37.6 |  |  | 47.62 | 61.93 | 5.8674 | 14.3467 |  |  |  | 0.20122 | 0
2016-10-28 18:00:00 | 0.31832 | 0.30982 | 0.30982 | [6 empty] | -37.6 |  |  | 41.97 | 71.63 | 6.1306 | 14.9451 |  |  |  | 0.20862 | 0
2016-10-28 19:00:00 | 0.3212 | 0.31131 | 0.31131 | [6 empty] | -37.6 |  |  | 42.82 | 81.68 | 6.2972 | 15.335 |  |  |  | 0.2115 | 0
2016-10-28 20:00:00 | 0.31243 | 0.30123 | 0.30123 | [6 empty] | -37.6 |  |  | 39.93 | 71.56 | 6.2496 | 15.1874 |  |  |  | 0.20273 | 0
2016-10-28 21:00:00 | 0.27782 | 0.26555 | 0.26556 | [6 empty] | -37.6 |  |  | 33.1 | 52.5 | 5.722 | 13.8445 |  |  |  | 0.16812 | 0
2016-10-28 22:00:00 | 0.23626 | 0.22725 | 0.22725 | [6 empty] | -37.6 |  |  | 31.05 | 54.08 | 4.7136 | 11.3711 |  |  |  | 0.12656 | 0
2016-10-28 23:00:00 | 0.19438 | 0.19208 | 0.19208 | [6 empty] | -37.6 |  |  | 29.85 | 51.99 | 3.4123 | 8.2441 |  |  |  | 0.084677 | 0
2016-10-29 00:00:00 | 0.18391 | 0.18682 | 0.18683 | [6 empty] | -37.6 |  |  | 29.04 | 56.27 | 2.8323 | 6.9358 |  |  |  | 0.07421 | 0
2016-10-29 01:00:00 | 0.1918 | 0.19311 | 0.19311 | [6 empty] | -37.6 |  |  | 28.65 | 48.31 | 3.1009 | 7.5713 |  |  |  | 0.082098 | 0
2016-10-29 02:00:00 | 0.20262 | 0.20633 | 0.20634 | [6 empty] | -37.6 |  |  | 28.77 | 43.97 | 3.0214 | 7.3486 |  |  |  | 0.092914 | 0
2016-10-29 03:00:00 | 0.23145 | 0.23602 | 0.23603 | [6 empty] | -37.6 |  |  | 28.84 | 41.59 | 3.3757 | 8.1656 |  |  |  | 0.12175 | 0
2016-10-29 04:00:00 | 0.28794 | 0.2909 | 0.29091 | [6 empty] | -37.6 |  |  | 30.77 | 40.83 | 4.4807 | 10.8646 |  |  |  | 0.17823 | 0
2016-10-29 05:00:00 | 0.3802 | 0.37782 | 0.37783 | [6 empty] | -37.6 |  |  | 32.5 | 40.7 | 6.5708 | 15.9987 |  |  |  | 0.27049 | 0
2016-10-29 06:00:00 | 0.39441 | 0.39306 | 0.39306 | [6 empty] | -37.6 |  |  | 35.06 | 42.09 | 6.8626 | 16.8956 |  |  |  | 0.28471 | 0
2016-10-29 07:00:00 | 0.38442 | 0.38217 | 0.38217 | [6 empty] | -37.6 |  |  | 41.76 | 43.96 | 6.6888 | 16.3683 |  |  |  | 0.27472 | 0
2016-10-29 08:00:00 | 0.36453 | 0.36016 | 0.36016 | [6 empty] | -37.6 |  |  | 41.54 | 49.54 | 6.502 | 15.8457 |  |  |  | 0.25483 | 0
2016-10-29 09:00:00 | 0.34182 | 0.33621 | 0.33621 | [6 empty] | -37.6 |  |  | 36.19 | 54.25 | 6.1645 | 14.9398 |  |  |  | 0.23212 | 0
2016-10-29 10:00:00 | 0.32773 | 0.32225 | 0.32225 | [6 empty] | -37.6 |  |  | 33.79 | 60.33 | 5.9188 | 14.3395 |  |  |  | 0.21803 | 0
2016-10-29 11:00:00 | 0.31181 | 0.30628 | 0.30629 | [6 empty] | -37.6 |  |  | 31.54 | 62.51 | 5.6785 | 13.7757 |  |  |  | 0.2021 | 0
2016-10-29 12:00:00 | 0.2887 | 0.28037 | 0.28037 | [6 empty] | -37.6 |  |  | 30.03 | 60.18 | 5.5652 | 13.5055 |  |  |  | 0.179 | 0
2016-10-29 13:00:00 | 0.28342 | 0.27546 | 0.27547 | [6 empty] | -37.6 |  |  | 31.41 | 50.96 | 5.4749 | 13.3229 |  |  |  | 0.17372 | 0
2016-10-29 14:00:00 | 0.28663 | 0.27877 | 0.27877 | [6 empty] | -37.6 |  |  | 32.7 | 48.77 | 5.5063 | 13.3874 |  |  |  | 0.17693 | 0
2016-10-29 15:00:00 | 0.29388 | 0.28626 | 0.28626 | [6 empty] | -37.6 |  |  | 37.93 | 47.32 | 5.6418 | 13.7576 |  |  |  | 0.18418 | 0
2016-10-29 16:00:00 | 0.30639 | 0.29797 | 0.29797 | [6 empty] | -37.6 |  |  | 45.92 | 45.79 | 5.9341 | 14.4796 |  |  |  | 0.19669 | 0
2016-10-29 17:00:00 | 0.31994 | 0.31122 | 0.31122 | [6 empty] | -37.6 |  |  | 44.27 | 49.67 | 6.2288 | 15.2406 |  |  |  | 0.21024 | 0
2016-10-29 18:00:00 | 0.32288 | 0.31131 | 0.31131 | [6 empty] | -37.6 |  |  | 39.44 | 63.47 | 6.5081 | 15.8761 |  |  |  | 0.21318 | 0
2016-10-29 19:00:00 | 0.33038 | 0.31813 | 0.31813 | [6 empty] | -37.6 |  |  | 35.24 | 68.56 | 6.6849 | 16.29 |  |  |  | 0.22068 | 0
2016-10-29 20:00:00 | 0.32366 | 0.31046 | 0.31046 | [6 empty] | -37.6 |  |  | 35.12 | 57.25 | 6.6343 | 16.1328 |  |  |  | 0.21396 | 0
2016-10-29 21:00:00 | 0.29673 | 0.28412 | 0.28412 | [6 empty] | -37.6 |  |  | 33.81 | 47.65 | 6.0741 | 14.7058 |  |  |  | 0.18703 | 0
2016-10-29 22:00:00 | 0.24734 | 0.23724 | 0.23724 | [6 empty] | -37.6 |  |  | 32.57 | 48.1 | 5.0034 | 12.0768 |  |  |  | 0.13764 | 0
2016-10-29 23:00:00 | 0.2055 | 0.20295 | 0.20296 | [6 empty] | -37.6 |  |  | 32.15 | 43.94 | 3.622 | 8.7556 |  |  |  | 0.095797 | 0
2016-10-30 00:00:00 | 0.23026 | 0.23845 | 0.23846 | [6 empty] | -37.6 |  |  | 31.55 | 41.34 | 3.1136 | 7.6319 |  |  |  | 0.12056 | 0
2016-10-30 01:00:00 | 0.2268 | 0.2311 | 0.23111 | [6 empty] | -37.6 |  |  | 31.55 | 41.58 | 3.4088 | 8.3308 |  |  |  | 0.11709 | 0
2016-10-30 02:00:00 | 0.24405 | 0.25194 | 0.25195 | [6 empty] | -37.6 |  |  | 31.4 | 23.46 | 3.3215 | 8.0866 |  |  |  | 0.13435 | 0
2016-10-30 03:00:00 | 0.28634 | 0.29704 | 0.29705 | [6 empty] | -37.6 |  |  | 31.45 | 29.26 | 3.7111 | 8.9861 |  |  |  | 0.17663 | 0
2016-10-30 04:00:00 | 0.36168 | 0.37296 | 0.37298 | [6 empty] | -37.6 |  |  | 32.03 | 28.96 | 4.9258 | 11.9557 |  |  |  | 0.25198 | 0
2016-10-30 05:00:00 | 0.39634 | 0.39009 | 0.3901 | [6 empty] | -37.6 |  |  | 32.55 | 30 | 7.2235 | 17.6056 |  |  |  | 0.28663 | 0
2016-10-30 06:00:00 | 0.40364 | 0.39708 | 0.39708 | [6 empty] | -37.6 |  |  | 33.35 | 31.95 | 7.5457 | 18.5989 |  |  |  | 0.29394 | 0
2016-10-30 07:00:00 | 0.38632 | 0.37765 | 0.37765 | [6 empty] | -37.6 |  |  | 35.02 | 34.5 | 7.3544 | 18.0174 |  |  |  | 0.27662 | 0
2016-10-30 08:00:00 | 0.37487 | 0.36569 | 0.36569 | [6 empty] | -37.6 |  |  | 36.49 | 40.05 | 7.1486 | 17.4404 |  |  |  | 0.26517 | 0
2016-10-30 09:00:00 | 0.353 | 0.34299 | 0.343 | [6 empty] | -37.6 |  |  | 36.99 | 46.11 | 6.7773 | 16.4427 |  |  |  | 0.2433 | 0
2016-10-30 10:00:00 | 0.34144 | 0.33226 | 0.33226 | [6 empty] | -37.6 |  |  | 38.33 | 49.51 | 6.5071 | 15.7811 |  |  |  | 0.23174 | 0
2016-10-30 11:00:00 | 0.32563 | 0.31668 | 0.31669 | [6 empty] | -37.6 |  |  | 37.2 | 54.92 | 6.2428 | 15.1604 |  |  |  | 0.21593 | 0
2016-10-30 12:00:00 | 0.31498 | 0.30553 | 0.30554 | [6 empty] | -37.6 |  |  | 33.9 | 55.98 | 6.1183 | 14.8632 |  |  |  | 0.20528 | 0
2016-10-30 13:00:00 | 0.31685 | 0.30917 | 0.30917 | [6 empty] | -37.6 |  |  | 32.48 | 48.93 | 6.0191 | 14.6623 |  |  |  | 0.20715 | 0
2016-10-30 14:00:00 | 0.31233 | 0.30334 | 0.30335 | [6 empty] | -37.6 |  |  | 33.09 | 46.63 | 6.0536 | 14.7338 |  |  |  | 0.20263 | 0
2016-10-30 15:00:00 | 0.32661 | 0.31899 | 0.31899 | [6 empty] | -37.6 |  |  | 34.64 | 45.11 | 6.2027 | 15.1415 |  |  |  | 0.21691 | 0
2016-10-30 16:00:00 | 0.34373 | 0.33584 | 0.33584 | [6 empty] | -37.6 |  |  | 49.2 | 47.18 | 6.5242 | 15.9364 |  |  |  | 0.23403 | 0
2016-10-30 17:00:00 | 0.35431 | 0.34533 | 0.34533 | [6 empty] | -37.6 |  |  | 52.48 | 59.97 | 6.8482 | 16.7744 |  |  |  | 0.24461 | 0
2016-10-30 18:00:00 | 0.36369 | 0.35267 | 0.35267 | [6 empty] | -37.6 |  |  | 48.28 | 66.8 | 7.1552 | 17.4733 |  |  |  | 0.25399 | 0
2016-10-30 19:00:00 | 0.37639 | 0.36539 | 0.36539 | [6 empty] | -37.6 |  |  | 40.3 | 66.1 | 7.3495 | 17.9284 |  |  |  | 0.26669 | 0
2016-10-30 20:00:00 | 0.36781 | 0.35556 | 0.35556 | [6 empty] | -37.6 |  |  | 39 | 61.27 | 7.2938 | 17.7546 |  |  |  | 0.25811 | 0
2016-10-30 21:00:00 | 0.3406 | 0.3294 | 0.3294 | [6 empty] | -37.6 |  |  | 39 | 49 | 6.6776 | 16.1832 |  |  |  | 0.2309 | 0
2016-10-30 22:00:00 | 0.2849 | 0.27618 | 0.27618 | [6 empty] | -37.6 |  |  | 37.64 | 54.55 | 5.4999 | 13.2869 |  |  |  | 0.17519 | 0
2016-10-30 23:00:00 | 0.23484 | 0.23368 | 0.23369 | [6 empty] | -37.6 |  |  | 35.36 | 49.48 | 3.9814 | 9.6328 |  |  |  | 0.12514 | 0
2016-10-31 00:00:00 | 0.22218 | 0.22804 | 0.22805 | [6 empty] | -37.6 |  |  | 34.94 | 45.78 | 3.2037 | 7.8549 |  |  |  | 0.11248 | 0
2016-10-31 01:00:00 | 0.23566 | 0.24052 | 0.24053 | [6 empty] | -37.6 |  |  | 34.66 | 42.97 | 3.5074 | 8.5742 |  |  |  | 0.12596 | 0
2016-10-31 02:00:00 | 0.24586 | 0.25308 | 0.25309 | [6 empty] | -37.6 |  |  | 33.92 | 39.83 | 3.4176 | 8.3231 |  |  |  | 0.13616 | 0
2016-10-31 03:00:00 | 0.27918 | 0.28751 | 0.28752 | [6 empty] | -37.6 |  |  | 34.39 | 36.9 | 3.8185 | 9.249 |  |  |  | 0.16947 | 0
2016-10-31 04:00:00 | 0.34158 | 0.34787 | 0.34788 | [6 empty] | -37.6 |  |  | 40.03 | 40.32 | 5.0683 | 12.3053 |  |  |  | 0.23188 | 0
2016-10-31 05:00:00 | 0.44077 | 0.44018 | 0.44019 | [6 empty] | -37.6 |  |  | 45.29 | 43.62 | 7.4325 | 18.1205 |  |  |  | 0.33107 | 0
2016-10-31 06:00:00 | 0.46347 | 0.46522 | 0.46522 | [6 empty] | -37.6 |  |  | 51.68 | 49.94 | 7.7644 | 19.1449 |  |  |  | 0.35377 | 0.016224
2016-10-31 07:00:00 | 0.45194 | 0.45262 | 0.45263 | [6 empty] | -37.6 |  |  | 50.47 | 54.94 | 7.5675 | 18.546 |  |  |  | 0.34224 | 0.0036278
2016-10-31 08:00:00 | 0.43089 | 0.42942 | 0.42943 | [6 empty] | -37.6 |  |  | 47.38 | 60.81 | 7.3556 | 17.9514 |  |  |  | 0.32119 | 0
2016-10-31 09:00:00 | 0.40646 | 0.40379 | 0.4038 | [6 empty] | -37.6 |  |  | 45.1 | 63.18 | 6.9736 | 16.9243 |  |  |  | 0.29675 | 0
2016-10-31 10:00:00 | 0.38174 | 0.37767 | 0.37768 | [6 empty] | -37.6 |  |  | 44 | 58.48 | 6.6954 | 16.2431 |  |  |  | 0.27204 | 0
2016-10-31 11:00:00 | 0.36798 | 0.3646 | 0.3646 | [6 empty] | -37.6 |  |  | 39 | 62.06 | 6.4235 | 15.6041 |  |  |  | 0.25828 | 0
2016-10-31 12:00:00 | 0.35467 | 0.35035 | 0.35036 | [6 empty] | -37.6 |  |  | 38.08 | 64.69 | 6.2954 | 15.2982 |  |  |  | 0.24497 | 0
2016-10-31 13:00:00 | 0.34877 | 0.3449 | 0.3449 | [6 empty] | -37.6 |  |  | 38.64 | 61.69 | 6.1933 | 15.0915 |  |  |  | 0.23907 | 0
2016-10-31 14:00:00 | 0.34814 | 0.34363 | 0.34363 | [6 empty] | -37.6 |  |  | 46.04 | 58.23 | 6.2289 | 15.1653 |  |  |  | 0.23844 | 0
2016-10-31 15:00:00 | 0.3576 | 0.35357 | 0.35358 | [6 empty] | -37.6 |  |  | 49.73 | 56.84 | 6.3823 | 15.585 |  |  |  | 0.24789 | 0
2016-10-31 16:00:00 | 0.3681 | 0.36256 | 0.36256 | [6 empty] | -37.6 |  |  | 59.2 | 58.09 | 6.7131 | 16.4033 |  |  |  | 0.2584 | 0
2016-10-31 17:00:00 | 0.382 | 0.37587 | 0.37587 | [6 empty] | -37.6 |  |  | 55.98 | 70.99 | 7.0466 | 17.266 |  |  |  | 0.2723 | 0
2016-10-31 18:00:00 | 0.39045 | 0.382 | 0.382 | [6 empty] | -37.6 |  |  | 48.96 | 76.62 | 7.3624 | 17.9852 |  |  |  | 0.28075 | 0
2016-10-31 19:00:00 | 0.39467 | 0.3847 | 0.3847 | [6 empty] | -37.6 |  |  | 44.13 | 69.25 | 7.5623 | 18.4535 |  |  |  | 0.28496 | 0
2016-10-31 20:00:00 | 0.38182 | 0.36985 | 0.36986 | [6 empty] | -37.6 |  |  | 40.26 | 59.41 | 7.5049 | 18.2743 |  |  |  | 0.27212 | 0
2016-10-31 21:00:00 | 0.34129 | 0.3282 | 0.3282 | [6 empty] | -37.6 |  |  | 38.62 | 51.87 | 6.8709 | 16.6567 |  |  |  | 0.23158 | 0
2016-10-31 22:00:00 | 0.28847 | 0.27871 | 0.27872 | [6 empty] | -37.6 |  |  | 37.68 | 53.2 | 5.6588 | 13.6745 |  |  |  | 0.17877 | 0
2016-10-31 23:00:00 | 0.23807 | 0.23629 | 0.23629 | [6 empty] | -37.6 |  |  | 33.31 | 48.52 | 4.0964 | 9.9137 |  |  |  | 0.12837 | 0
2016-11-01 00:00:00 | 0.1977 | 0.20245 | 0.20245 | [6 empty] | -37.6 |  |  | 33.68 | 42.6 | 2.8903 | 7.0791 |  |  |  | 0.088002 | 0
2016-11-01 01:00:00 | 0.21023 | 0.21412 | 0.21412 | [6 empty] | -37.6 |  |  | 33.31 | 40.44 | 3.1644 | 7.7277 |  |  |  | 0.10052 | 0
2016-11-01 02:00:00 | 0.21899 | 0.22495 | 0.22495 | [6 empty] | -37.6 |  |  | 32.52 | 34.96 | 3.0832 | 7.5006 |  |  |  | 0.10929 | 0
2016-11-01 03:00:00 | 0.24897 | 0.25589 | 0.2559 | [6 empty] | -37.6 |  |  | 32.99 | 32.36 | 3.4448 | 8.3345 |  |  |  | 0.13926 | 0
2016-11-01 04:00:00 | 0.30666 | 0.31196 | 0.31197 | [6 empty] | -37.6 |  |  | 33.31 | 34.42 | 4.5724 | 11.0893 |  |  |  | 0.19696 | 0
2016-11-01 05:00:00 | 0.39901 | 0.39856 | 0.39856 | [6 empty] | -37.6 |  |  | 36.98 | 37.07 | 6.7052 | 16.3295 |  |  |  | 0.28931 | 0
2016-11-01 06:00:00 | 0.4194 | 0.42102 | 0.42102 | [6 empty] | -37.6 |  |  | 41.93 | 41.18 | 7.0033 | 17.2462 |  |  |  | 0.30969 | 0
2016-11-01 07:00:00 | 0.41648 | 0.41846 | 0.41846 | [6 empty] | -37.6 |  |  | 41.09 | 44.89 | 6.8259 | 16.7078 |  |  |  | 0.30678 | 0
2016-11-01 08:00:00 | 0.39235 | 0.39149 | 0.39149 | [6 empty] | -37.6 |  |  | 33.77 | 44.93 | 6.6352 | 16.174 |  |  |  | 0.28264 | 0
2016-11-01 09:00:00 | 0.36812 | 0.36581 | 0.36582 | [6 empty] | -37.6 |  |  | 31.27 | 46.07 | 6.2907 | 15.2492 |  |  |  | 0.25842 | 0
2016-11-01 10:00:00 | 0.3485 | 0.34541 | 0.34541 | [6 empty] | -37.6 |  |  | 30.9 | 45.95 | 6.04 | 14.6363 |  |  |  | 0.2388 | 0
2016-11-01 11:00:00 | 0.33313 | 0.33014 | 0.33015 | [6 empty] | -37.6 |  |  | 30.75 | 48.86 | 5.7947 | 14.0608 |  |  |  | 0.22343 | 0
2016-11-01 12:00:00 | 0.32377 | 0.3204 | 0.32041 | [6 empty] | -37.6 |  |  | 30.03 | 51.64 | 5.6791 | 13.785 |  |  |  | 0.21407 | 0
2016-11-01 13:00:00 | 0.31883 | 0.31594 | 0.31594 | [6 empty] | -37.6 |  |  | 31.58 | 48.75 | 5.587 | 13.5986 |  |  |  | 0.20913 | 0
2016-11-01 14:00:00 | 0.31715 | 0.31348 | 0.31348 | [6 empty] | -37.6 |  |  | 33.28 | 45.52 | 5.619 | 13.6646 |  |  |  | 0.20744 | 0
2016-11-01 15:00:00 | 0.32081 | 0.31673 | 0.31673 | [6 empty] | -37.6 |  |  | 39.34 | 46.28 | 5.7573 | 14.0425 |  |  |  | 0.21111 | 0
2016-11-01 16:00:00 | 0.33215 | 0.32701 | 0.32701 | [6 empty] | -37.6 |  |  | 47.51 | 49.99 | 6.0557 | 14.7795 |  |  |  | 0.22245 | 0
2016-11-01 17:00:00 | 0.33759 | 0.33066 | 0.33066 | [6 empty] | -37.6 |  |  | 49.99 | 61.2 | 6.3564 | 15.5564 |  |  |  | 0.22788 | 0
2016-11-01 18:00:00 | 0.34633 | 0.33751 | 0.33751 | [6 empty] | -37.6 |  |  | 45.97 | 68.99 | 6.6414 | 16.2049 |  |  |  | 0.23663 | 0
2016-11-01 19:00:00 | 0.35052 | 0.34039 | 0.34039 | [6 empty] | -37.6 |  |  | 35.94 | 67.89 | 6.8218 | 16.6273 |  |  |  | 0.24082 | 0
2016-11-01 20:00:00 | 0.33972 | 0.32793 | 0.32794 | [6 empty] | -37.6 |  |  | 29.59 | 58.23 | 6.7702 | 16.4667 |  |  |  | 0.23002 | 0
2016-11-01 21:00:00 | 0.30138 | 0.28829 | 0.28829 | [6 empty] | -37.6 |  |  | 28.86 | 49.56 | 6.1984 | 15.01 |  |  |  | 0.19168 | 0
2016-11-01 22:00:00 | 0.25643 | 0.24685 | 0.24685 | [6 empty] | -37.6 |  |  | 16.02 | 49.33 | 5.1056 | 12.326 |  |  |  | 0.14673 | 0
2016-11-01 23:00:00 | 0.21433 | 0.21256 | 0.21257 | [6 empty] | -37.6 |  |  | 27.11 | 45.7 | 3.6961 | 8.9363 |  |  |  | 0.10463 | 0
2016-11-02 00:00:00 | 0.23531 | 0.24105 | 0.24106 | [6 empty] | -37.6 |  |  | 15.12 | 44 | 3.4434 | 8.449 |  |  |  | 0.12561 | 0
2016-11-02 01:00:00 | 0.25022 | 0.25495 | 0.25496 | [6 empty] | -37.6 |  |  | 13.2 | 41.22 | 3.7699 | 9.2224 |  |  |  | 0.14051 | 0
2016-11-02 02:00:00 | 0.26065 | 0.26784 | 0.26785 | [6 empty] | -37.6 |  |  | 12.26 | 36.62 | 3.6735 | 8.9531 |  |  |  | 0.15095 | 0
2016-11-02 03:00:00 | 0.29632 | 0.30469 | 0.3047 | [6 empty] | -37.6 |  |  | 13.16 | 35 | 4.1045 | 9.9495 |  |  |  | 0.18662 | 0
2016-11-02 04:00:00 | 0.365 | 0.37147 | 0.37148 | [6 empty] | -37.6 |  |  | 21.01 | 40.27 | 5.4477 | 13.2368 |  |  |  | 0.2553 | 0
2016-11-02 05:00:00 | 0.47497 | 0.47467 | 0.47468 | [6 empty] | -37.6 |  |  | 33.85 | 42.57 | 7.9889 | 19.4923 |  |  |  | 0.36526 | 0.025682
2016-11-02 06:00:00 | 0.49931 | 0.50154 | 0.50155 | [6 empty] | -37.6 |  |  | 39.04 | 58.97 | 8.3469 | 20.6003 |  |  |  | 0.3896 | 0.052549
2016-11-02 07:00:00 | 0.49582 | 0.49846 | 0.49846 | [6 empty] | -37.6 |  |  | 36.54 | 68.94 | 8.1351 | 19.9549 |  |  |  | 0.38611 | 0.049463
2016-11-02 08:00:00 | 0.46707 | 0.46632 | 0.46632 | [6 empty] | -37.6 |  |  | 36.72 | 69.38 | 7.9069 | 19.3134 |  |  |  | 0.35737 | 0.017322
2016-11-02 09:00:00 | 0.43823 | 0.43573 | 0.43573 | [6 empty] | -37.6 |  |  | 33.19 | 66.95 | 7.4961 | 18.2078 |  |  |  | 0.32853 | 0
2016-11-02 10:00:00 | 0.41487 | 0.41142 | 0.41142 | [6 empty] | -37.6 |  |  | 34.07 | 66.25 | 7.1969 | 17.4741 |  |  |  | 0.30517 | 0
2016-11-02 11:00:00 | 0.39657 | 0.39323 | 0.39324 | [6 empty] | -37.6 |  |  | 32.93 | 66.09 | 6.9045 | 16.7863 |  |  |  | 0.28687 | 0
2016-11-02 12:00:00 | 0.38543 | 0.38164 | 0.38165 | [6 empty] | -37.6 |  |  | 33.18 | 65.55 | 6.7669 | 16.4575 |  |  |  | 0.27573 | 0
2016-11-02 13:00:00 | 0.37955 | 0.37632 | 0.37633 | [6 empty] | -37.6 |  |  | 33.06 | 64.89 | 6.6572 | 16.2352 |  |  |  | 0.26985 | 0
2016-11-02 14:00:00 | 0.37755 | 0.37341 | 0.37341 | [6 empty] | -37.6 |  |  | 33.99 | 62.9 | 6.6955 | 16.315 |  |  |  | 0.26785 | 0
2016-11-02 15:00:00 | 0.38192 | 0.37729 | 0.3773 | [6 empty] | -37.6 |  |  | 39.16 | 64.91 | 6.8604 | 16.7668 |  |  |  | 0.27222 | 0
2016-11-02 16:00:00 | 0.39543 | 0.38956 | 0.38956 | [6 empty] | -37.6 |  |  | 52.91 | 71.94 | 7.2161 | 17.6475 |  |  |  | 0.28573 | 0
2016-11-02 17:00:00 | 0.40192 | 0.39394 | 0.39394 | [6 empty] | -37.6 |  |  | 52.46 | 81.37 | 7.5747 | 18.5759 |  |  |  | 0.29222 | 0
2016-11-02 18:00:00 | 0.41234 | 0.40211 | 0.40211 | [6 empty] | -37.6 |  |  | 51.46 | 85.08 | 7.9141 | 19.3493 |  |  |  | 0.30263 | 0
2016-11-02 19:00:00 | 0.41732 | 0.40554 | 0.40554 | [6 empty] | -37.6 |  |  | 39.98 | 71.72 | 8.1289 | 19.8527 |  |  |  | 0.30762 | 0
2016-11-02 20:00:00 | 0.40447 | 0.3907 | 0.3907 | [6 empty] | -37.6 |  |  | 37.52 | 59.83 | 8.067 | 19.6591 |  |  |  | 0.29476 | 0
2016-11-02 21:00:00 | 0.35882 | 0.34347 | 0.34347 | [6 empty] | -37.6 |  |  | 35.18 | 47.64 | 7.3853 | 17.918 |  |  |  | 0.24912 | 0
2016-11-02 22:00:00 | 0.30525 | 0.29402 | 0.29402 | [6 empty] | -37.6 |  |  | 35.67 | 50.02 | 6.0819 | 14.7069 |  |  |  | 0.19555 | 0
2016-11-02 23:00:00 | 0.25511 | 0.25312 | 0.25313 | [6 empty] | -37.6 |  |  | 35.05 | 44.57 | 4.4027 | 10.6619 |  |  |  | 0.14541 | 0
2016-11-03 00:00:00 | 0.29812 | 0.30539 | 0.3054 | [6 empty] | -37.6 |  |  | 35.07 | 43.97 | 4.3517 | 10.6772 |  |  |  | 0.18841 | 0
2016-11-03 01:00:00 | 0.31154 | 0.31788 | 0.31789 | [6 empty] | -37.6 |  |  | 34.74 | 41.56 | 4.6434 | 11.3626 |  |  |  | 0.20183 | 0
2016-11-03 02:00:00 | 0.32664 | 0.33469 | 0.3347 | [6 empty] | -37.6 |  |  | 35.87 | 38.75 | 4.7364 | 11.5926 |  |  |  | 0.21694 | 0
2016-11-03 03:00:00 | 0.35643 | 0.36468 | 0.36469 | [6 empty] | -37.6 |  |  | 36.74 | 35.22 | 5.1646 | 12.582 |  |  |  | 0.24672 | 0
2016-11-03 04:00:00 | 0.43203 | 0.44194 | 0.44195 | [6 empty] | -37.6 |  |  | 38.95 | 37.14 | 6.2916 | 15.3495 |  |  |  | 0.32232 | 0
2016-11-03 05:00:00 | 0.56278 | 0.56037 | 0.56039 | [6 empty] | -37.6 |  |  | 47.23 | 38.82 | 9.4998 | 23.0015 |  |  |  | 0.45307 | 0.11139
2016-11-03 06:00:00 | 0.58261 | 0.58313 | 0.58314 | [6 empty] | -37.6 |  |  | 53.41 | 44.57 | 9.7326 | 23.8013 |  |  |  | 0.47291 | 0.13414
2016-11-03 07:00:00 | 0.56749 | 0.56786 | 0.56786 | [6 empty] | -37.6 |  |  | 56.06 | 56.13 | 9.4338 | 22.9998 |  |  |  | 0.45779 | 0.11886
2016-11-03 08:00:00 | 0.54795 | 0.54804 | 0.54805 | [6 empty] | -37.6 |  |  | 50.11 | 58.42 | 9.2056 | 22.5137 |  |  |  | 0.43825 | 0.099052
2016-11-03 09:00:00 | 0.52713 | 0.52556 | 0.52557 | [6 empty] | -37.6 |  |  | 46.86 | 53.27 | 8.9903 | 21.9571 |  |  |  | 0.41743 | 0.076566
2016-11-03 10:00:00 | 0.50411 | 0.5009 | 0.50091 | [6 empty] | -37.6 |  |  | 47.63 | 52 | 8.7362 | 21.3085 |  |  |  | 0.3944 | 0.051912
2016-11-03 11:00:00 | 0.48285 | 0.47989 | 0.4799 | [6 empty] | -37.6 |  |  | 48 | 53.2 | 8.3963 | 20.5209 |  |  |  | 0.37314 | 0.030898
2016-11-03 12:00:00 | 0.47402 | 0.47025 | 0.47026 | [6 empty] | -37.6 |  |  | 48.95 | 57.44 | 8.3151 | 20.3088 |  |  |  | 0.36432 | 0.021258
2016-11-03 13:00:00 | 0.46909 | 0.46487 | 0.46488 | [6 empty] | -37.6 |  |  | 48.96 | 57.33 | 8.2751 | 20.2111 |  |  |  | 0.35939 | 0.015878
2016-11-03 14:00:00 | 0.47148 | 0.46796 | 0.46797 | [6 empty] | -37.6 |  |  | 59.6 | 56.19 | 8.3021 | 20.3369 |  |  |  | 0.36177 | 0.018969
2016-11-03 15:00:00 | 0.47654 | 0.47264 | 0.47265 | [6 empty] | -37.6 |  |  | 56.35 | 52.32 | 8.4021 | 20.5603 |  |  |  | 0.36684 | 0.023646
2016-11-03 16:00:00 | 0.48409 | 0.4784 | 0.47841 | [6 empty] | -37.6 |  |  | 59.99 | 64.99 | 8.7527 | 21.4736 |  |  |  | 0.37439 | 0.029405
2016-11-03 17:00:00 | 0.48766 | 0.47955 | 0.47955 | [6 empty] | -37.6 |  |  | 56.03 | 70.05 | 9.0586 | 22.2377 |  |  |  | 0.37796 | 0.03055
2016-11-03 18:00:00 | 0.4887 | 0.47813 | 0.47813 | [6 empty] | -37.6 |  |  | 48.88 | 81.58 | 9.2586 | 22.6696 |  |  |  | 0.379 | 0.029133
2016-11-03 19:00:00 | 0.48601 | 0.47492 | 0.47492 | [6 empty] | -37.6 |  |  | 42.41 | 69.75 | 9.2586 | 22.6639 |  |  |  | 0.3763 | 0.025921
2016-11-03 20:00:00 | 0.46576 | 0.45316 | 0.45317 | [6 empty] | -37.6 |  |  | 37.27 | 60.81 | 9.0445 | 22.1186 |  |  |  | 0.35606 | 0.0041651
2016-11-03 21:00:00 | 0.41857 | 0.40531 | 0.40532 | [6 empty] | -37.6 |  |  | 36.24 | 49 | 8.2774 | 20.1999 |  |  |  | 0.30886 | 0
2016-11-03 22:00:00 | 0.36545 | 0.35579 | 0.3558 | [6 empty] | -37.6 |  |  | 33.98 | 47.64 | 6.9917 | 16.987 |  |  |  | 0.25575 | 0
2016-11-03 23:00:00 | 0.31246 | 0.31321 | 0.31322 | [6 empty] | -37.6 |  |  | 32.4 | 43.95 | 5.1505 | 12.5493 |  |  |  | 0.20276 | 0
2016-11-04 00:00:00 | 0.29065 | 0.29684 | 0.29684 | [6 empty] | -37.6 |  |  | 32.42 | 45.03 | 4.3298 | 10.623 |  |  |  | 0.18095 | 0
2016-11-04 01:00:00 | 0.30496 | 0.31038 | 0.31039 | [6 empty] | -37.6 |  |  | 30.96 | 42.01 | 4.6202 | 11.3049 |  |  |  | 0.19525 | 0
2016-11-04 02:00:00 | 0.31502 | 0.32127 | 0.32128 | [6 empty] | -37.6 |  |  | 30.8 | 39.02 | 4.7126 | 11.5337 |  |  |  | 0.20532 | 0
2016-11-04 03:00:00 | 0.34327 | 0.34947 | 0.34948 | [6 empty] | -37.6 |  |  | 31.98 | 34.38 | 5.1387 | 12.5182 |  |  |  | 0.23356 | 0
2016-11-04 04:00:00 | 0.41766 | 0.42536 | 0.42538 | [6 empty] | -37.6 |  |  | 34.13 | 38.87 | 6.2601 | 15.2717 |  |  |  | 0.30795 | 0
2016-11-04 05:00:00 | 0.55806 | 0.55532 | 0.55533 | [6 empty] | -37.6 |  |  | 36.98 | 44 | 9.4523 | 22.885 |  |  |  | 0.44835 | 0.10633
2016-11-04 06:00:00 | 0.57857 | 0.57888 | 0.57888 | [6 empty] | -37.6 |  |  | 46.78 | 49.99 | 9.6838 | 23.68 |  |  |  | 0.46887 | 0.12988
2016-11-04 07:00:00 | 0.56208 | 0.56198 | 0.56199 | [6 empty] | -37.6 |  |  | 48.69 | 62.63 | 9.3865 | 22.8827 |  |  |  | 0.45238 | 0.11299
2016-11-04 08:00:00 | 0.54184 | 0.54133 | 0.54134 | [6 empty] | -37.6 |  |  | 47.94 | 62.93 | 9.1595 | 22.3992 |  |  |  | 0.43214 | 0.09234
2016-11-04 09:00:00 | 0.52247 | 0.52053 | 0.52054 | [6 empty] | -37.6 |  |  | 40.86 | 63.97 | 8.9453 | 21.8455 |  |  |  | 0.41276 | 0.071537
2016-11-04 10:00:00 | 0.49986 | 0.49636 | 0.49637 | [6 empty] | -37.6 |  |  | 42.83 | 64.39 | 8.6925 | 21.2002 |  |  |  | 0.39016 | 0.047367
2016-11-04 11:00:00 | 0.47683 | 0.47325 | 0.47325 | [6 empty] | -37.6 |  |  | 38.05 | 63.27 | 8.3542 | 20.4166 |  |  |  | 0.36712 | 0.024252
2016-11-04 12:00:00 | 0.46713 | 0.46257 | 0.46257 | [6 empty] | -37.6 |  |  | 40.49 | 64.03 | 8.2734 | 20.2056 |  |  |  | 0.35743 | 0.013575
2016-11-04 13:00:00 | 0.46177 | 0.45669 | 0.45669 | [6 empty] | -37.6 |  |  | 43.15 | 59.13 | 8.2336 | 20.1085 |  |  |  | 0.35207 | 0.0076917
2016-11-04 14:00:00 | 0.46358 | 0.45911 | 0.45911 | [6 empty] | -37.6 |  |  | 49.91 | 58.57 | 8.2605 | 20.2335 |  |  |  | 0.35388 | 0.010113
2016-11-04 15:00:00 | 0.46858 | 0.46371 | 0.46372 | [6 empty] | -37.6 |  |  | 48.73 | 59.54 | 8.36 | 20.4557 |  |  |  | 0.35888 | 0.014716
2016-11-04 16:00:00 | 0.47667 | 0.47012 | 0.47013 | [6 empty] | -37.6 |  |  | 52.19 | 62.01 | 8.7088 | 21.3644 |  |  |  | 0.36697 | 0.021125
2016-11-04 17:00:00 | 0.48243 | 0.47385 | 0.47386 | [6 empty] | -37.6 |  |  | 49.6 | 73.43 | 9.0131 | 22.1246 |  |  |  | 0.37273 | 0.024856
2016-11-04 18:00:00 | 0.48513 | 0.47441 | 0.47441 | [6 empty] | -37.6 |  |  | 40.15 | 80.49 | 9.2122 | 22.5543 |  |  |  | 0.37543 | 0.025408
2016-11-04 19:00:00 | 0.47988 | 0.46819 | 0.46819 | [6 empty] | -37.6 |  |  | 39.23 | 69.94 | 9.2122 | 22.5487 |  |  |  | 0.37018 | 0.01919
2016-11-04 20:00:00 | 0.46158 | 0.44872 | 0.44872 | [6 empty] | -37.6 |  |  | 38.31 | 59.93 | 8.9991 | 22.0062 |  |  |  | 0.35188 | 0
2016-11-04 21:00:00 | 0.41564 | 0.4023 | 0.4023 | [6 empty] | -37.6 |  |  | 37.02 | 48.64 | 8.236 | 20.0973 |  |  |  | 0.30594 | 0
2016-11-04 22:00:00 | 0.35995 | 0.34968 | 0.34969 | [6 empty] | -37.6 |  |  | 34.9 | 49.57 | 6.9567 | 16.901 |  |  |  | 0.25025 | 0
2016-11-04 23:00:00 | 0.30563 | 0.30544 | 0.30545 | [6 empty] | -37.6 |  |  | 37.05 | 47.76 | 5.1247 | 12.4856 |  |  |  | 0.19592 | 0
2016-11-05 00:00:00 | 0.27961 | 0.28357 | 0.28358 | [6 empty] | -37.6 |  |  | 37.07 | 46.01 | 4.359 | 10.6956 |  |  |  | 0.16991 | 0
2016-11-05 01:00:00 | 0.29551 | 0.29896 | 0.29897 | [6 empty] | -37.6 |  |  | 36.77 | 43.15 | 4.6513 | 11.3821 |  |  |  | 0.1858 | 0
2016-11-05 02:00:00 | 0.30846 | 0.31324 | 0.31325 | [6 empty] | -37.6 |  |  | 35.97 | 40.63 | 4.7444 | 11.6125 |  |  |  | 0.19876 | 0
2016-11-05 03:00:00 | 0.33662 | 0.34131 | 0.34132 | [6 empty] | -37.6 |  |  | 35.54 | 38.95 | 5.1733 | 12.6037 |  |  |  | 0.22692 | 0
2016-11-05 04:00:00 | 0.41066 | 0.41671 | 0.41672 | [6 empty] | -37.6 |  |  | 35.93 | 37.58 | 6.3023 | 15.3759 |  |  |  | 0.30095 | 0
2016-11-05 05:00:00 | 0.55024 | 0.54547 | 0.54548 | [6 empty] | -37.6 |  |  | 36.5 | 38.13 | 9.5159 | 23.0409 |  |  |  | 0.44054 | 0.096484
2016-11-05 06:00:00 | 0.55468 | 0.55014 | 0.55014 | [6 empty] | -37.6 |  |  | 37.02 | 41.03 | 9.7492 | 23.8424 |  |  |  | 0.44498 | 0.10114
2016-11-05 07:00:00 | 0.53822 | 0.53329 | 0.53329 | [6 empty] | -37.6 |  |  | 38.96 | 43.76 | 9.4499 | 23.0395 |  |  |  | 0.42852 | 0.084294
2016-11-05 08:00:00 | 0.51503 | 0.5092 | 0.5092 | [6 empty] | -37.6 |  |  | 39.89 | 48.28 | 9.2213 | 22.5525 |  |  |  | 0.40533 | 0.0602
2016-11-05 09:00:00 | 0.49851 | 0.49176 | 0.49177 | [6 empty] | -37.6 |  |  | 41.16 | 47.27 | 9.0056 | 21.9949 |  |  |  | 0.38881 | 0.042769
2016-11-05 10:00:00 | 0.48378 | 0.47686 | 0.47687 | [6 empty] | -37.6 |  |  | 44.79 | 47.95 | 8.7511 | 21.3451 |  |  |  | 0.37408 | 0.027866
2016-11-05 11:00:00 | 0.45579 | 0.44795 | 0.44795 | [6 empty] | -37.6 |  |  | 46.54 | 49 | 8.4105 | 20.5562 |  |  |  | 0.34609 | 0
2016-11-05 12:00:00 | 0.44077 | 0.43102 | 0.43102 | [6 empty] | -37.6 |  |  | 40.8 | 49.38 | 8.3292 | 20.3437 |  |  |  | 0.33106 | 0
2016-11-05 13:00:00 | 0.43619 | 0.42606 | 0.42606 | [6 empty] | -37.6 |  |  | 39.35 | 46.1 | 8.2891 | 20.2459 |  |  |  | 0.32649 | 0
2016-11-05 14:00:00 | 0.43842 | 0.42897 | 0.42897 | [6 empty] | -37.6 |  |  | 38.88 | 44.07 | 8.3162 | 20.3719 |  |  |  | 0.32872 | 0
2016-11-05 15:00:00 | 0.44767 | 0.43856 | 0.43856 | [6 empty] | -37.6 |  |  | 42.65 | 44.16 | 8.4164 | 20.5956 |  |  |  | 0.33797 | 0
2016-11-05 16:00:00 | 0.4628 | 0.45322 | 0.45322 | [6 empty] | -37.6 |  |  | 48.1 | 48.27 | 8.7676 | 21.5106 |  |  |  | 0.35309 | 0.0042236
2016-11-05 17:00:00 | 0.47079 | 0.45956 | 0.45956 | [6 empty] | -37.6 |  |  | 44.78 | 64.07 | 9.0739 | 22.276 |  |  |  | 0.36109 | 0.010563
2016-11-05 18:00:00 | 0.47035 | 0.45641 | 0.45641 | [6 empty] | -37.6 |  |  | 40.91 | 71.37 | 9.2743 | 22.7086 |  |  |  | 0.36065 | 0.0074072
2016-11-05 19:00:00 | 0.46451 | 0.44949 | 0.44949 | [6 empty] | -37.6 |  |  | 37.07 | 66.21 | 9.2743 | 22.7029 |  |  |  | 0.35481 | 0.00049212
2016-11-05 20:00:00 | 0.45776 | 0.4436 | 0.4436 | [6 empty] | -37.6 |  |  | 34.32 | 49.24 | 9.0598 | 22.1566 |  |  |  | 0.34805 | 0
2016-11-05 21:00:00 | 0.41289 | 0.3985 | 0.3985 | [6 empty] | -37.6 |  |  | 32.71 | 46.07 | 8.2915 | 20.2346 |  |  |  | 0.30319 | 0
2016-11-05 22:00:00 | 0.35925 | 0.34838 | 0.34839 | [6 empty] | -37.6 |  |  | 29.94 | 47.43 | 7.0035 | 17.0161 |  |  |  | 0.24955 | 0
2016-11-05 23:00:00 | 0.30704 | 0.30675 | 0.30676 | [6 empty] | -37.6 |  |  | 32.23 | 45.08 | 5.1592 | 12.5708 |  |  |  | 0.19734 | 0
2016-11-06 00:00:00 | 0.28743 | 0.29385 | 0.29386 | [6 empty] | -37.6 |  |  | 27.78 | 45.81 | 4.2506 | 10.4261 |  |  |  | 0.17773 | 0
2016-11-06 01:00:00 | 0.29341 | 0.29767 | 0.29768 | [6 empty] | -37.6 |  |  | 27.95 | 38.17 | 4.5357 | 11.0955 |  |  |  | 0.18371 | 0
2016-11-06 02:00:00 | 0.31811 | 0.32578 | 0.32579 | [6 empty] | -37.6 |  |  | 25.03 | 37.82 | 4.6265 | 11.3201 |  |  |  | 0.20841 | 0
2016-11-06 03:00:00 | 0.36919 | 0.3809 | 0.38092 | [6 empty] | -37.6 |  |  | 30.1 | 37.34 | 5.0448 | 12.2864 |  |  |  | 0.25948 | 0
2016-11-06 04:00:00 | 0.44319 | 0.45654 | 0.45655 | [6 empty] | -37.6 |  |  | 29.82 | 37.35 | 6.1458 | 14.9891 |  |  |  | 0.33348 | 0.0075533
2016-11-06 05:00:00 | 0.50546 | 0.49529 | 0.4953 | [6 empty] | -37.6 |  |  | 30.89 | 37.13 | 9.2797 | 22.462 |  |  |  | 0.39576 | 0.046301
2016-11-06 06:00:00 | 0.5088 | 0.49867 | 0.49867 | [6 empty] | -37.6 |  |  | 30.88 | 37.99 | 9.5064 | 23.2398 |  |  |  | 0.3991 | 0.049666
2016-11-06 07:00:00 | 0.49699 | 0.48723 | 0.48723 | [6 empty] | -37.6 |  |  | 33.81 | 38.58 | 9.2147 | 22.4578 |  |  |  | 0.38729 | 0.03823
2016-11-06 08:00:00 | 0.4795 | 0.46976 | 0.46976 | [6 empty] | -37.6 |  |  | 37.02 | 39.53 | 8.9919 | 21.9836 |  |  |  | 0.3698 | 0.020762
2016-11-06 09:00:00 | 0.4633 | 0.45266 | 0.45266 | [6 empty] | -37.6 |  |  | 37.93 | 43.03 | 8.7816 | 21.4403 |  |  |  | 0.3536 | 0.0036605
2016-11-06 10:00:00 | 0.45318 | 0.44312 | 0.44312 | [6 empty] | -37.6 |  |  | 41.58 | 45.34 | 8.5335 | 20.8072 |  |  |  | 0.34348 | 0
2016-11-06 11:00:00 | 0.43292 | 0.42318 | 0.42319 | [6 empty] | -37.6 |  |  | 38.94 | 50.55 | 8.2014 | 20.0382 |  |  |  | 0.32321 | 0
2016-11-06 12:00:00 | 0.42534 | 0.41499 | 0.41499 | [6 empty] | -37.6 |  |  | 37.07 | 52.51 | 8.1221 | 19.8311 |  |  |  | 0.31564 | 0
2016-11-06 13:00:00 | 0.42899 | 0.41969 | 0.41969 | [6 empty] | -37.6 |  |  | 37.09 | 46.66 | 8.0831 | 19.7358 |  |  |  | 0.31929 | 0
2016-11-06 14:00:00 | 0.43405 | 0.42592 | 0.42593 | [6 empty] | -37.6 |  |  | 37 | 43.39 | 8.1094 | 19.8585 |  |  |  | 0.32435 | 0
2016-11-06 15:00:00 | 0.43403 | 0.42464 | 0.42464 | [6 empty] | -37.6 |  |  | 39.5 | 42.5 | 8.2071 | 20.0764 |  |  |  | 0.32432 | 0
2016-11-06 16:00:00 | 0.45696 | 0.44856 | 0.44856 | [6 empty] | -37.6 |  |  | 48.51 | 46.96 | 8.5495 | 20.9681 |  |  |  | 0.34726 | 0
2016-11-06 17:00:00 | 0.4681 | 0.45867 | 0.45867 | [6 empty] | -37.6 |  |  | 47.96 | 59.94 | 8.8482 | 21.7141 |  |  |  | 0.3584 | 0.0096684
2016-11-06 18:00:00 | 0.46953 | 0.45778 | 0.45778 | [6 empty] | -37.6 |  |  | 43.27 | 66.07 | 9.0436 | 22.136 |  |  |  | 0.35983 | 0.0087774
2016-11-06 19:00:00 | 0.46953 | 0.45773 | 0.45773 | [6 empty] | -37.6 |  |  | 37.05 | 66.27 | 9.0436 | 22.1305 |  |  |  | 0.35983 | 0.0087304
2016-11-06 20:00:00 | 0.45767 | 0.44579 | 0.44579 | [6 empty] | -37.6 |  |  | 36 | 53.2 | 8.8345 | 21.5981 |  |  |  | 0.34797 | 0
2016-11-06 21:00:00 | 0.41133 | 0.39876 | 0.39877 | [6 empty] | -37.6 |  |  | 33.33 | 47.64 | 8.0853 | 19.7249 |  |  |  | 0.30163 | 0
2016-11-06 22:00:00 | 0.36752 | 0.35988 | 0.35989 | [6 empty] | -37.6 |  |  | 30.23 | 48.24 | 6.8297 | 16.5889 |  |  |  | 0.25781 | 0
2016-11-06 23:00:00 | 0.30511 | 0.3058 | 0.30581 | [6 empty] | -37.6 |  |  | 10.72 | 43.93 | 5.0311 | 12.2547 |  |  |  | 0.19541 | 0
2016-11-07 00:00:00 | 0.30585 | 0.313 | 0.313 | [6 empty] | -37.6 |  |  | 13.61 | 38.11 | 4.4997 | 11.0458 |  |  |  | 0.19615 | 0
2016-11-07 01:00:00 | 0.31973 | 0.32592 | 0.32593 | [6 empty] | -37.6 |  |  | 13.69 | 37.1 | 4.8014 | 11.7544 |  |  |  | 0.21003 | 0
2016-11-07 02:00:00 | 0.33817 | 0.34661 | 0.34662 | [6 empty] | -37.6 |  |  | 12.6 | 35.39 | 4.8975 | 11.9924 |  |  |  | 0.22846 | 0
2016-11-07 03:00:00 | 0.369 | 0.37767 | 0.37768 | [6 empty] | -37.6 |  |  | 11.94 | 34.98 | 5.3402 | 13.0158 |  |  |  | 0.2593 | 0
2016-11-07 04:00:00 | 0.44838 | 0.45898 | 0.459 | [6 empty] | -37.6 |  |  | 15.82 | 37.22 | 6.5055 | 15.8783 |  |  |  | 0.33868 | 0.0099958
2016-11-07 05:00:00 | 0.58253 | 0.58025 | 0.58026 | [6 empty] | -37.6 |  |  | 33.02 | 39.13 | 9.8225 | 23.7929 |  |  |  | 0.47283 | 0.13126
2016-11-07 06:00:00 | 0.59808 | 0.59796 | 0.59797 | [6 empty] | -37.6 |  |  | 40.81 | 48.98 | 10.0643 | 24.6254 |  |  |  | 0.48838 | 0.14897
2016-11-07 07:00:00 | 0.58243 | 0.58214 | 0.58215 | [6 empty] | -37.6 |  |  | 38.01 | 65.99 | 9.7551 | 23.7952 |  |  |  | 0.47273 | 0.13315
2016-11-07 08:00:00 | 0.5633 | 0.56292 | 0.56293 | [6 empty] | -37.6 |  |  | 38.07 | 64.94 | 9.519 | 23.2915 |  |  |  | 0.4536 | 0.11393
2016-11-07 09:00:00 | 0.54398 | 0.54225 | 0.54226 | [6 empty] | -37.6 |  |  | 39.93 | 61.64 | 9.2963 | 22.7153 |  |  |  | 0.43427 | 0.093259
2016-11-07 10:00:00 | 0.52069 | 0.51737 | 0.51737 | [6 empty] | -37.6 |  |  | 39.98 | 58.61 | 9.0335 | 22.044 |  |  |  | 0.41098 | 0.068375
2016-11-07 11:00:00 | 0.49645 | 0.49298 | 0.49299 | [6 empty] | -37.6 |  |  | 41.76 | 60.82 | 8.6819 | 21.2292 |  |  |  | 0.38674 | 0.043991
2016-11-07 12:00:00 | 0.4901 | 0.48627 | 0.48628 | [6 empty] | -37.6 |  |  | 42.67 | 61.18 | 8.598 | 21.0095 |  |  |  | 0.3804 | 0.037281
2016-11-07 13:00:00 | 0.48499 | 0.4807 | 0.48071 | [6 empty] | -37.6 |  |  | 46.9 | 60 | 8.5566 | 20.9085 |  |  |  | 0.37529 | 0.031707
2016-11-07 14:00:00 | 0.4869 | 0.48325 | 0.48326 | [6 empty] | -37.6 |  |  | 53.03 | 56.71 | 8.5846 | 21.0388 |  |  |  | 0.3772 | 0.034255
2016-11-07 15:00:00 | 0.49047 | 0.48613 | 0.48613 | [6 empty] | -37.6 |  |  | 58.45 | 55.01 | 8.6881 | 21.2702 |  |  |  | 0.38077 | 0.037133
2016-11-07 16:00:00 | 0.50553 | 0.5006 | 0.50061 | [6 empty] | -37.6 |  |  | 69.83 | 66.71 | 9.0506 | 22.2153 |  |  |  | 0.39582 | 0.051609
2016-11-07 17:00:00 | 0.51255 | 0.50571 | 0.50572 | [6 empty] | -37.6 |  |  | 65.94 | 82.48 | 9.3669 | 23.0059 |  |  |  | 0.40285 | 0.056716
2016-11-07 18:00:00 | 0.51361 | 0.50423 | 0.50424 | [6 empty] | -37.6 |  |  | 59.93 | 100.46 | 9.5737 | 23.4525 |  |  |  | 0.40391 | 0.055238
2016-11-07 19:00:00 | 0.50301 | 0.49173 | 0.49173 | [6 empty] | -37.6 |  |  | 49.99 | 76.84 | 9.5737 | 23.4467 |  |  |  | 0.39331 | 0.042732
2016-11-07 20:00:00 | 0.48595 | 0.47378 | 0.47378 | [6 empty] | -37.6 |  |  | 37.85 | 64.09 | 9.3523 | 22.8822 |  |  |  | 0.37625 | 0.024783
2016-11-07 21:00:00 | 0.43653 | 0.42357 | 0.42357 | [6 empty] | -37.6 |  |  | 39.7 | 48 | 8.559 | 20.8968 |  |  |  | 0.32683 | 0
2016-11-07 22:00:00 | 0.38046 | 0.37098 | 0.37099 | [6 empty] | -37.6 |  |  | 38.05 | 50 | 7.2291 | 17.5709 |  |  |  | 0.27075 | 0
2016-11-07 23:00:00 | 0.32344 | 0.32433 | 0.32434 | [6 empty] | -37.6 |  |  | 37.47 | 46.81 | 5.3255 | 12.9814 |  |  |  | 0.21374 | 0
2016-11-08 00:00:00 | 0.33103 | 0.33946 | 0.33947 | [6 empty] | -37.6 |  |  | 36.65 | 43.95 | 4.8142 | 11.8299 |  |  |  | 0.22133 | 0
2016-11-08 01:00:00 | 0.34591 | 0.35331 | 0.35332 | [6 empty] | -37.6 |  |  | 36.09 | 40.56 | 5.1368 | 12.5881 |  |  |  | 0.23621 | 0
2016-11-08 02:00:00 | 0.36271 | 0.37201 | 0.37202 | [6 empty] | -37.6 |  |  | 36.17 | 39.45 | 5.2396 | 12.8429 |  |  |  | 0.25301 | 0
2016-11-08 03:00:00 | 0.39578 | 0.40535 | 0.40536 | [6 empty] | -37.6 |  |  | 37.13 | 38.15 | 5.7132 | 13.9387 |  |  |  | 0.28608 | 0
2016-11-08 04:00:00 | 0.47971 | 0.4912 | 0.49121 | [6 empty] | -37.6 |  |  | 37.17 | 38.85 | 6.9596 | 17.003 |  |  |  | 0.37001 | 0.042215
2016-11-08 05:00:00 | 0.62458 | 0.62259 | 0.62261 | [6 empty] | -37.6 |  |  | 46.77 | 41.06 | 10.5076 | 25.4761 |  |  |  | 0.51487 | 0.17361
2016-11-08 06:00:00 | 0.64672 | 0.64804 | 0.64805 | [6 empty] | -37.6 |  |  | 61.65 | 46.99 | 10.7688 | 26.3794 |  |  |  | 0.53701 | 0.19905
2016-11-08 07:00:00 | 0.62993 | 0.63105 | 0.63106 | [6 empty] | -37.6 |  |  | 64.64 | 64.27 | 10.4375 | 25.4878 |  |  |  | 0.52022 | 0.18206
2016-11-08 08:00:00 | 0.6082 | 0.60899 | 0.609 | [6 empty] | -37.6 |  |  | 63.89 | 66.78 | 10.1845 | 24.9465 |  |  |  | 0.4985 | 0.16
2016-11-08 09:00:00 | 0.58506 | 0.58397 | 0.58398 | [6 empty] | -37.6 |  |  | 58.97 | 62.91 | 9.9461 | 24.3287 |  |  |  | 0.47536 | 0.13498
2016-11-08 10:00:00 | 0.55947 | 0.55655 | 0.55656 | [6 empty] | -37.6 |  |  | 58.99 | 60.01 | 9.6648 | 23.6089 |  |  |  | 0.44976 | 0.10756
2016-11-08 11:00:00 | 0.53586 | 0.53319 | 0.5332 | [6 empty] | -37.6 |  |  | 58.47 | 58.94 | 9.2887 | 22.7362 |  |  |  | 0.42616 | 0.0842
2016-11-08 12:00:00 | 0.52605 | 0.52246 | 0.52247 | [6 empty] | -37.6 |  |  | 58.94 | 55.98 | 9.1987 | 22.5005 |  |  |  | 0.41635 | 0.073471
2016-11-08 13:00:00 | 0.52057 | 0.51648 | 0.51648 | [6 empty] | -37.6 |  |  | 62.13 | 59.18 | 9.1544 | 22.3922 |  |  |  | 0.41086 | 0.067484
2016-11-08 14:00:00 | 0.52322 | 0.51992 | 0.51993 | [6 empty] | -37.6 |  |  | 67.91 | 56.91 | 9.1845 | 22.5323 |  |  |  | 0.41352 | 0.070927
2016-11-08 15:00:00 | 0.52885 | 0.52512 | 0.52513 | [6 empty] | -37.6 |  |  | 84.92 | 56.91 | 9.2953 | 22.7807 |  |  |  | 0.41914 | 0.076129
2016-11-08 16:00:00 | 0.53718 | 0.53149 | 0.5315 | [6 empty] | -37.6 |  |  | 104.96 | 65 | 9.6834 | 23.7935 |  |  |  | 0.42748 | 0.082497
2016-11-08 17:00:00 | 0.54109 | 0.53273 | 0.53273 | [6 empty] | -37.6 |  |  | 70.03 | 85.1 | 10.0219 | 24.6407 |  |  |  | 0.43139 | 0.083732
2016-11-08 18:00:00 | 0.5422 | 0.53112 | 0.53112 | [6 empty] | -37.6 |  |  | 56.43 | 102.2 | 10.243 | 25.1186 |  |  |  | 0.4325 | 0.082122
2016-11-08 19:00:00 | 0.5392 | 0.52754 | 0.52754 | [6 empty] | -37.6 |  |  | 44.15 | 76.87 | 10.243 | 25.1122 |  |  |  | 0.4295 | 0.078545
2016-11-08 20:00:00 | 0.5167 | 0.50334 | 0.50334 | [6 empty] | -37.6 |  |  | 42.45 | 57.9 | 10.006 | 24.5071 |  |  |  | 0.407 | 0.054341
2016-11-08 21:00:00 | 0.4643 | 0.45015 | 0.45015 | [6 empty] | -37.6 |  |  | 40 | 50.1 | 9.1571 | 22.3795 |  |  |  | 0.3546 | 0.0011538
2016-11-08 22:00:00 | 0.4054 | 0.39513 | 0.39514 | [6 empty] | -37.6 |  |  | 35.98 | 51.77 | 7.7332 | 18.8126 |  |  |  | 0.29569 | 0
2016-11-08 23:00:00 | 0.34681 | 0.34802 | 0.34803 | [6 empty] | -37.6 |  |  | 35.6 | 44.94 | 5.6973 | 13.9006 |  |  |  | 0.23711 | 0
2016-11-09 00:00:00 | 0.35955 | 0.36873 | 0.36874 | [6 empty] | -37.6 |  |  | 33.38 | 44.35 | 5.2419 | 12.8995 |  |  |  | 0.24985 | 0
2016-11-09 01:00:00 | 0.37572 | 0.38379 | 0.3838 | [6 empty] | -37.6 |  |  | 31.46 | 43.93 | 5.5928 | 13.725 |  |  |  | 0.26601 | 0
2016-11-09 02:00:00 | 0.39395 | 0.40408 | 0.40409 | [6 empty] | -37.6 |  |  | 31.48 | 40.72 | 5.7047 | 14.0029 |  |  |  | 0.28424 | 0
2016-11-09 03:00:00 | 0.42986 | 0.44028 | 0.44029 | [6 empty] | -37.6 |  |  | 34.23 | 39.61 | 6.2203 | 15.1972 |  |  |  | 0.32016 | 0
2016-11-09 04:00:00 | 0.52101 | 0.53353 | 0.53354 | [6 empty] | -37.6 |  |  | 35.77 | 40.75 | 7.5768 | 18.5365 |  |  |  | 0.41131 | 0.084543
2016-11-09 05:00:00 | 0.67851 | 0.67643 | 0.67644 | [6 empty] | -37.6 |  |  | 39.77 | 43.91 | 11.4387 | 27.7704 |  |  |  | 0.56881 | 0.22744
2016-11-09 06:00:00 | 0.70265 | 0.70423 | 0.70424 | [6 empty] | -37.6 |  |  | 55.2 | 48.69 | 11.7271 | 28.7736 |  |  |  | 0.59295 | 0.25524
2016-11-09 07:00:00 | 0.68438 | 0.68572 | 0.68573 | [6 empty] | -37.6 |  |  | 55.2 | 66.86 | 11.3654 | 27.7976 |  |  |  | 0.57468 | 0.23673
2016-11-09 08:00:00 | 0.66078 | 0.66175 | 0.66176 | [6 empty] | -37.6 |  |  | 54.96 | 70.49 | 11.0894 | 27.2045 |  |  |  | 0.55107 | 0.21276
2016-11-09 09:00:00 | 0.63565 | 0.63458 | 0.63459 | [6 empty] | -37.6 |  |  | 49.72 | 69.63 | 10.8297 | 26.5296 |  |  |  | 0.52595 | 0.18559
2016-11-09 10:00:00 | 0.60786 | 0.60479 | 0.6048 | [6 empty] | -37.6 |  |  | 56.92 | 66.21 | 10.5231 | 25.7435 |  |  |  | 0.49816 | 0.1558
2016-11-09 11:00:00 | 0.58222 | 0.57942 | 0.57942 | [6 empty] | -37.6 |  |  | 55.82 | 66.01 | 10.1136 | 24.7917 |  |  |  | 0.47251 | 0.13042
2016-11-09 12:00:00 | 0.57157 | 0.56776 | 0.56777 | [6 empty] | -37.6 |  |  | 55.58 | 64.09 | 10.0155 | 24.5341 |  |  |  | 0.46186 | 0.11877
2016-11-09 13:00:00 | 0.56561 | 0.56126 | 0.56127 | [6 empty] | -37.6 |  |  | 54.28 | 61.57 | 9.9672 | 24.4159 |  |  |  | 0.45591 | 0.11227
2016-11-09 14:00:00 | 0.5685 | 0.56501 | 0.56502 | [6 empty] | -37.6 |  |  | 55.08 | 61.19 | 10.0002 | 24.5695 |  |  |  | 0.4588 | 0.11602
2016-11-09 15:00:00 | 0.57461 | 0.57068 | 0.57068 | [6 empty] | -37.6 |  |  | 62.21 | 62.96 | 10.1209 | 24.8412 |  |  |  | 0.46491 | 0.12168
2016-11-09 16:00:00 | 0.58371 | 0.57765 | 0.57765 | [6 empty] | -37.6 |  |  | 78.44 | 66.95 | 10.5438 | 25.9466 |  |  |  | 0.47401 | 0.12865
2016-11-09 17:00:00 | 0.588 | 0.57904 | 0.57904 | [6 empty] | -37.6 |  |  | 60.93 | 79.94 | 10.9125 | 26.8711 |  |  |  | 0.4783 | 0.13004
2016-11-09 18:00:00 | 0.58922 | 0.57732 | 0.57732 | [6 empty] | -37.6 |  |  | 58.5 | 92.45 | 11.153 | 27.3914 |  |  |  | 0.47952 | 0.12832
2016-11-09 19:00:00 | 0.58597 | 0.57344 | 0.57344 | [6 empty] | -37.6 |  |  | 48.22 | 76.99 | 11.153 | 27.3844 |  |  |  | 0.47627 | 0.12444
2016-11-09 20:00:00 | 0.56154 | 0.54715 | 0.54715 | [6 empty] | -37.6 |  |  | 40.85 | 65.02 | 10.8948 | 26.7236 |  |  |  | 0.45183 | 0.098154
2016-11-09 21:00:00 | 0.5046 | 0.48935 | 0.48935 | [6 empty] | -37.6 |  |  | 39.5 | 53.38 | 9.9701 | 24.4018 |  |  |  | 0.3949 | 0.040348
2016-11-09 22:00:00 | 0.44051 | 0.42942 | 0.42943 | [6 empty] | -37.6 |  |  | 36.1 | 52.44 | 8.4182 | 20.5048 |  |  |  | 0.33081 | 0
2016-11-09 23:00:00 | 0.37676 | 0.37811 | 0.37812 | [6 empty] | -37.6 |  |  | 33.53 | 47.78 | 6.2026 | 15.1537 |  |  |  | 0.26705 | 0
2016-11-10 00:00:00 | 0.38348 | 0.39384 | 0.39385 | [6 empty] | -37.6 |  |  | 32.95 | 44.98 | 5.5482 | 13.6687 |  |  |  | 0.27378 | 0
2016-11-10 01:00:00 | 0.40067 | 0.40987 | 0.40988 | [6 empty] | -37.6 |  |  | 31.69 | 43.86 | 5.9195 | 14.5424 |  |  |  | 0.29096 | 0
2016-11-10 02:00:00 | 0.42017 | 0.43161 | 0.43162 | [6 empty] | -37.6 |  |  | 33.2 | 42.33 | 6.0379 | 14.8368 |  |  |  | 0.31047 | 0
2016-11-10 03:00:00 | 0.45848 | 0.47027 | 0.47029 | [6 empty] | -37.6 |  |  | 33.53 | 40.36 | 6.5835 | 16.1019 |  |  |  | 0.34877 | 0.021287
2016-11-10 04:00:00 | 0.55567 | 0.56984 | 0.56986 | [6 empty] | -37.6 |  |  | 35 | 42.08 | 8.0188 | 19.6387 |  |  |  | 0.44596 | 0.12086
2016-11-10 05:00:00 | 0.72296 | 0.72188 | 0.7219 | [6 empty] | -37.6 |  |  | 41.48 | 45.22 | 12.1054 | 29.419 |  |  |  | 0.61326 | 0.2729
2016-11-10 06:00:00 | 0.74883 | 0.75171 | 0.75172 | [6 empty] | -37.6 |  |  | 50.37 | 52.12 | 12.4138 | 30.4963 |  |  |  | 0.63913 | 0.30272
2016-11-10 07:00:00 | 0.72936 | 0.73196 | 0.73197 | [6 empty] | -37.6 |  |  | 58.91 | 67.83 | 12.0303 | 29.4591 |  |  |  | 0.61966 | 0.28297
2016-11-10 08:00:00 | 0.70414 | 0.7063 | 0.70631 | [6 empty] | -37.6 |  |  | 59.98 | 69 | 11.7378 | 28.8284 |  |  |  | 0.59444 | 0.25731
2016-11-10 09:00:00 | 0.6773 | 0.67723 | 0.67724 | [6 empty] | -37.6 |  |  | 58.52 | 66.01 | 11.4627 | 28.1123 |  |  |  | 0.56759 | 0.22824
2016-11-10 10:00:00 | 0.64761 | 0.64537 | 0.64538 | [6 empty] | -37.6 |  |  | 59.93 | 65.88 | 11.1381 | 27.2784 |  |  |  | 0.53791 | 0.19638
2016-11-10 11:00:00 | 0.62027 | 0.61828 | 0.61828 | [6 empty] | -37.6 |  |  | 61.1 | 66.27 | 10.7045 | 26.2698 |  |  |  | 0.51057 | 0.16928
2016-11-10 12:00:00 | 0.60889 | 0.60581 | 0.60581 | [6 empty] | -37.6 |  |  | 65.01 | 65.97 | 10.6006 | 25.9963 |  |  |  | 0.49918 | 0.15681
2016-11-10 13:00:00 | 0.60252 | 0.59885 | 0.59886 | [6 empty] | -37.6 |  |  | 63.24 | 60.16 | 10.5494 | 25.8709 |  |  |  | 0.49282 | 0.14986
2016-11-10 14:00:00 | 0.60561 | 0.60286 | 0.60286 | [6 empty] | -37.6 |  |  | 65.08 | 60.99 | 10.5845 | 26.0343 |  |  |  | 0.4959 | 0.15386
2016-11-10 15:00:00 | 0.61212 | 0.6089 | 0.60891 | [6 empty] | -37.6 |  |  | 63.08 | 61.91 | 10.7125 | 26.323 |  |  |  | 0.50242 | 0.15991
2016-11-10 16:00:00 | 0.62171 | 0.61624 | 0.61625 | [6 empty] | -37.6 |  |  | 98.15 | 66.31 | 11.1603 | 27.495 |  |  |  | 0.51201 | 0.16725
2016-11-10 17:00:00 | 0.62615 | 0.61762 | 0.61763 | [6 empty] | -37.6 |  |  | 67.87 | 77.86 | 11.5506 | 28.4751 |  |  |  | 0.51645 | 0.16863
2016-11-10 18:00:00 | 0.62736 | 0.6157 | 0.6157 | [6 empty] | -37.6 |  |  | 60.24 | 92.88 | 11.805 | 29.026 |  |  |  | 0.51766 | 0.1667
2016-11-10 19:00:00 | 0.62387 | 0.61154 | 0.61154 | [6 empty] | -37.6 |  |  | 50.39 | 74.22 | 11.805 | 29.0184 |  |  |  | 0.51417 | 0.16254
2016-11-10 20:00:00 | 0.59777 | 0.58342 | 0.58342 | [6 empty] | -37.6 |  |  | 41.96 | 57.8 | 11.5315 | 28.3175 |  |  |  | 0.48807 | 0.13442
2016-11-10 21:00:00 | 0.53708 | 0.52171 | 0.52171 | [6 empty] | -37.6 |  |  | 39.72 | 51.17 | 10.5526 | 25.8557 |  |  |  | 0.42738 | 0.072707
2016-11-10 22:00:00 | 0.46895 | 0.45788 | 0.45788 | [6 empty] | -37.6 |  |  | 37.76 | 51.85 | 8.9088 | 21.7204 |  |  |  | 0.35924 | 0.0088831
2016-11-10 23:00:00 | 0.40151 | 0.40357 | 0.40358 | [6 empty] | -37.6 |  |  | 37.07 | 47.81 | 6.5645 | 16.0543 |  |  |  | 0.29181 | 0
2016-11-11 00:00:00 | 0.41154 | 0.41762 | 0.41762 | [6 empty] | -37.6 |  |  | 36.22 | 48 | 6.4755 | 15.9875 |  |  |  | 0.30184 | 0
2016-11-11 01:00:00 | 0.42448 | 0.43067 | 0.43068 | [6 empty] | -37.6 |  |  | 34.9 | 45.11 | 6.6705 | 16.4508 |  |  |  | 0.31478 | 0
2016-11-11 02:00:00 | 0.4397 | 0.44733 | 0.44734 | [6 empty] | -37.6 |  |  | 34.46 | 42.25 | 6.7966 | 16.7687 |  |  |  | 0.33 | 0
2016-11-11 03:00:00 | 0.46576 | 0.47184 | 0.47185 | [6 empty] | -37.6 |  |  | 36.46 | 40 | 7.3161 | 17.9672 |  |  |  | 0.35605 | 0.022848
2016-11-11 04:00:00 | 0.56616 | 0.57759 | 0.57761 | [6 empty] | -37.6 |  |  | 35.45 | 39.57 | 8.6259 | 21.3071 |  |  |  | 0.45646 | 0.12861
2016-11-11 05:00:00 | 0.75184 | 0.74953 | 0.74955 | [6 empty] | -37.6 |  |  | 37.6 | 41.35 | 12.7146 | 30.9086 |  |  |  | 0.64213 | 0.30055
2016-11-11 06:00:00 | 0.77586 | 0.77724 | 0.77724 | [6 empty] | -37.6 |  |  | 48.46 | 47.48 | 13.015 | 31.9623 |  |  |  | 0.66616 | 0.32824
2016-11-11 07:00:00 | 0.76284 | 0.76773 | 0.76774 | [6 empty] | -37.6 |  |  | 54.97 | 56.97 | 12.3456 | 30.1975 |  |  |  | 0.65314 | 0.31874
2016-11-11 08:00:00 | 0.74166 | 0.74152 | 0.74152 | [6 empty] | -37.6 |  |  | 54.92 | 56.17 | 12.4547 | 30.4366 |  |  |  | 0.63196 | 0.29252
2016-11-11 09:00:00 | 0.71255 | 0.7106 | 0.71061 | [6 empty] | -37.6 |  |  | 55.9 | 54.61 | 12.1739 | 29.7846 |  |  |  | 0.60284 | 0.26161
2016-11-11 10:00:00 | 0.68657 | 0.68506 | 0.68507 | [6 empty] | -37.6 |  |  | 55.93 | 52.52 | 11.7552 | 28.8258 |  |  |  | 0.57686 | 0.23607
2016-11-11 11:00:00 | 0.66134 | 0.65921 | 0.65922 | [6 empty] | -37.6 |  |  | 54.93 | 52.48 | 11.4087 | 27.9931 |  |  |  | 0.55164 | 0.21022
2016-11-11 12:00:00 | 0.64322 | 0.63948 | 0.63948 | [6 empty] | -37.6 |  |  | 54.42 | 53.02 | 11.2574 | 27.6214 |  |  |  | 0.53351 | 0.19048
2016-11-11 13:00:00 | 0.63386 | 0.6309 | 0.6309 | [6 empty] | -37.6 |  |  | 51.7 | 50.88 | 11.0372 | 27.0962 |  |  |  | 0.52416 | 0.1819
2016-11-11 14:00:00 | 0.63225 | 0.62981 | 0.62982 | [6 empty] | -37.6 |  |  | 51.71 | 47.28 | 11.0087 | 27.0858 |  |  |  | 0.52255 | 0.18082
2016-11-11 15:00:00 | 0.63101 | 0.62737 | 0.62738 | [6 empty] | -37.6 |  |  | 57.91 | 47.6 | 11.1146 | 27.3579 |  |  |  | 0.52131 | 0.17838
2016-11-11 16:00:00 | 0.64339 | 0.63816 | 0.63817 | [6 empty] | -37.6 |  |  | 64.92 | 50.47 | 11.5637 | 28.5542 |  |  |  | 0.53369 | 0.18917
2016-11-11 17:00:00 | 0.65279 | 0.64548 | 0.64548 | [6 empty] | -37.6 |  |  | 56.94 | 65.95 | 11.9084 | 29.381 |  |  |  | 0.54309 | 0.19648
2016-11-11 18:00:00 | 0.6506 | 0.64122 | 0.64123 | [6 empty] | -37.6 |  |  | 56.25 | 69.05 | 12.0546 | 29.7203 |  |  |  | 0.5409 | 0.19223
2016-11-11 19:00:00 | 0.63523 | 0.62279 | 0.62279 | [6 empty] | -37.6 |  |  | 45.79 | 65.91 | 12.021 | 29.564 |  |  |  | 0.52553 | 0.17379
2016-11-11 20:00:00 | 0.60393 | 0.58982 | 0.58982 | [6 empty] | -37.6 |  |  | 42.09 | 50.85 | 11.6409 | 28.6185 |  |  |  | 0.49423 | 0.14082
2016-11-11 21:00:00 | 0.55222 | 0.53865 | 0.53865 | [6 empty] | -37.6 |  |  | 43.48 | 49.15 | 10.6605 | 26.1507 |  |  |  | 0.44251 | 0.089646
2016-11-11 22:00:00 | 0.49473 | 0.48469 | 0.48469 | [6 empty] | -37.6 |  |  | 41.27 | 48.84 | 9.3066 | 22.7663 |  |  |  | 0.38503 | 0.035693
2016-11-11 23:00:00 | 0.42168 | 0.4236 | 0.4236 | [6 empty] | -37.6 |  |  | 40.21 | 46.44 | 6.9681 | 17.108 |  |  |  | 0.31198 | 0
2016-11-12 00:00:00 | 0.42167 | 0.42715 | 0.42716 | [6 empty] | -37.6 |  |  | 38.31 | 40.97 | 6.72 | 16.6063 |  |  |  | 0.31197 | 0
2016-11-12 01:00:00 | 0.42761 | 0.43191 | 0.43192 | [6 empty] | -37.6 |  |  | 36.78 | 39.57 | 6.9223 | 17.087 |  |  |  | 0.31791 | 0
2016-11-12 02:00:00 | 0.44249 | 0.44811 | 0.44812 | [6 empty] | -37.6 |  |  | 36.09 | 37.71 | 7.0532 | 17.4173 |  |  |  | 0.33278 | 0
2016-11-12 03:00:00 | 0.47486 | 0.47983 | 0.47984 | [6 empty] | -37.6 |  |  | 36.05 | 37.33 | 7.5922 | 18.6618 |  |  |  | 0.36516 | 0.030841
2016-11-12 04:00:00 | 0.57821 | 0.58861 | 0.58862 | [6 empty] | -37.6 |  |  | 36.09 | 37.86 | 8.951 | 22.1293 |  |  |  | 0.4685 | 0.13962
2016-11-12 05:00:00 | 0.7573 | 0.75113 | 0.75115 | [6 empty] | -37.6 |  |  | 36.33 | 38.81 | 13.1926 | 32.0957 |  |  |  | 0.64759 | 0.30215
2016-11-12 06:00:00 | 0.77482 | 0.7712 | 0.7712 | [6 empty] | -37.6 |  |  | 38.38 | 40.19 | 13.507 | 33.2019 |  |  |  | 0.66511 | 0.3222
2016-11-12 07:00:00 | 0.73456 | 0.72988 | 0.72989 | [6 empty] | -37.6 |  |  | 42.21 | 43.65 | 12.8118 | 31.3671 |  |  |  | 0.62486 | 0.28089
2016-11-12 08:00:00 | 0.72488 | 0.71714 | 0.71714 | [6 empty] | -37.6 |  |  | 45.77 | 47.44 | 12.9245 | 31.6133 |  |  |  | 0.61518 | 0.26814
2016-11-12 09:00:00 | 0.70187 | 0.6935 | 0.69351 | [6 empty] | -37.6 |  |  | 46.52 | 52 | 12.6331 | 30.9358 |  |  |  | 0.59216 | 0.24451
2016-11-12 10:00:00 | 0.68015 | 0.67315 | 0.67316 | [6 empty] | -37.6 |  |  | 43.34 | 53.7 | 12.1988 | 29.9402 |  |  |  | 0.57045 | 0.22416
2016-11-12 11:00:00 | 0.65518 | 0.64774 | 0.64775 | [6 empty] | -37.6 |  |  | 39.94 | 52.79 | 11.839 | 29.0744 |  |  |  | 0.54548 | 0.19875
2016-11-12 12:00:00 | 0.63816 | 0.62936 | 0.62937 | [6 empty] | -37.6 |  |  | 40.86 | 54.25 | 11.682 | 28.6883 |  |  |  | 0.52846 | 0.18037
2016-11-12 13:00:00 | 0.62731 | 0.61911 | 0.61911 | [6 empty] | -37.6 |  |  | 36.09 | 49.92 | 11.4535 | 28.1432 |  |  |  | 0.51761 | 0.17011
2016-11-12 14:00:00 | 0.61535 | 0.6059 | 0.6059 | [6 empty] | -37.6 |  |  | 38.06 | 46.87 | 11.4242 | 28.1336 |  |  |  | 0.50565 | 0.1569
2016-11-12 15:00:00 | 0.6227 | 0.61351 | 0.61351 | [6 empty] | -37.6 |  |  | 45.9 | 49.92 | 11.5342 | 28.4165 |  |  |  | 0.51299 | 0.16451
2016-11-12 16:00:00 | 0.63836 | 0.62804 | 0.62803 | [6 empty] | -37.6 |  |  | 51.17 | 56.18 | 12.0005 | 29.6599 |  |  |  | 0.52866 | 0.17903
2016-11-12 17:00:00 | 0.6461 | 0.63326 | 0.63326 | [6 empty] | -37.6 |  |  | 48.32 | 70.94 | 12.358 | 30.5183 |  |  |  | 0.5364 | 0.18426
2016-11-12 18:00:00 | 0.64642 | 0.63189 | 0.63189 | [6 empty] | -37.6 |  |  | 39.15 | 75 | 12.5097 | 30.8704 |  |  |  | 0.53672 | 0.18289
2016-11-12 19:00:00 | 0.6399 | 0.62385 | 0.62385 | [6 empty] | -37.6 |  |  | 36.1 | 64.98 | 12.4747 | 30.7076 |  |  |  | 0.5302 | 0.17485
2016-11-12 20:00:00 | 0.61662 | 0.60045 | 0.60045 | [6 empty] | -37.6 |  |  | 34.77 | 50.35 | 12.0803 | 29.7253 |  |  |  | 0.50692 | 0.15145
2016-11-12 21:00:00 | 0.5655 | 0.5503 | 0.5503 | [6 empty] | -37.6 |  |  | 34.99 | 46 | 11.0627 | 27.1609 |  |  |  | 0.45579 | 0.1013
2016-11-12 22:00:00 | 0.50451 | 0.4927 | 0.49271 | [6 empty] | -37.6 |  |  | 34.34 | 47.41 | 9.6568 | 23.6418 |  |  |  | 0.39481 | 0.043709
2016-11-12 23:00:00 | 0.43322 | 0.43458 | 0.43459 | [6 empty] | -37.6 |  |  | 32.99 | 46.98 | 7.2311 | 17.7694 |  |  |  | 0.32352 | 0
2016-11-13 00:00:00 | 0.44636 | 0.45518 | 0.45519 | [6 empty] | -37.6 |  |  | 34.15 | 43.58 | 6.8232 | 16.868 |  |  |  | 0.33666 | 0.0061904
2016-11-13 01:00:00 | 0.45169 | 0.45918 | 0.45919 | [6 empty] | -37.6 |  |  | 32.95 | 41.38 | 7.0286 | 17.3562 |  |  |  | 0.34198 | 0.010187
2016-11-13 02:00:00 | 0.47684 | 0.48744 | 0.48745 | [6 empty] | -37.6 |  |  | 31.76 | 39.34 | 7.1615 | 17.6917 |  |  |  | 0.36713 | 0.038454
2016-11-13 03:00:00 | 0.51698 | 0.52821 | 0.52822 | [6 empty] | -37.6 |  |  | 31.46 | 39.26 | 7.7087 | 18.9555 |  |  |  | 0.40728 | 0.079219
2016-11-13 04:00:00 | 0.63612 | 0.65536 | 0.65537 | [6 empty] | -37.6 |  |  | 31.43 | 39.45 | 9.0883 | 22.477 |  |  |  | 0.52641 | 0.20637
2016-11-13 05:00:00 | 0.73851 | 0.72702 | 0.72704 | [6 empty] | -37.6 |  |  | 31.63 | 39.45 | 13.3943 | 32.5976 |  |  |  | 0.6288 | 0.27804
2016-11-13 06:00:00 | 0.75005 | 0.74008 | 0.74007 | [6 empty] | -37.6 |  |  | 31.46 | 38.87 | 13.7147 | 33.7263 |  |  |  | 0.64035 | 0.29107
2016-11-13 07:00:00 | 0.72241 | 0.71366 | 0.71366 | [6 empty] | -37.6 |  |  | 35.07 | 39.15 | 13.0087 | 31.8619 |  |  |  | 0.61271 | 0.26466
2016-11-13 08:00:00 | 0.70817 | 0.69553 | 0.69553 | [6 empty] | -37.6 |  |  | 36.02 | 40.19 | 13.1229 | 32.1111 |  |  |  | 0.59846 | 0.24653
2016-11-13 09:00:00 | 0.68746 | 0.67466 | 0.67466 | [6 empty] | -37.6 |  |  | 35.57 | 43.03 | 12.8269 | 31.4227 |  |  |  | 0.57776 | 0.22566
2016-11-13 10:00:00 | 0.67594 | 0.66637 | 0.66637 | [6 empty] | -37.6 |  |  | 36.37 | 45.26 | 12.386 | 30.4116 |  |  |  | 0.56623 | 0.21737
2016-11-13 11:00:00 | 0.64828 | 0.63787 | 0.63787 | [6 empty] | -37.6 |  |  | 36.1 | 47.77 | 12.0206 | 29.5317 |  |  |  | 0.53858 | 0.18887
2016-11-13 12:00:00 | 0.63865 | 0.62819 | 0.62819 | [6 empty] | -37.6 |  |  | 36.05 | 48.4 | 11.8612 | 29.1395 |  |  |  | 0.52895 | 0.17919
2016-11-13 13:00:00 | 0.62617 | 0.61606 | 0.61606 | [6 empty] | -37.6 |  |  | 36.28 | 43.99 | 11.6292 | 28.586 |  |  |  | 0.51647 | 0.16706
2016-11-13 14:00:00 | 0.63232 | 0.62415 | 0.62415 | [6 empty] | -37.6 |  |  | 39.37 | 42.84 | 11.5996 | 28.5768 |  |  |  | 0.52262 | 0.17515
2016-11-13 15:00:00 | 0.63771 | 0.62944 | 0.62944 | [6 empty] | -37.6 |  |  | 44.74 | 43.46 | 11.7113 | 28.8643 |  |  |  | 0.52801 | 0.18044
2016-11-13 16:00:00 | 0.66285 | 0.65505 | 0.65505 | [6 empty] | -37.6 |  |  | 48.82 | 46.48 | 12.1848 | 30.1277 |  |  |  | 0.55315 | 0.20605
2016-11-13 17:00:00 | 0.66855 | 0.65782 | 0.65782 | [6 empty] | -37.6 |  |  | 48.29 | 53.19 | 12.5478 | 30.9994 |  |  |  | 0.55885 | 0.20882
2016-11-13 18:00:00 | 0.66953 | 0.6572 | 0.6572 | [6 empty] | -37.6 |  |  | 46.07 | 67.39 | 12.7019 | 31.3568 |  |  |  | 0.55983 | 0.2082
2016-11-13 19:00:00 | 0.66426 | 0.65063 | 0.65063 | [6 empty] | -37.6 |  |  | 40.9 | 64.93 | 12.6662 | 31.1914 |  |  |  | 0.55456 | 0.20163
2016-11-13 20:00:00 | 0.64758 | 0.63503 | 0.63503 | [6 empty] | -37.6 |  |  | 38.06 | 50.01 | 12.2658 | 30.1936 |  |  |  | 0.53788 | 0.18603
2016-11-13 21:00:00 | 0.58975 | 0.57714 | 0.57714 | [6 empty] | -37.6 |  |  | 37.44 | 46.16 | 11.2324 | 27.5882 |  |  |  | 0.48004 | 0.12814
2016-11-13 22:00:00 | 0.52404 | 0.5142 | 0.5142 | [6 empty] | -37.6 |  |  | 35.91 | 47.42 | 9.8047 | 24.012 |  |  |  | 0.41434 | 0.065202
2016-11-13 23:00:00 | 0.45096 | 0.45435 | 0.45435 | [6 empty] | -37.6 |  |  | 32.56 | 44.57 | 7.3421 | 18.0491 |  |  |  | 0.34126 | 0.0053545
2016-11-14 00:00:00 | 0.4352 | 0.4437 | 0.44371 | [6 empty] | -37.6 |  |  | 31.61 | 42.16 | 6.6524 | 16.4351 |  |  |  | 0.32549 | 0
2016-11-14 01:00:00 | 0.44637 | 0.45463 | 0.45464 | [6 empty] | -37.6 |  |  | 31.79 | 40.43 | 6.8527 | 16.911 |  |  |  | 0.33667 | 0.0056421
2016-11-14 02:00:00 | 0.46529 | 0.4756 | 0.47561 | [6 empty] | -37.6 |  |  | 31.68 | 39.03 | 6.9823 | 17.2379 |  |  |  | 0.35558 | 0.02661
2016-11-14 03:00:00 | 0.49682 | 0.50639 | 0.5064 | [6 empty] | -37.6 |  |  | 31.68 | 38.97 | 7.5159 | 18.4697 |  |  |  | 0.38712 | 0.057405
2016-11-14 04:00:00 | 0.60056 | 0.61575 | 0.61577 | [6 empty] | -37.6 |  |  | 32.69 | 39.92 | 8.8612 | 21.9019 |  |  |  | 0.49086 | 0.16677
2016-11-14 05:00:00 | 0.77532 | 0.77365 | 0.77366 | [6 empty] | -37.6 |  |  | 43.92 | 42.92 | 13.0605 | 31.7674 |  |  |  | 0.66562 | 0.32466
2016-11-14 06:00:00 | 0.80418 | 0.80704 | 0.80704 | [6 empty] | -37.6 |  |  | 54.92 | 49.97 | 13.371 | 32.859 |  |  |  | 0.69447 | 0.35804
2016-11-14 07:00:00 | 0.77809 | 0.78231 | 0.78232 | [6 empty] | -37.6 |  |  | 51.19 | 68.28 | 12.683 | 31.0436 |  |  |  | 0.66839 | 0.33332
2016-11-14 08:00:00 | 0.76712 | 0.76807 | 0.76808 | [6 empty] | -37.6 |  |  | 38.49 | 76.7 | 12.7947 | 31.2879 |  |  |  | 0.65742 | 0.31908
2016-11-14 09:00:00 | 0.73524 | 0.73398 | 0.73399 | [6 empty] | -37.6 |  |  | 37.07 | 71.28 | 12.5062 | 30.6174 |  |  |  | 0.62554 | 0.28499
2016-11-14 10:00:00 | 0.70372 | 0.70206 | 0.70207 | [6 empty] | -37.6 |  |  | 36.94 | 68.95 | 12.0762 | 29.632 |  |  |  | 0.59402 | 0.25307
2016-11-14 11:00:00 | 0.68201 | 0.68044 | 0.68045 | [6 empty] | -37.6 |  |  | 39.51 | 67.6 | 11.7201 | 28.7753 |  |  |  | 0.5723 | 0.23145
2016-11-14 12:00:00 | 0.66762 | 0.66514 | 0.66515 | [6 empty] | -37.6 |  |  | 37.84 | 65.18 | 11.5647 | 28.3932 |  |  |  | 0.55792 | 0.21615
2016-11-14 13:00:00 | 0.6504 | 0.64737 | 0.64738 | [6 empty] | -37.6 |  |  | 42.03 | 64.93 | 11.3385 | 27.8536 |  |  |  | 0.54069 | 0.19838
2016-11-14 14:00:00 | 0.64494 | 0.6418 | 0.64181 | [6 empty] | -37.6 |  |  | 51.19 | 62.54 | 11.3094 | 27.8438 |  |  |  | 0.53524 | 0.19281
2016-11-14 15:00:00 | 0.64736 | 0.64363 | 0.64363 | [6 empty] | -37.6 |  |  | 49.95 | 68.02 | 11.4183 | 28.1237 |  |  |  | 0.53766 | 0.19463
2016-11-14 16:00:00 | 0.66989 | 0.66626 | 0.66626 | [6 empty] | -37.6 |  |  | 56.09 | 80.95 | 11.8798 | 29.3541 |  |  |  | 0.56019 | 0.21726
2016-11-14 17:00:00 | 0.67877 | 0.67287 | 0.67287 | [6 empty] | -37.6 |  |  | 46.98 | 111.01 | 12.2338 | 30.2037 |  |  |  | 0.56907 | 0.22387
2016-11-14 18:00:00 | 0.6779 | 0.67011 | 0.67011 | [6 empty] | -37.6 |  |  | 38.58 | 99.99 | 12.384 | 30.5523 |  |  |  | 0.5682 | 0.22111
2016-11-14 19:00:00 | 0.65876 | 0.64724 | 0.64724 | [6 empty] | -37.6 |  |  | 40.07 | 79.97 | 12.3493 | 30.3913 |  |  |  | 0.54906 | 0.19824
2016-11-14 20:00:00 | 0.63297 | 0.62084 | 0.62084 | [6 empty] | -37.6 |  |  | 35.36 | 68.92 | 11.9589 | 29.4192 |  |  |  | 0.52327 | 0.17184
2016-11-14 21:00:00 | 0.57934 | 0.56766 | 0.56766 | [6 empty] | -37.6 |  |  | 32.67 | 53.2 | 10.9515 | 26.8815 |  |  |  | 0.46963 | 0.11866
2016-11-14 22:00:00 | 0.51459 | 0.5055 | 0.50551 | [6 empty] | -37.6 |  |  | 31.72 | 50.16 | 9.5601 | 23.3997 |  |  |  | 0.40488 | 0.056506
2016-11-14 23:00:00 | 0.43947 | 0.44263 | 0.44264 | [6 empty] | -37.6 |  |  | 30.08 | 47.31 | 7.1584 | 17.5864 |  |  |  | 0.32976 | 0
2016-11-15 00:00:00 | 0.3801 | 0.39033 | 0.39034 | [6 empty] | -37.6 |  |  | 30.18 | 47.48 | 5.501 | 13.5499 |  |  |  | 0.2704 | 0
2016-11-15 01:00:00 | 0.39714 | 0.40623 | 0.40624 | [6 empty] | -37.6 |  |  | 27.68 | 44.03 | 5.8691 | 14.4162 |  |  |  | 0.28744 | 0
2016-11-15 02:00:00 | 0.41647 | 0.42776 | 0.42777 | [6 empty] | -37.6 |  |  | 26.58 | 42.09 | 5.9865 | 14.708 |  |  |  | 0.30677 | 0
2016-11-15 03:00:00 | 0.45444 | 0.46609 | 0.4661 | [6 empty] | -37.6 |  |  | 30.07 | 41.54 | 6.5275 | 15.9622 |  |  |  | 0.34473 | 0.0171
2016-11-15 04:00:00 | 0.55078 | 0.56477 | 0.56479 | [6 empty] | -37.6 |  |  | 31.67 | 42.09 | 7.9507 | 19.4685 |  |  |  | 0.44107 | 0.11579
2016-11-15 05:00:00 | 0.71663 | 0.71548 | 0.71549 | [6 empty] | -37.6 |  |  | 36.6 | 43.91 | 12.0026 | 29.1645 |  |  |  | 0.60692 | 0.26649
2016-11-15 06:00:00 | 0.74225 | 0.74502 | 0.74503 | [6 empty] | -37.6 |  |  | 44.65 | 52.51 | 12.3079 | 30.2302 |  |  |  | 0.63255 | 0.29603
2016-11-15 07:00:00 | 0.72296 | 0.72545 | 0.72546 | [6 empty] | -37.6 |  |  | 43.94 | 72.99 | 11.9278 | 29.2025 |  |  |  | 0.61325 | 0.27646
2016-11-15 08:00:00 | 0.69796 | 0.70002 | 0.70003 | [6 empty] | -37.6 |  |  | 43.96 | 71.41 | 11.6378 | 28.5777 |  |  |  | 0.58826 | 0.25103
2016-11-15 09:00:00 | 0.67136 | 0.67122 | 0.67122 | [6 empty] | -37.6 |  |  | 43.96 | 68.34 | 11.3651 | 27.8679 |  |  |  | 0.56165 | 0.22222
2016-11-15 10:00:00 | 0.64193 | 0.63964 | 0.63965 | [6 empty] | -37.6 |  |  | 44.65 | 67.69 | 11.0432 | 27.0414 |  |  |  | 0.53223 | 0.19065
2016-11-15 11:00:00 | 0.61484 | 0.61279 | 0.6128 | [6 empty] | -37.6 |  |  | 43.08 | 66.08 | 10.6134 | 26.0416 |  |  |  | 0.50513 | 0.1638
2016-11-15 12:00:00 | 0.60355 | 0.60043 | 0.60044 | [6 empty] | -37.6 |  |  | 43.58 | 65 | 10.5104 | 25.7705 |  |  |  | 0.49385 | 0.15144
2016-11-15 13:00:00 | 0.59724 | 0.59354 | 0.59354 | [6 empty] | -37.6 |  |  | 43.97 | 65.92 | 10.4597 | 25.6462 |  |  |  | 0.48754 | 0.14454
2016-11-15 14:00:00 | 0.6003 | 0.59751 | 0.59751 | [6 empty] | -37.6 |  |  | 44.01 | 65.07 | 10.4944 | 25.8081 |  |  |  | 0.4906 | 0.14851
2016-11-15 15:00:00 | 0.60676 | 0.6035 | 0.6035 | [6 empty] | -37.6 |  |  | 44.97 | 66.03 | 10.6212 | 26.0942 |  |  |  | 0.49705 | 0.1545
2016-11-15 16:00:00 | 0.61626 | 0.61078 | 0.61078 | [6 empty] | -37.6 |  |  | 51.98 | 69.62 | 11.0652 | 27.2559 |  |  |  | 0.50656 | 0.16178
2016-11-15 17:00:00 | 0.62067 | 0.61215 | 0.61215 | [6 empty] | -37.6 |  |  | 48.02 | 90.93 | 11.4522 | 28.2274 |  |  |  | 0.51097 | 0.16315
2016-11-15 18:00:00 | 0.62188 | 0.61025 | 0.61025 | [6 empty] | -37.6 |  |  | 52.91 | 109.97 | 11.7045 | 28.7736 |  |  |  | 0.51217 | 0.16125
2016-11-15 19:00:00 | 0.61842 | 0.60612 | 0.60612 | [6 empty] | -37.6 |  |  | 44.74 | 76.02 | 11.7045 | 28.766 |  |  |  | 0.50872 | 0.15712
2016-11-15 20:00:00 | 0.59255 | 0.57826 | 0.57826 | [6 empty] | -37.6 |  |  | 38.22 | 67.89 | 11.4333 | 28.0713 |  |  |  | 0.48285 | 0.12926
2016-11-15 21:00:00 | 0.53239 | 0.51709 | 0.51709 | [6 empty] | -37.6 |  |  | 38.42 | 52.7 | 10.4628 | 25.6312 |  |  |  | 0.42269 | 0.068091
2016-11-15 22:00:00 | 0.46486 | 0.45383 | 0.45384 | [6 empty] | -37.6 |  |  | 35.4 | 52.44 | 8.8331 | 21.5327 |  |  |  | 0.35515 | 0.0048374
2016-11-15 23:00:00 | 0.39799 | 0.39999 | 0.4 | [6 empty] | -37.6 |  |  | 35.55 | 49.35 | 6.5087 | 15.9153 |  |  |  | 0.28829 | 0
2016-11-16 00:00:00 | 0.30469 | 0.31195 | 0.31196 | [6 empty] | -37.6 |  |  | 34.14 | 47.07 | 4.4682 | 10.9673 |  |  |  | 0.19499 | 0
2016-11-16 01:00:00 | 0.31843 | 0.32473 | 0.32473 | [6 empty] | -37.6 |  |  | 33.4 | 44.15 | 4.7677 | 11.671 |  |  |  | 0.20873 | 0
2016-11-16 02:00:00 | 0.33384 | 0.34186 | 0.34187 | [6 empty] | -37.6 |  |  | 33.45 | 42.39 | 4.8632 | 11.9072 |  |  |  | 0.22413 | 0
2016-11-16 03:00:00 | 0.36428 | 0.37249 | 0.3725 | [6 empty] | -37.6 |  |  | 33.05 | 40.88 | 5.3028 | 12.9234 |  |  |  | 0.25457 | 0
2016-11-16 04:00:00 | 0.44155 | 0.45141 | 0.45143 | [6 empty] | -37.6 |  |  | 38.59 | 41.5 | 6.46 | 15.7657 |  |  |  | 0.33184 | 0.0024259
2016-11-16 05:00:00 | 0.57549 | 0.57268 | 0.57269 | [6 empty] | -37.6 |  |  | 46.99 | 44.3 | 9.7538 | 23.6244 |  |  |  | 0.46578 | 0.12369
2016-11-16 06:00:00 | 0.59576 | 0.59595 | 0.59596 | [6 empty] | -37.6 |  |  | 51.92 | 51.13 | 9.9937 | 24.4498 |  |  |  | 0.48606 | 0.14696
2016-11-16 07:00:00 | 0.58029 | 0.58032 | 0.58033 | [6 empty] | -37.6 |  |  | 55.96 | 68.54 | 9.6867 | 23.6257 |  |  |  | 0.47059 | 0.13133
2016-11-16 08:00:00 | 0.56033 | 0.5601 | 0.56011 | [6 empty] | -37.6 |  |  | 57.81 | 72.92 | 9.4523 | 23.1258 |  |  |  | 0.45062 | 0.11111
2016-11-16 09:00:00 | 0.53907 | 0.53715 | 0.53715 | [6 empty] | -37.6 |  |  | 56.36 | 72.42 | 9.2312 | 22.5538 |  |  |  | 0.42937 | 0.088154
2016-11-16 10:00:00 | 0.51556 | 0.51198 | 0.51199 | [6 empty] | -37.6 |  |  | 53.96 | 70.65 | 8.9702 | 21.8873 |  |  |  | 0.40585 | 0.062987
2016-11-16 11:00:00 | 0.49382 | 0.49051 | 0.49052 | [6 empty] | -37.6 |  |  | 46.9 | 71.04 | 8.6211 | 21.0783 |  |  |  | 0.38411 | 0.041517
2016-11-16 12:00:00 | 0.48481 | 0.48067 | 0.48068 | [6 empty] | -37.6 |  |  | 45.36 | 67.26 | 8.5377 | 20.8603 |  |  |  | 0.37511 | 0.031679
2016-11-16 13:00:00 | 0.47978 | 0.47518 | 0.47519 | [6 empty] | -37.6 |  |  | 40.94 | 66.04 | 8.4967 | 20.76 |  |  |  | 0.37008 | 0.026191
2016-11-16 14:00:00 | 0.48222 | 0.47835 | 0.47835 | [6 empty] | -37.6 |  |  | 40.11 | 61.52 | 8.5245 | 20.8893 |  |  |  | 0.37251 | 0.029351
2016-11-16 15:00:00 | 0.4874 | 0.48313 | 0.48313 | [6 empty] | -37.6 |  |  | 40.83 | 64.05 | 8.6272 | 21.119 |  |  |  | 0.3777 | 0.034135
2016-11-16 16:00:00 | 0.49517 | 0.48907 | 0.48908 | [6 empty] | -37.6 |  |  | 48.91 | 70 | 8.9872 | 22.0573 |  |  |  | 0.38547 | 0.040079
2016-11-16 17:00:00 | 0.49888 | 0.49031 | 0.49031 | [6 empty] | -37.6 |  |  | 46.95 | 90.31 | 9.3013 | 22.8423 |  |  |  | 0.38918 | 0.04131
2016-11-16 18:00:00 | 0.49999 | 0.4889 | 0.4889 | [6 empty] | -37.6 |  |  | 46.95 | 110.92 | 9.5066 | 23.2858 |  |  |  | 0.39029 | 0.039901
2016-11-16 19:00:00 | 0.49725 | 0.48563 | 0.48563 | [6 empty] | -37.6 |  |  | 40.58 | 76.93 | 9.5066 | 23.2799 |  |  |  | 0.38754 | 0.03663
2016-11-16 20:00:00 | 0.47657 | 0.46342 | 0.46342 | [6 empty] | -37.6 |  |  | 36.12 | 66.77 | 9.2867 | 22.7196 |  |  |  | 0.36687 | 0.014423
2016-11-16 21:00:00 | 0.42832 | 0.41452 | 0.41452 | [6 empty] | -37.6 |  |  | 36.13 | 50.38 | 8.4991 | 20.7484 |  |  |  | 0.31861 | 0
2016-11-16 22:00:00 | 0.3739 | 0.3638 | 0.36381 | [6 empty] | -37.6 |  |  | 31.73 | 47.57 | 7.1785 | 17.4465 |  |  |  | 0.2642 | 0
2016-11-16 23:00:00 | 0.31949 | 0.32007 | 0.32008 | [6 empty] | -37.6 |  |  | 27.1 | 43.93 | 5.2883 | 12.8894 |  |  |  | 0.20979 | 0
2016-11-17 00:00:00 | 0.24162 | 0.24776 | 0.24777 | [6 empty] | -37.6 |  |  | 26.44 | 46.06 | 3.5139 | 8.6237 |  |  |  | 0.13192 | 0
2016-11-17 01:00:00 | 0.25689 | 0.26201 | 0.26202 | [6 empty] | -37.6 |  |  | 22.38 | 43.08 | 3.847 | 9.413 |  |  |  | 0.14719 | 0
2016-11-17 02:00:00 | 0.26769 | 0.27534 | 0.27535 | [6 empty] | -37.6 |  |  | 24.99 | 42.46 | 3.7487 | 9.1384 |  |  |  | 0.15799 | 0
2016-11-17 03:00:00 | 0.30435 | 0.31325 | 0.31326 | [6 empty] | -37.6 |  |  | 28.16 | 42.27 | 4.1885 | 10.1556 |  |  |  | 0.19465 | 0
2016-11-17 04:00:00 | 0.37476 | 0.38179 | 0.3818 | [6 empty] | -37.6 |  |  | 30.85 | 42.95 | 5.5592 | 13.5107 |  |  |  | 0.26505 | 0
2016-11-17 05:00:00 | 0.48737 | 0.48758 | 0.48759 | [6 empty] | -37.6 |  |  | 38.54 | 43.92 | 8.1524 | 19.8958 |  |  |  | 0.37766 | 0.038589
2016-11-17 06:00:00 | 0.51237 | 0.5152 | 0.51521 | [6 empty] | -37.6 |  |  | 47.94 | 49.02 | 8.5182 | 21.0286 |  |  |  | 0.40267 | 0.066209
2016-11-17 07:00:00 | 0.50884 | 0.51208 | 0.51209 | [6 empty] | -37.6 |  |  | 48.93 | 66.09 | 8.3019 | 20.3695 |  |  |  | 0.39914 | 0.06309
2016-11-17 08:00:00 | 0.47926 | 0.47899 | 0.479 | [6 empty] | -37.6 |  |  | 43.14 | 69.57 | 8.0689 | 19.7141 |  |  |  | 0.36956 | 0.029996
2016-11-17 09:00:00 | 0.44964 | 0.44755 | 0.44756 | [6 empty] | -37.6 |  |  | 42.93 | 70.53 | 7.6496 | 18.5853 |  |  |  | 0.33993 | 0
2016-11-17 10:00:00 | 0.42564 | 0.42255 | 0.42255 | [6 empty] | -37.6 |  |  | 43.91 | 72.52 | 7.3443 | 17.8362 |  |  |  | 0.31593 | 0
2016-11-17 11:00:00 | 0.40685 | 0.40386 | 0.40387 | [6 empty] | -37.6 |  |  | 43.65 | 72.97 | 7.0459 | 17.1341 |  |  |  | 0.29715 | 0
2016-11-17 12:00:00 | 0.3954 | 0.39194 | 0.39194 | [6 empty] | -37.6 |  |  | 41.66 | 69 | 6.9055 | 16.7985 |  |  |  | 0.2857 | 0
2016-11-17 13:00:00 | 0.38937 | 0.38647 | 0.38648 | [6 empty] | -37.6 |  |  | 37.13 | 69 | 6.7935 | 16.5716 |  |  |  | 0.27967 | 0
2016-11-17 14:00:00 | 0.3873 | 0.38346 | 0.38347 | [6 empty] | -37.6 |  |  | 37.36 | 68 | 6.8327 | 16.6532 |  |  |  | 0.2776 | 0
2016-11-17 15:00:00 | 0.39176 | 0.38742 | 0.38743 | [6 empty] | -37.6 |  |  | 37.91 | 75.05 | 7.001 | 17.1144 |  |  |  | 0.28205 | 0
2016-11-17 16:00:00 | 0.40558 | 0.39998 | 0.39998 | [6 empty] | -37.6 |  |  | 37.99 | 84.93 | 7.364 | 18.0135 |  |  |  | 0.29587 | 0
2016-11-17 17:00:00 | 0.41216 | 0.4044 | 0.40441 | [6 empty] | -37.6 |  |  | 37.47 | 95.78 | 7.7299 | 18.9613 |  |  |  | 0.30245 | 0
2016-11-17 18:00:00 | 0.42279 | 0.41274 | 0.41275 | [6 empty] | -37.6 |  |  | 35.62 | 99.93 | 8.0762 | 19.7506 |  |  |  | 0.31309 | 0
2016-11-17 19:00:00 | 0.42786 | 0.41623 | 0.41623 | [6 empty] | -37.6 |  |  | 32.08 | 76.06 | 8.2954 | 20.2643 |  |  |  | 0.31816 | 0
2016-11-17 20:00:00 | 0.41462 | 0.40094 | 0.40094 | [6 empty] | -37.6 |  |  | 26.92 | 63.8 | 8.2322 | 20.0665 |  |  |  | 0.30491 | 0
2016-11-17 21:00:00 | 0.36775 | 0.3524 | 0.3524 | [6 empty] | -37.6 |  |  | 13.72 | 53.4 | 7.5365 | 18.289 |  |  |  | 0.25805 | 0
2016-11-17 22:00:00 | 0.31291 | 0.30171 | 0.30172 | [6 empty] | -37.6 |  |  | 8.26 | 53.6 | 6.2063 | 15.0105 |  |  |  | 0.20321 | 0
2016-11-17 23:00:00 | 0.26173 | 0.25996 | 0.25997 | [6 empty] | -37.6 |  |  | 0.1 | 47.16 | 4.4926 | 10.8819 |  |  |  | 0.15203 | 0
2016-11-18 00:00:00 | 0.19903 | 0.20316 | 0.20316 | [6 empty] | -37.6 |  |  | -12.1 | 48.91 | 2.9738 | 7.2858 |  |  |  | 0.089326 | 0
2016-11-18 01:00:00 | 0.21107 | 0.21418 | 0.21419 | [6 empty] | -37.6 |  |  | -10 | 42.99 | 3.2558 | 7.9532 |  |  |  | 0.10137 | 0
2016-11-18 02:00:00 | 0.21725 | 0.22198 | 0.22199 | [6 empty] | -37.6 |  |  | -0.01 | 41.96 | 3.1723 | 7.7197 |  |  |  | 0.10755 | 0
2016-11-18 03:00:00 | 0.24547 | 0.25074 | 0.25075 | [6 empty] | -37.6 |  |  | 8.86 | 41.4 | 3.5444 | 8.5781 |  |  |  | 0.13576 | 0
2016-11-18 04:00:00 | 0.30286 | 0.30612 | 0.30613 | [6 empty] | -37.6 |  |  | 13.22 | 41.14 | 4.7046 | 11.4132 |  |  |  | 0.19315 | 0
2016-11-18 05:00:00 | 0.4071 | 0.40607 | 0.40608 | [6 empty] | -37.6 |  |  | 29.83 | 43.55 | 6.8991 | 16.8067 |  |  |  | 0.2974 | 0
2016-11-18 06:00:00 | 0.43012 | 0.43159 | 0.4316 | [6 empty] | -37.6 |  |  | 37.88 | 53.34 | 7.2061 | 17.7519 |  |  |  | 0.32042 | 0
2016-11-18 07:00:00 | 0.42745 | 0.42935 | 0.42935 | [6 empty] | -37.6 |  |  | 34.74 | 72.93 | 7.0235 | 17.1973 |  |  |  | 0.31775 | 0
2016-11-18 08:00:00 | 0.40334 | 0.40245 | 0.40245 | [6 empty] | -37.6 |  |  | 34.65 | 71.76 | 6.8272 | 16.6474 |  |  |  | 0.29364 | 0
2016-11-18 09:00:00 | 0.37869 | 0.37634 | 0.37635 | [6 empty] | -37.6 |  |  | 33.86 | 74.96 | 6.4727 | 15.6954 |  |  |  | 0.26898 | 0
2016-11-18 10:00:00 | 0.35836 | 0.35517 | 0.35518 | [6 empty] | -37.6 |  |  | 33.13 | 75.94 | 6.2147 | 15.0643 |  |  |  | 0.24865 | 0
2016-11-18 11:00:00 | 0.34157 | 0.33832 | 0.33832 | [6 empty] | -37.6 |  |  | 31.04 | 75.03 | 5.9623 | 14.4719 |  |  |  | 0.23186 | 0
2016-11-18 12:00:00 | 0.33129 | 0.32755 | 0.32755 | [6 empty] | -37.6 |  |  | 31.06 | 74.13 | 5.8434 | 14.1881 |  |  |  | 0.22159 | 0
2016-11-18 13:00:00 | 0.32625 | 0.323 | 0.323 | [6 empty] | -37.6 |  |  | 31.79 | 68.68 | 5.7486 | 13.9963 |  |  |  | 0.21655 | 0
2016-11-18 14:00:00 | 0.32419 | 0.32008 | 0.32009 | [6 empty] | -37.6 |  |  | 35.99 | 63.05 | 5.7816 | 14.0644 |  |  |  | 0.21449 | 0
2016-11-18 15:00:00 | 0.32646 | 0.32167 | 0.32167 | [6 empty] | -37.6 |  |  | 39.96 | 60.09 | 5.9238 | 14.4534 |  |  |  | 0.21676 | 0
2016-11-18 16:00:00 | 0.33733 | 0.3313 | 0.33131 | [6 empty] | -37.6 |  |  | 39.98 | 68.97 | 6.2309 | 15.2121 |  |  |  | 0.22763 | 0
2016-11-18 17:00:00 | 0.34713 | 0.34001 | 0.34001 | [6 empty] | -37.6 |  |  | 39.02 | 80.83 | 6.5403 | 16.0117 |  |  |  | 0.23742 | 0
2016-11-18 18:00:00 | 0.35537 | 0.34616 | 0.34617 | [6 empty] | -37.6 |  |  | 34.06 | 87.72 | 6.8335 | 16.6791 |  |  |  | 0.24566 | 0
2016-11-18 19:00:00 | 0.35856 | 0.34782 | 0.34782 | [6 empty] | -37.6 |  |  | 34.02 | 74.25 | 7.0191 | 17.1137 |  |  |  | 0.24886 | 0
2016-11-18 20:00:00 | 0.34876 | 0.33654 | 0.33654 | [6 empty] | -37.6 |  |  | 27.66 | 62.66 | 6.966 | 16.9482 |  |  |  | 0.23906 | 0
2016-11-18 21:00:00 | 0.3101 | 0.29666 | 0.29666 | [6 empty] | -37.6 |  |  | 17.88 | 53.03 | 6.3776 | 15.4486 |  |  |  | 0.20039 | 0
2016-11-18 22:00:00 | 0.26371 | 0.25385 | 0.25386 | [6 empty] | -37.6 |  |  | 13.57 | 56.18 | 5.2531 | 12.6853 |  |  |  | 0.154 | 0
2016-11-18 23:00:00 | 0.21702 | 0.21461 | 0.21461 | [6 empty] | -37.6 |  |  | 13.79 | 53.38 | 3.8028 | 9.1967 |  |  |  | 0.10732 | 0
2016-11-19 00:00:00 | 0.2216 | 0.2254 | 0.22541 | [6 empty] | -37.6 |  |  | 12.69 | 51.1 | 3.3977 | 8.3357 |  |  |  | 0.1119 | 0
2016-11-19 01:00:00 | 0.23106 | 0.23295 | 0.23295 | [6 empty] | -37.6 |  |  | 12.85 | 47.44 | 3.7199 | 9.0988 |  |  |  | 0.12136 | 0
2016-11-19 02:00:00 | 0.24418 | 0.24898 | 0.24899 | [6 empty] | -37.6 |  |  | 15.18 | 45.99 | 3.6247 | 8.833 |  |  |  | 0.13447 | 0
2016-11-19 03:00:00 | 0.27895 | 0.28483 | 0.28484 | [6 empty] | -37.6 |  |  | 20.56 | 44.98 | 4.05 | 9.816 |  |  |  | 0.16925 | 0
2016-11-19 04:00:00 | 0.34694 | 0.35099 | 0.351 | [6 empty] | -37.6 |  |  | 18.58 | 42.86 | 5.3754 | 13.0592 |  |  |  | 0.23724 | 0
2016-11-19 05:00:00 | 0.45791 | 0.45571 | 0.45572 | [6 empty] | -37.6 |  |  | 20.2 | 41.54 | 7.8829 | 19.2308 |  |  |  | 0.34821 | 0.0067237
2016-11-19 06:00:00 | 0.4751 | 0.4742 | 0.4742 | [6 empty] | -37.6 |  |  | 33.36 | 42.05 | 8.2359 | 20.3228 |  |  |  | 0.3654 | 0.025202
2016-11-19 07:00:00 | 0.46306 | 0.46104 | 0.46105 | [6 empty] | -37.6 |  |  | 37.01 | 44.07 | 8.0269 | 19.6863 |  |  |  | 0.35336 | 0.012046
2016-11-19 08:00:00 | 0.43903 | 0.43443 | 0.43443 | [6 empty] | -37.6 |  |  | 41.08 | 50.1 | 7.8018 | 19.0537 |  |  |  | 0.32933 | 0
2016-11-19 09:00:00 | 0.41165 | 0.40552 | 0.40552 | [6 empty] | -37.6 |  |  | 41 | 56.12 | 7.3965 | 17.9631 |  |  |  | 0.30195 | 0
2016-11-19 10:00:00 | 0.39467 | 0.38866 | 0.38867 | [6 empty] | -37.6 |  |  | 40.1 | 56.66 | 7.1014 | 17.2394 |  |  |  | 0.28497 | 0
2016-11-19 11:00:00 | 0.37547 | 0.36938 | 0.36939 | [6 empty] | -37.6 |  |  | 39.24 | 57.34 | 6.8129 | 16.5609 |  |  |  | 0.26577 | 0
2016-11-19 12:00:00 | 0.34757 | 0.33807 | 0.33807 | [6 empty] | -37.6 |  |  | 36.97 | 57.34 | 6.6771 | 16.2364 |  |  |  | 0.23787 | 0
2016-11-19 13:00:00 | 0.3412 | 0.33215 | 0.33215 | [6 empty] | -37.6 |  |  | 36.96 | 51.2 | 6.5688 | 16.0171 |  |  |  | 0.2315 | 0
2016-11-19 14:00:00 | 0.34508 | 0.33615 | 0.33616 | [6 empty] | -37.6 |  |  | 39.96 | 49.18 | 6.6066 | 16.0958 |  |  |  | 0.23538 | 0
2016-11-19 15:00:00 | 0.35382 | 0.34519 | 0.34519 | [6 empty] | -37.6 |  |  | 46.9 | 47.79 | 6.7693 | 16.5415 |  |  |  | 0.24412 | 0
2016-11-19 16:00:00 | 0.36887 | 0.35931 | 0.35931 | [6 empty] | -37.6 |  |  | 46.95 | 50.4 | 7.1203 | 17.4103 |  |  |  | 0.25916 | 0
2016-11-19 17:00:00 | 0.38518 | 0.37529 | 0.37529 | [6 empty] | -37.6 |  |  | 42.96 | 68.93 | 7.474 | 18.3261 |  |  |  | 0.27548 | 0
2016-11-19 18:00:00 | 0.38865 | 0.37533 | 0.37534 | [6 empty] | -37.6 |  |  | 39.97 | 75.01 | 7.809 | 19.0892 |  |  |  | 0.27895 | 0
2016-11-19 19:00:00 | 0.39767 | 0.38354 | 0.38354 | [6 empty] | -37.6 |  |  | 33.8 | 66.17 | 8.0209 | 19.5859 |  |  |  | 0.28797 | 0
2016-11-19 20:00:00 | 0.38954 | 0.37426 | 0.37426 | [6 empty] | -37.6 |  |  | 33.08 | 53.32 | 7.9599 | 19.3951 |  |  |  | 0.27984 | 0
2016-11-19 21:00:00 | 0.35712 | 0.34249 | 0.34249 | [6 empty] | -37.6 |  |  | 32.14 | 49.02 | 7.2873 | 17.6775 |  |  |  | 0.24742 | 0
2016-11-19 22:00:00 | 0.29766 | 0.28593 | 0.28594 | [6 empty] | -37.6 |  |  | 22.09 | 48.97 | 6.0013 | 14.5101 |  |  |  | 0.18796 | 0
2016-11-19 23:00:00 | 0.24746 | 0.24474 | 0.24474 | [6 empty] | -37.6 |  |  | 13.66 | 46.61 | 4.3443 | 10.5193 |  |  |  | 0.13776 | 0
2016-11-20 00:00:00 | 0.26932 | 0.27921 | 0.27922 | [6 empty] | -37.6 |  |  | 13.62 | 49.11 | 3.6246 | 8.8984 |  |  |  | 0.15962 | 0
2016-11-20 01:00:00 | 0.26518 | 0.27053 | 0.27054 | [6 empty] | -37.6 |  |  | 14.66 | 45.95 | 3.9682 | 9.7128 |  |  |  | 0.15548 | 0
2016-11-20 02:00:00 | 0.28546 | 0.29502 | 0.29503 | [6 empty] | -37.6 |  |  | 13.61 | 45 | 3.8669 | 9.4298 |  |  |  | 0.17575 | 0
2016-11-20 03:00:00 | 0.33497 | 0.34787 | 0.34789 | [6 empty] | -37.6 |  |  | 13.64 | 41.92 | 4.3206 | 10.4796 |  |  |  | 0.22527 | 0
2016-11-20 04:00:00 | 0.42304 | 0.43673 | 0.43675 | [6 empty] | -37.6 |  |  | 5.68 | 40.04 | 5.7344 | 13.9415 |  |  |  | 0.31333 | 0
2016-11-20 05:00:00 | 0.46307 | 0.4564 | 0.45641 | [6 empty] | -37.6 |  |  | 1 | 39.51 | 8.4094 | 20.5303 |  |  |  | 0.35337 | 0.0074066
2016-11-20 06:00:00 | 0.47163 | 0.46465 | 0.46465 | [6 empty] | -37.6 |  |  | -0.01 | 40.8 | 8.7874 | 21.7023 |  |  |  | 0.36193 | 0.015648
2016-11-20 07:00:00 | 0.45135 | 0.44187 | 0.44187 | [6 empty] | -37.6 |  |  | 8.04 | 41.41 | 8.5642 | 21.0216 |  |  |  | 0.34165 | 0
2016-11-20 08:00:00 | 0.43795 | 0.42785 | 0.42785 | [6 empty] | -37.6 |  |  | 5.68 | 41.97 | 8.3236 | 20.3443 |  |  |  | 0.32825 | 0
2016-11-20 09:00:00 | 0.41238 | 0.40127 | 0.40127 | [6 empty] | -37.6 |  |  | -0.44 | 45.99 | 7.891 | 19.1792 |  |  |  | 0.30268 | 0
2016-11-20 10:00:00 | 0.39888 | 0.3887 | 0.38871 | [6 empty] | -37.6 |  |  | -0.04 | 48.92 | 7.576 | 18.4058 |  |  |  | 0.28917 | 0
2016-11-20 11:00:00 | 0.38039 | 0.37047 | 0.37047 | [6 empty] | -37.6 |  |  | -9.94 | 50.83 | 7.2681 | 17.681 |  |  |  | 0.27069 | 0
2016-11-20 12:00:00 | 0.36793 | 0.35741 | 0.35741 | [6 empty] | -37.6 |  |  | -22.17 | 50.42 | 7.1234 | 17.3348 |  |  |  | 0.25823 | 0
2016-11-20 13:00:00 | 0.37015 | 0.36169 | 0.36169 | [6 empty] | -37.6 |  |  | -30.41 | 48.42 | 7.0078 | 17.1007 |  |  |  | 0.26045 | 0
2016-11-20 14:00:00 | 0.36485 | 0.35486 | 0.35486 | [6 empty] | -37.6 |  |  | -15.68 | 46 | 7.0482 | 17.1851 |  |  |  | 0.25515 | 0
2016-11-20 15:00:00 | 0.38156 | 0.37319 | 0.3732 | [6 empty] | -37.6 |  |  | -29.04 | 43.38 | 7.2219 | 17.6612 |  |  |  | 0.27186 | 0
2016-11-20 16:00:00 | 0.40157 | 0.39292 | 0.39292 | [6 empty] | -37.6 |  |  | 9.9 | 46.64 | 7.5964 | 18.5892 |  |  |  | 0.29187 | 0
2016-11-20 17:00:00 | 0.4139 | 0.404 | 0.404 | [6 empty] | -37.6 |  |  | 8.06 | 60.99 | 7.9739 | 19.5675 |  |  |  | 0.3042 | 0
2016-11-20 18:00:00 | 0.42483 | 0.41255 | 0.41255 | [6 empty] | -37.6 |  |  | 8.99 | 69.54 | 8.3311 | 20.3818 |  |  |  | 0.31512 | 0
2016-11-20 19:00:00 | 0.43967 | 0.42744 | 0.42744 | [6 empty] | -37.6 |  |  | -1.58 | 67.23 | 8.5572 | 20.9117 |  |  |  | 0.32996 | 0
2016-11-20 20:00:00 | 0.4296 | 0.4159 | 0.4159 | [6 empty] | -37.6 |  |  | -3.35 | 62.91 | 8.4919 | 20.7071 |  |  |  | 0.3199 | 0
2016-11-20 21:00:00 | 0.39784 | 0.3853 | 0.38531 | [6 empty] | -37.6 |  |  | 3.45 | 53.02 | 7.7742 | 18.8725 |  |  |  | 0.28813 | 0
2016-11-20 22:00:00 | 0.33275 | 0.323 | 0.32301 | [6 empty] | -37.6 |  |  | -14.91 | 53.71 | 6.4017 | 15.4878 |  |  |  | 0.22305 | 0
2016-11-20 23:00:00 | 0.27444 | 0.27343 | 0.27344 | [6 empty] | -37.6 |  |  | 13.56 | 45.41 | 4.6341 | 11.2279 |  |  |  | 0.16473 | 0
2016-11-21 00:00:00 | 0.22826 | 0.23433 | 0.23434 | [6 empty] | -37.6 |  |  | 8.81 | 49.37 | 3.2889 | 8.066 |  |  |  | 0.11856 | 0
2016-11-21 01:00:00 | 0.24211 | 0.24714 | 0.24715 | [6 empty] | -37.6 |  |  | 9.79 | 44.19 | 3.6007 | 8.8046 |  |  |  | 0.13241 | 0
2016-11-21 02:00:00 | 0.25259 | 0.26006 | 0.26007 | [6 empty] | -37.6 |  |  | 11.01 | 42.05 | 3.5086 | 8.547 |  |  |  | 0.14289 | 0
2016-11-21 03:00:00 | 0.28683 | 0.29544 | 0.29545 | [6 empty] | -37.6 |  |  | 10.88 | 39.87 | 3.9202 | 9.498 |  |  |  | 0.17712 | 0
2016-11-21 04:00:00 | 0.35093 | 0.35745 | 0.35746 | [6 empty] | -37.6 |  |  | 20 | 40.04 | 5.2032 | 12.6364 |  |  |  | 0.24122 | 0
2016-11-21 05:00:00 | 0.4528 | 0.45228 | 0.45229 | [6 empty] | -37.6 |  |  | 38.71 | 43.09 | 7.6303 | 18.6081 |  |  |  | 0.34309 | 0.0032922
2016-11-21 06:00:00 | 0.47612 | 0.47803 | 0.47803 | [6 empty] | -37.6 |  |  | 49.86 | 57.26 | 7.9715 | 19.6621 |  |  |  | 0.36642 | 0.029034
2016-11-21 07:00:00 | 0.46428 | 0.46508 | 0.46509 | [6 empty] | -37.6 |  |  | 49.4 | 75.02 | 7.7693 | 19.0467 |  |  |  | 0.35458 | 0.016089
2016-11-21 08:00:00 | 0.44265 | 0.44123 | 0.44124 | [6 empty] | -37.6 |  |  | 46.25 | 75.22 | 7.5516 | 18.4354 |  |  |  | 0.33295 | 0
2016-11-21 09:00:00 | 0.41754 | 0.41489 | 0.4149 | [6 empty] | -37.6 |  |  | 41.15 | 71.61 | 7.1593 | 17.3804 |  |  |  | 0.30784 | 0
2016-11-21 10:00:00 | 0.39215 | 0.38805 | 0.38806 | [6 empty] | -37.6 |  |  | 41.61 | 70.04 | 6.8737 | 16.6806 |  |  |  | 0.28244 | 0
2016-11-21 11:00:00 | 0.37801 | 0.37462 | 0.37463 | [6 empty] | -37.6 |  |  | 41.75 | 69.99 | 6.5945 | 16.0242 |  |  |  | 0.26831 | 0
2016-11-21 12:00:00 | 0.36434 | 0.35998 | 0.35999 | [6 empty] | -37.6 |  |  | 45.74 | 70.01 | 6.4631 | 15.7102 |  |  |  | 0.25463 | 0
2016-11-21 13:00:00 | 0.35827 | 0.35437 | 0.35438 | [6 empty] | -37.6 |  |  | 46.91 | 70.94 | 6.3582 | 15.498 |  |  |  | 0.24857 | 0
2016-11-21 14:00:00 | 0.35762 | 0.35307 | 0.35307 | [6 empty] | -37.6 |  |  | 48 | 69.57 | 6.3948 | 15.5739 |  |  |  | 0.24792 | 0
2016-11-21 15:00:00 | 0.36734 | 0.36329 | 0.36329 | [6 empty] | -37.6 |  |  | 44.72 | 70 | 6.5523 | 16.005 |  |  |  | 0.25764 | 0
2016-11-21 16:00:00 | 0.37813 | 0.37252 | 0.37252 | [6 empty] | -37.6 |  |  | 45.56 | 75.9 | 6.8919 | 16.8455 |  |  |  | 0.26842 | 0
2016-11-21 17:00:00 | 0.3924 | 0.38619 | 0.38619 | [6 empty] | -37.6 |  |  | 38.71 | 87.96 | 7.2343 | 17.7315 |  |  |  | 0.2827 | 0
2016-11-21 18:00:00 | 0.40107 | 0.39249 | 0.39249 | [6 empty] | -37.6 |  |  | 36.3 | 109.26 | 7.5585 | 18.47 |  |  |  | 0.29137 | 0
2016-11-21 19:00:00 | 0.4054 | 0.39525 | 0.39525 | [6 empty] | -37.6 |  |  | 35.75 | 79.09 | 7.7637 | 18.9508 |  |  |  | 0.2957 | 0
2016-11-21 20:00:00 | 0.39219 | 0.37999 | 0.38 | [6 empty] | -37.6 |  |  | 32.84 | 69.93 | 7.7047 | 18.7665 |  |  |  | 0.28249 | 0
2016-11-21 21:00:00 | 0.35055 | 0.33719 | 0.33719 | [6 empty] | -37.6 |  |  | 32.46 | 55.57 | 7.0538 | 17.1049 |  |  |  | 0.24085 | 0
2016-11-21 22:00:00 | 0.2963 | 0.28634 | 0.28635 | [6 empty] | -37.6 |  |  | 22.07 | 54.72 | 5.8093 | 14.0415 |  |  |  | 0.1866 | 0
2016-11-21 23:00:00 | 0.24456 | 0.24277 | 0.24278 | [6 empty] | -37.6 |  |  | 24.1 | 50.67 | 4.2053 | 10.1797 |  |  |  | 0.13486 | 0
2016-11-22 00:00:00 | 0.21482 | 0.22009 | 0.2201 | [6 empty] | -37.6 |  |  | 27.11 | 44.95 | 3.1344 | 7.6834 |  |  |  | 0.10512 | 0
2016-11-22 01:00:00 | 0.22841 | 0.23277 | 0.23277 | [6 empty] | -37.6 |  |  | 21.49 | 41.95 | 3.4316 | 8.3871 |  |  |  | 0.11871 | 0
2016-11-22 02:00:00 | 0.23797 | 0.24457 | 0.24457 | [6 empty] | -37.6 |  |  | 21 | 41.65 | 3.3438 | 8.1413 |  |  |  | 0.12826 | 0
2016-11-22 03:00:00 | 0.27054 | 0.27822 | 0.27823 | [6 empty] | -37.6 |  |  | 19.99 | 40.5 | 3.736 | 9.0469 |  |  |  | 0.16084 | 0
2016-11-22 04:00:00 | 0.3332 | 0.33915 | 0.33916 | [6 empty] | -37.6 |  |  | 29.38 | 40.5 | 4.9588 | 12.0366 |  |  |  | 0.22349 | 0
2016-11-22 05:00:00 | 0.43346 | 0.43323 | 0.43324 | [6 empty] | -37.6 |  |  | 33.89 | 44.73 | 7.2719 | 17.7247 |  |  |  | 0.32376 | 0
2016-11-22 06:00:00 | 0.45564 | 0.4577 | 0.4577 | [6 empty] | -37.6 |  |  | 40.89 | 53.28 | 7.5962 | 18.7252 |  |  |  | 0.34594 | 0.0087022
2016-11-22 07:00:00 | 0.45249 | 0.45492 | 0.45492 | [6 empty] | -37.6 |  |  | 39.43 | 72.31 | 7.4037 | 18.1396 |  |  |  | 0.34278 | 0.0059235
2016-11-22 08:00:00 | 0.42623 | 0.42557 | 0.42557 | [6 empty] | -37.6 |  |  | 37.16 | 75.97 | 7.1965 | 17.5585 |  |  |  | 0.31653 | 0
2016-11-22 09:00:00 | 0.3999 | 0.39765 | 0.39765 | [6 empty] | -37.6 |  |  | 35.85 | 76.96 | 6.8227 | 16.5541 |  |  |  | 0.2902 | 0
2016-11-22 10:00:00 | 0.37858 | 0.37545 | 0.37546 | [6 empty] | -37.6 |  |  | 36.35 | 75 | 6.5506 | 15.888 |  |  |  | 0.26888 | 0
2016-11-22 11:00:00 | 0.36188 | 0.35886 | 0.35887 | [6 empty] | -37.6 |  |  | 37 | 72.24 | 6.2846 | 15.263 |  |  |  | 0.25217 | 0
2016-11-22 12:00:00 | 0.3517 | 0.34827 | 0.34828 | [6 empty] | -37.6 |  |  | 38.46 | 71.29 | 6.1593 | 14.9638 |  |  |  | 0.242 | 0
2016-11-22 13:00:00 | 0.34634 | 0.34341 | 0.34342 | [6 empty] | -37.6 |  |  | 46.02 | 68.93 | 6.0594 | 14.7615 |  |  |  | 0.23664 | 0
2016-11-22 14:00:00 | 0.3445 | 0.34074 | 0.34074 | [6 empty] | -37.6 |  |  | 51.94 | 66.09 | 6.0942 | 14.8336 |  |  |  | 0.2348 | 0
2016-11-22 15:00:00 | 0.34848 | 0.34427 | 0.34427 | [6 empty] | -37.6 |  |  | 51.51 | 65.13 | 6.2442 | 15.244 |  |  |  | 0.23878 | 0
2016-11-22 16:00:00 | 0.36079 | 0.35544 | 0.35544 | [6 empty] | -37.6 |  |  | 64.2 | 69.98 | 6.5679 | 16.0444 |  |  |  | 0.25108 | 0
2016-11-22 17:00:00 | 0.36667 | 0.35939 | 0.3594 | [6 empty] | -37.6 |  |  | 54.67 | 90 | 6.8941 | 16.888 |  |  |  | 0.25697 | 0
2016-11-22 18:00:00 | 0.37616 | 0.36683 | 0.36683 | [6 empty] | -37.6 |  |  | 51.99 | 107.83 | 7.2031 | 17.5917 |  |  |  | 0.26646 | 0
2016-11-22 19:00:00 | 0.38069 | 0.36994 | 0.36994 | [6 empty] | -37.6 |  |  | 46.98 | 80.92 | 7.3987 | 18.0499 |  |  |  | 0.27099 | 0
2016-11-22 20:00:00 | 0.36894 | 0.35639 | 0.35639 | [6 empty] | -37.6 |  |  | 38.77 | 70.08 | 7.3426 | 17.8748 |  |  |  | 0.25924 | 0
2016-11-22 21:00:00 | 0.32728 | 0.31328 | 0.31328 | [6 empty] | -37.6 |  |  | 37.17 | 59.71 | 6.7223 | 16.2927 |  |  |  | 0.21758 | 0
2016-11-22 22:00:00 | 0.27847 | 0.26823 | 0.26824 | [6 empty] | -37.6 |  |  | 34.8 | 54.36 | 5.5366 | 13.3766 |  |  |  | 0.16877 | 0
2016-11-22 23:00:00 | 0.23281 | 0.23103 | 0.23103 | [6 empty] | -37.6 |  |  | 34.61 | 49 | 4.008 | 9.6977 |  |  |  | 0.12311 | 0
2016-11-23 00:00:00 | 0.23723 | 0.24304 | 0.24304 | [6 empty] | -37.6 |  |  | 33.65 | 48.2 | 3.4707 | 8.5166 |  |  |  | 0.12753 | 0
2016-11-23 01:00:00 | 0.25226 | 0.25705 | 0.25706 | [6 empty] | -37.6 |  |  | 33.46 | 48.33 | 3.7997 | 9.2961 |  |  |  | 0.14255 | 0
2016-11-23 02:00:00 | 0.26278 | 0.27005 | 0.27006 | [6 empty] | -37.6 |  |  | 32.08 | 45.33 | 3.7026 | 9.0248 |  |  |  | 0.15308 | 0
2016-11-23 03:00:00 | 0.29875 | 0.3072 | 0.30721 | [6 empty] | -37.6 |  |  | 33.54 | 42.77 | 4.137 | 10.0292 |  |  |  | 0.18904 | 0
2016-11-23 04:00:00 | 0.36798 | 0.37453 | 0.37454 | [6 empty] | -37.6 |  |  | 35.38 | 42.12 | 5.4908 | 13.3427 |  |  |  | 0.25828 | 0
2016-11-23 05:00:00 | 0.47883 | 0.47857 | 0.47858 | [6 empty] | -37.6 |  |  | 46.34 | 43.9 | 8.0522 | 19.6484 |  |  |  | 0.36913 | 0.029577
2016-11-23 06:00:00 | 0.50337 | 0.50567 | 0.50567 | [6 empty] | -37.6 |  |  | 48.81 | 57.32 | 8.4132 | 20.766 |  |  |  | 0.39367 | 0.056671
2016-11-23 07:00:00 | 0.49986 | 0.50255 | 0.50256 | [6 empty] | -37.6 |  |  | 51.1 | 76.54 | 8.1996 | 20.1153 |  |  |  | 0.39015 | 0.05356
2016-11-23 08:00:00 | 0.47087 | 0.47014 | 0.47015 | [6 empty] | -37.6 |  |  | 53.94 | 77.03 | 7.9696 | 19.4684 |  |  |  | 0.36117 | 0.021151
2016-11-23 09:00:00 | 0.44179 | 0.4393 | 0.43931 | [6 empty] | -37.6 |  |  | 51 | 75.55 | 7.5555 | 18.3538 |  |  |  | 0.33209 | 0
2016-11-23 10:00:00 | 0.41824 | 0.41479 | 0.4148 | [6 empty] | -37.6 |  |  | 51.95 | 74.25 | 7.254 | 17.6142 |  |  |  | 0.30854 | 0
2016-11-23 11:00:00 | 0.39979 | 0.39646 | 0.39647 | [6 empty] | -37.6 |  |  | 49.99 | 73.89 | 6.9592 | 16.9208 |  |  |  | 0.29009 | 0
2016-11-23 12:00:00 | 0.38856 | 0.38477 | 0.38478 | [6 empty] | -37.6 |  |  | 51.92 | 72 | 6.8206 | 16.5894 |  |  |  | 0.27886 | 0
2016-11-23 13:00:00 | 0.38264 | 0.37941 | 0.37941 | [6 empty] | -37.6 |  |  | 54.98 | 70.59 | 6.7099 | 16.3653 |  |  |  | 0.27293 | 0
2016-11-23 14:00:00 | 0.38062 | 0.37647 | 0.37647 | [6 empty] | -37.6 |  |  | 58.48 | 69.09 | 6.7486 | 16.4458 |  |  |  | 0.27092 | 0
2016-11-23 15:00:00 | 0.38503 | 0.38039 | 0.38039 | [6 empty] | -37.6 |  |  | 55.01 | 69.94 | 6.9148 | 16.9013 |  |  |  | 0.27532 | 0
2016-11-23 16:00:00 | 0.39864 | 0.39275 | 0.39275 | [6 empty] | -37.6 |  |  | 62 | 77.05 | 7.2733 | 17.7891 |  |  |  | 0.28894 | 0
2016-11-23 17:00:00 | 0.40518 | 0.39717 | 0.39717 | [6 empty] | -37.6 |  |  | 52.92 | 89.27 | 7.6347 | 18.725 |  |  |  | 0.29548 | 0
2016-11-23 18:00:00 | 0.41568 | 0.4054 | 0.4054 | [6 empty] | -37.6 |  |  | 50 | 104.01 | 7.9768 | 19.5046 |  |  |  | 0.30598 | 0
2016-11-23 19:00:00 | 0.4207 | 0.40885 | 0.40886 | [6 empty] | -37.6 |  |  | 39.13 | 76.19 | 8.1933 | 20.0119 |  |  |  | 0.311 | 0
2016-11-23 20:00:00 | 0.40774 | 0.3939 | 0.3939 | [6 empty] | -37.6 |  |  | 37.21 | 67.18 | 8.1309 | 19.8167 |  |  |  | 0.29804 | 0
2016-11-23 21:00:00 | 0.36172 | 0.34627 | 0.34628 | [6 empty] | -37.6 |  |  | 37.79 | 56.18 | 7.4438 | 18.0615 |  |  |  | 0.25202 | 0
2016-11-23 22:00:00 | 0.30772 | 0.29642 | 0.29642 | [6 empty] | -37.6 |  |  | 33.99 | 58.24 | 6.13 | 14.8244 |  |  |  | 0.19802 | 0
2016-11-23 23:00:00 | 0.25718 | 0.25519 | 0.2552 | [6 empty] | -37.6 |  |  | 32.66 | 51.43 | 4.4375 | 10.747 |  |  |  | 0.14748 | 0
2016-11-24 00:00:00 | 0.28966 | 0.29665 | 0.29666 | [6 empty] | -37.6 |  |  | 31.61 | 49.4 | 4.2324 | 10.3807 |  |  |  | 0.17996 | 0
2016-11-24 01:00:00 | 0.30271 | 0.30879 | 0.3088 | [6 empty] | -37.6 |  |  | 30.8 | 42.98 | 4.5162 | 11.0473 |  |  |  | 0.193 | 0
2016-11-24 02:00:00 | 0.31738 | 0.32511 | 0.32512 | [6 empty] | -37.6 |  |  | 29.58 | 41.97 | 4.6066 | 11.2709 |  |  |  | 0.20767 | 0
2016-11-24 03:00:00 | 0.34632 | 0.35424 | 0.35425 | [6 empty] | -37.6 |  |  | 29.76 | 41.1 | 5.0231 | 12.233 |  |  |  | 0.23661 | 0
2016-11-24 04:00:00 | 0.41978 | 0.42929 | 0.42931 | [6 empty] | -37.6 |  |  | 32.44 | 41.26 | 6.1194 | 14.9241 |  |  |  | 0.31007 | 0
2016-11-24 05:00:00 | 0.54689 | 0.5444 | 0.54441 | [6 empty] | -37.6 |  |  | 36.5 | 43.8 | 9.24 | 22.3647 |  |  |  | 0.43719 | 0.095413
2016-11-24 06:00:00 | 0.56614 | 0.56647 | 0.56648 | [6 empty] | -37.6 |  |  | 43.12 | 50.92 | 9.4656 | 23.1385 |  |  |  | 0.45643 | 0.11748
2016-11-24 07:00:00 | 0.55145 | 0.55164 | 0.55165 | [6 empty] | -37.6 |  |  | 45.97 | 67.19 | 9.1752 | 22.3601 |  |  |  | 0.44175 | 0.10265
2016-11-24 08:00:00 | 0.53247 | 0.5324 | 0.53241 | [6 empty] | -37.6 |  |  | 44.96 | 70 | 8.9533 | 21.888 |  |  |  | 0.42276 | 0.083409
2016-11-24 09:00:00 | 0.51225 | 0.51057 | 0.51057 | [6 empty] | -37.6 |  |  | 43.69 | 70.03 | 8.744 | 21.3471 |  |  |  | 0.40254 | 0.061573
2016-11-24 10:00:00 | 0.48988 | 0.48662 | 0.48663 | [6 empty] | -37.6 |  |  | 44.25 | 69.57 | 8.4969 | 20.7168 |  |  |  | 0.38018 | 0.037629
2016-11-24 11:00:00 | 0.46922 | 0.46621 | 0.46622 | [6 empty] | -37.6 |  |  | 42.87 | 67.57 | 8.1662 | 19.9511 |  |  |  | 0.35952 | 0.017216
2016-11-24 12:00:00 | 0.46065 | 0.45685 | 0.45685 | [6 empty] | -37.6 |  |  | 42.91 | 66.77 | 8.0873 | 19.745 |  |  |  | 0.35095 | 0.0078549
2016-11-24 13:00:00 | 0.45586 | 0.45162 | 0.45163 | [6 empty] | -37.6 |  |  | 42.77 | 66.46 | 8.0484 | 19.6501 |  |  |  | 0.34616 | 0.0026302
2016-11-24 14:00:00 | 0.45818 | 0.45463 | 0.45463 | [6 empty] | -37.6 |  |  | 44.59 | 66.05 | 8.0747 | 19.7722 |  |  |  | 0.34847 | 0.0056321
2016-11-24 15:00:00 | 0.4631 | 0.45917 | 0.45917 | [6 empty] | -37.6 |  |  | 49.36 | 67.99 | 8.1719 | 19.9892 |  |  |  | 0.3534 | 0.010174
2016-11-24 16:00:00 | 0.47044 | 0.46477 | 0.46478 | [6 empty] | -37.6 |  |  | 50.97 | 68.42 | 8.5128 | 20.8769 |  |  |  | 0.36074 | 0.015777
2016-11-24 17:00:00 | 0.47392 | 0.46589 | 0.4659 | [6 empty] | -37.6 |  |  | 45.23 | 82.85 | 8.8103 | 21.6197 |  |  |  | 0.36422 | 0.016898
2016-11-24 18:00:00 | 0.47494 | 0.46453 | 0.46453 | [6 empty] | -37.6 |  |  | 44.1 | 91.69 | 9.0048 | 22.0397 |  |  |  | 0.36524 | 0.015529
2016-11-24 19:00:00 | 0.47233 | 0.46141 | 0.46141 | [6 empty] | -37.6 |  |  | 38.07 | 73.93 | 9.0048 | 22.0343 |  |  |  | 0.36263 | 0.012411
2016-11-24 20:00:00 | 0.45266 | 0.44028 | 0.44028 | [6 empty] | -37.6 |  |  | 37.71 | 68.07 | 8.7966 | 21.5042 |  |  |  | 0.34296 | 0
2016-11-24 21:00:00 | 0.4068 | 0.3938 | 0.3938 | [6 empty] | -37.6 |  |  | 35.88 | 55.98 | 8.0507 | 19.6392 |  |  |  | 0.2971 | 0
2016-11-24 22:00:00 | 0.35518 | 0.34569 | 0.3457 | [6 empty] | -37.6 |  |  | 33.62 | 52.69 | 6.8004 | 16.5171 |  |  |  | 0.24548 | 0
2016-11-24 23:00:00 | 0.30363 | 0.30428 | 0.30429 | [6 empty] | -37.6 |  |  | 35.23 | 48.91 | 5.0095 | 12.2016 |  |  |  | 0.19393 | 0
2016-11-25 00:00:00 | 0.33163 | 0.33913 | 0.33914 | [6 empty] | -37.6 |  |  | 32.99 | 46.72 | 4.9176 | 12.0882 |  |  |  | 0.22193 | 0
2016-11-25 01:00:00 | 0.34793 | 0.35458 | 0.35459 | [6 empty] | -37.6 |  |  | 32.02 | 46.58 | 5.2471 | 12.8626 |  |  |  | 0.23822 | 0
2016-11-25 02:00:00 | 0.35942 | 0.36703 | 0.36703 | [6 empty] | -37.6 |  |  | 31.05 | 43.22 | 5.3521 | 13.123 |  |  |  | 0.24972 | 0
2016-11-25 03:00:00 | 0.39165 | 0.39925 | 0.39926 | [6 empty] | -37.6 |  |  | 31.18 | 41.01 | 5.8358 | 14.2426 |  |  |  | 0.28194 | 0
2016-11-25 04:00:00 | 0.47651 | 0.48592 | 0.48594 | [6 empty] | -37.6 |  |  | 34.85 | 41.91 | 7.1088 | 17.3733 |  |  |  | 0.3668 | 0.036937
2016-11-25 05:00:00 | 0.63635 | 0.63411 | 0.63412 | [6 empty] | -37.6 |  |  | 37.98 | 43.7 | 10.7328 | 26.0302 |  |  |  | 0.52664 | 0.18512
2016-11-25 06:00:00 | 0.65991 | 0.66123 | 0.66123 | [6 empty] | -37.6 |  |  | 47.1 | 53.1 | 11.0005 | 26.9573 |  |  |  | 0.55021 | 0.21223
2016-11-25 07:00:00 | 0.64108 | 0.6419 | 0.64191 | [6 empty] | -37.6 |  |  | 48.49 | 68.27 | 10.6618 | 26.0454 |  |  |  | 0.53138 | 0.19291
2016-11-25 08:00:00 | 0.61795 | 0.61826 | 0.61826 | [6 empty] | -37.6 |  |  | 47.97 | 69.54 | 10.4033 | 25.4916 |  |  |  | 0.50824 | 0.16926
2016-11-25 09:00:00 | 0.59581 | 0.59446 | 0.59447 | [6 empty] | -37.6 |  |  | 47.42 | 65.05 | 10.1598 | 24.86 |  |  |  | 0.48611 | 0.14547
2016-11-25 10:00:00 | 0.56999 | 0.56682 | 0.56682 | [6 empty] | -37.6 |  |  | 48.25 | 63.92 | 9.8724 | 24.1243 |  |  |  | 0.46028 | 0.11782
2016-11-25 11:00:00 | 0.5437 | 0.5404 | 0.54041 | [6 empty] | -37.6 |  |  | 47.95 | 63.36 | 9.4881 | 23.2325 |  |  |  | 0.434 | 0.091411
2016-11-25 12:00:00 | 0.53261 | 0.52819 | 0.52819 | [6 empty] | -37.6 |  |  | 47.95 | 63.36 | 9.3962 | 22.9915 |  |  |  | 0.42291 | 0.079193
2016-11-25 13:00:00 | 0.52649 | 0.52146 | 0.52146 | [6 empty] | -37.6 |  |  | 47.92 | 62.5 | 9.351 | 22.8808 |  |  |  | 0.41678 | 0.072461
2016-11-25 14:00:00 | 0.52856 | 0.52423 | 0.52423 | [6 empty] | -37.6 |  |  | 48.81 | 57 | 9.3818 | 23.0241 |  |  |  | 0.41886 | 0.075234
2016-11-25 15:00:00 | 0.53427 | 0.52949 | 0.5295 | [6 empty] | -37.6 |  |  | 49.96 | 56.19 | 9.4949 | 23.2782 |  |  |  | 0.42456 | 0.080499
2016-11-25 16:00:00 | 0.54344 | 0.53678 | 0.53678 | [6 empty] | -37.6 |  |  | 54.75 | 58.22 | 9.8914 | 24.3133 |  |  |  | 0.43374 | 0.087779
2016-11-25 17:00:00 | 0.54995 | 0.541 | 0.541 | [6 empty] | -37.6 |  |  | 48.29 | 73.02 | 10.2372 | 25.1792 |  |  |  | 0.44025 | 0.092001
2016-11-25 18:00:00 | 0.55298 | 0.54159 | 0.54159 | [6 empty] | -37.6 |  |  | 48.94 | 72.38 | 10.463 | 25.6673 |  |  |  | 0.44328 | 0.092593
2016-11-25 19:00:00 | 0.54697 | 0.53447 | 0.53447 | [6 empty] | -37.6 |  |  | 43.52 | 63.96 | 10.463 | 25.6608 |  |  |  | 0.43727 | 0.08547
2016-11-25 20:00:00 | 0.52607 | 0.5122 | 0.5122 | [6 empty] | -37.6 |  |  | 38.92 | 51.51 | 10.2209 | 25.0422 |  |  |  | 0.41637 | 0.063201
2016-11-25 21:00:00 | 0.47366 | 0.45916 | 0.45917 | [6 empty] | -37.6 |  |  | 38.67 | 44.95 | 9.3537 | 22.8678 |  |  |  | 0.36396 | 0.010166
2016-11-25 22:00:00 | 0.41019 | 0.39907 | 0.39908 | [6 empty] | -37.6 |  |  | 35.24 | 44.91 | 7.8989 | 19.2213 |  |  |  | 0.30049 | 0
2016-11-25 23:00:00 | 0.34853 | 0.3488 | 0.34881 | [6 empty] | -37.6 |  |  | 32.5 | 42.65 | 5.8195 | 14.2032 |  |  |  | 0.23883 | 0
2016-11-26 00:00:00 | 0.32969 | 0.33493 | 0.33493 | [6 empty] | -37.6 |  |  | 31.93 | 40.33 | 5.1112 | 12.5722 |  |  |  | 0.21999 | 0
2016-11-26 01:00:00 | 0.3484 | 0.35307 | 0.35308 | [6 empty] | -37.6 |  |  | 31.82 | 40.26 | 5.4535 | 13.3772 |  |  |  | 0.2387 | 0
2016-11-26 02:00:00 | 0.36372 | 0.36997 | 0.36998 | [6 empty] | -37.6 |  |  | 31.84 | 37.36 | 5.5626 | 13.648 |  |  |  | 0.25401 | 0
2016-11-26 03:00:00 | 0.39692 | 0.40312 | 0.40313 | [6 empty] | -37.6 |  |  | 32.07 | 37.89 | 6.0653 | 14.8121 |  |  |  | 0.28721 | 0
2016-11-26 04:00:00 | 0.4842 | 0.49215 | 0.49216 | [6 empty] | -37.6 |  |  | 32.35 | 36.86 | 7.3882 | 18.0673 |  |  |  | 0.37449 | 0.043161
2016-11-26 05:00:00 | 0.64834 | 0.64387 | 0.64389 | [6 empty] | -37.6 |  |  | 33.36 | 39.5 | 11.1542 | 27.0686 |  |  |  | 0.53863 | 0.19489
2016-11-26 06:00:00 | 0.6537 | 0.6496 | 0.6496 | [6 empty] | -37.6 |  |  | 42.22 | 37.39 | 11.4342 | 28.0407 |  |  |  | 0.54399 | 0.2006
2016-11-26 07:00:00 | 0.63426 | 0.62966 | 0.62966 | [6 empty] | -37.6 |  |  | 44.1 | 40.05 | 11.0818 | 27.0907 |  |  |  | 0.52456 | 0.18066
2016-11-26 08:00:00 | 0.60685 | 0.60112 | 0.60112 | [6 empty] | -37.6 |  |  | 46.76 | 46.12 | 10.8129 | 26.5135 |  |  |  | 0.49714 | 0.15212
2016-11-26 09:00:00 | 0.58734 | 0.5805 | 0.5805 | [6 empty] | -37.6 |  |  | 48.92 | 52.97 | 10.5597 | 25.8561 |  |  |  | 0.47764 | 0.1315
2016-11-26 10:00:00 | 0.56997 | 0.56289 | 0.56289 | [6 empty] | -37.6 |  |  | 48.56 | 54.74 | 10.2609 | 25.0903 |  |  |  | 0.46027 | 0.11389
2016-11-26 11:00:00 | 0.53693 | 0.52871 | 0.52871 | [6 empty] | -37.6 |  |  | 47.91 | 55.11 | 9.8615 | 24.1627 |  |  |  | 0.42723 | 0.07971
2016-11-26 12:00:00 | 0.51916 | 0.50866 | 0.50866 | [6 empty] | -37.6 |  |  | 43.97 | 56.34 | 9.7659 | 23.9118 |  |  |  | 0.40945 | 0.059662
2016-11-26 13:00:00 | 0.51375 | 0.50279 | 0.50279 | [6 empty] | -37.6 |  |  | 38.24 | 50.22 | 9.7188 | 23.7967 |  |  |  | 0.40405 | 0.053794
2016-11-26 14:00:00 | 0.51639 | 0.50624 | 0.50624 | [6 empty] | -37.6 |  |  | 40.44 | 45.99 | 9.751 | 23.9461 |  |  |  | 0.40669 | 0.057244
2016-11-26 15:00:00 | 0.52732 | 0.51759 | 0.5176 | [6 empty] | -37.6 |  |  | 45.3 | 48.01 | 9.8686 | 24.2107 |  |  |  | 0.41761 | 0.068597
2016-11-26 16:00:00 | 0.54512 | 0.53489 | 0.53489 | [6 empty] | -37.6 |  |  | 47.96 | 50.84 | 10.2809 | 25.2877 |  |  |  | 0.43542 | 0.085891
2016-11-26 17:00:00 | 0.55448 | 0.54234 | 0.54234 | [6 empty] | -37.6 |  |  | 43.95 | 65.32 | 10.6403 | 26.1885 |  |  |  | 0.44478 | 0.093336
2016-11-26 18:00:00 | 0.55388 | 0.53854 | 0.53854 | [6 empty] | -37.6 |  |  | 37.5 | 62.98 | 10.8749 | 26.6959 |  |  |  | 0.44418 | 0.089544
2016-11-26 19:00:00 | 0.54696 | 0.53035 | 0.53035 | [6 empty] | -37.6 |  |  | 32.91 | 48.68 | 10.8749 | 26.689 |  |  |  | 0.43726 | 0.08135
2016-11-26 20:00:00 | 0.53903 | 0.52341 | 0.52341 | [6 empty] | -37.6 |  |  | 32.75 | 41.05 | 10.6232 | 26.0453 |  |  |  | 0.42933 | 0.074411
2016-11-26 21:00:00 | 0.48614 | 0.47013 | 0.47013 | [6 empty] | -37.6 |  |  | 31.72 | 40.52 | 9.7217 | 23.783 |  |  |  | 0.37644 | 0.021133
2016-11-26 22:00:00 | 0.423 | 0.41096 | 0.41097 | [6 empty] | -37.6 |  |  | 28.25 | 41.5 | 8.2089 | 19.9872 |  |  |  | 0.31329 | 0
2016-11-26 23:00:00 | 0.36186 | 0.36215 | 0.36216 | [6 empty] | -37.6 |  |  | 22.92 | 32.34 | 6.0482 | 14.7704 |  |  |  | 0.25215 | 0
2016-11-27 00:00:00 | 0.33435 | 0.34231 | 0.34232 | [6 empty] | -37.6 |  |  | 21.14 | 30.17 | 4.9183 | 12.0899 |  |  |  | 0.22464 | 0
2016-11-27 01:00:00 | 0.34123 | 0.3467 | 0.34671 | [6 empty] | -37.6 |  |  | 20.25 | 17.73 | 5.2478 | 12.8645 |  |  |  | 0.23153 | 0
2016-11-27 02:00:00 | 0.37005 | 0.37951 | 0.37952 | [6 empty] | -37.6 |  |  | 20.28 | 19.4 | 5.3528 | 13.1249 |  |  |  | 0.26035 | 0
2016-11-27 03:00:00 | 0.42957 | 0.44381 | 0.44383 | [6 empty] | -37.6 |  |  | 20.95 | 19.23 | 5.8367 | 14.2446 |  |  |  | 0.31987 | 0
2016-11-27 04:00:00 | 0.51563 | 0.53189 | 0.53191 | [6 empty] | -37.6 |  |  | 27 | 24.93 | 7.1098 | 17.3758 |  |  |  | 0.40592 | 0.082911
2016-11-27 05:00:00 | 0.58729 | 0.57643 | 0.57644 | [6 empty] | -37.6 |  |  | 28.02 | 22.48 | 10.7343 | 26.0339 |  |  |  | 0.47758 | 0.12744
2016-11-27 06:00:00 | 0.59126 | 0.58053 | 0.58053 | [6 empty] | -37.6 |  |  | 28.93 | 12.99 | 11.002 | 26.9611 |  |  |  | 0.48156 | 0.13153
2016-11-27 07:00:00 | 0.57753 | 0.56719 | 0.56719 | [6 empty] | -37.6 |  |  | 31.35 | 17.16 | 10.6633 | 26.0491 |  |  |  | 0.46783 | 0.11819
2016-11-27 08:00:00 | 0.55716 | 0.54679 | 0.54679 | [6 empty] | -37.6 |  |  | 33.19 | 30.32 | 10.4048 | 25.4953 |  |  |  | 0.44746 | 0.097793
2016-11-27 09:00:00 | 0.5383 | 0.52685 | 0.52685 | [6 empty] | -37.6 |  |  | 34.24 | 34.93 | 10.1612 | 24.8636 |  |  |  | 0.42859 | 0.07785
2016-11-27 10:00:00 | 0.52655 | 0.51575 | 0.51575 | [6 empty] | -37.6 |  |  | 38.13 | 36.03 | 9.8737 | 24.1277 |  |  |  | 0.41685 | 0.066751
2016-11-27 11:00:00 | 0.50298 | 0.49253 | 0.49253 | [6 empty] | -37.6 |  |  | 35.69 | 43.91 | 9.4895 | 23.2358 |  |  |  | 0.39328 | 0.043531
2016-11-27 12:00:00 | 0.49415 | 0.48297 | 0.48297 | [6 empty] | -37.6 |  |  | 33.44 | 37.52 | 9.3975 | 22.9948 |  |  |  | 0.38445 | 0.03397
2016-11-27 13:00:00 | 0.49843 | 0.48846 | 0.48847 | [6 empty] | -37.6 |  |  | 33.53 | 34.78 | 9.3523 | 22.8841 |  |  |  | 0.38873 | 0.039468
2016-11-27 14:00:00 | 0.50434 | 0.49574 | 0.49575 | [6 empty] | -37.6 |  |  | 34.2 | 34.48 | 9.3831 | 23.0274 |  |  |  | 0.39464 | 0.046748
2016-11-27 15:00:00 | 0.50428 | 0.49424 | 0.49424 | [6 empty] | -37.6 |  |  | 37.48 | 35.32 | 9.4963 | 23.2815 |  |  |  | 0.39458 | 0.04524
2016-11-27 16:00:00 | 0.53097 | 0.52211 | 0.52211 | [6 empty] | -37.6 |  |  | 41.07 | 37.93 | 9.8928 | 24.3168 |  |  |  | 0.42127 | 0.073108
2016-11-27 17:00:00 | 0.54388 | 0.53386 | 0.53386 | [6 empty] | -37.6 |  |  | 41.05 | 45.86 | 10.2387 | 25.1828 |  |  |  | 0.43418 | 0.084859
2016-11-27 18:00:00 | 0.54549 | 0.53277 | 0.53277 | [6 empty] | -37.6 |  |  | 36.08 | 52.94 | 10.4645 | 25.671 |  |  |  | 0.43579 | 0.083772
2016-11-27 19:00:00 | 0.54549 | 0.53271 | 0.53272 | [6 empty] | -37.6 |  |  | 34.69 | 52.05 | 10.4645 | 25.6644 |  |  |  | 0.43579 | 0.083715
2016-11-27 20:00:00 | 0.5317 | 0.5188 | 0.5188 | [6 empty] | -37.6 |  |  | 32.69 | 41.85 | 10.2223 | 25.0458 |  |  |  | 0.422 | 0.069804
2016-11-27 21:00:00 | 0.4778 | 0.46402 | 0.46402 | [6 empty] | -37.6 |  |  | 32.16 | 43.98 | 9.355 | 22.871 |  |  |  | 0.3681 | 0.015019
2016-11-27 22:00:00 | 0.42697 | 0.41879 | 0.41879 | [6 empty] | -37.6 |  |  | 28.43 | 48.89 | 7.9 | 19.224 |  |  |  | 0.31727 | 0
2016-11-27 23:00:00 | 0.35472 | 0.35606 | 0.35607 | [6 empty] | -37.6 |  |  | 27.06 | 39.19 | 5.8203 | 14.2052 |  |  |  | 0.24501 | 0
2016-11-28 00:00:00 | 0.37004 | 0.37943 | 0.37943 | [6 empty] | -37.6 |  |  | 28.24 | 26.43 | 5.4077 | 13.3156 |  |  |  | 0.26034 | 0
2016-11-28 01:00:00 | 0.38678 | 0.39504 | 0.39505 | [6 empty] | -37.6 |  |  | 24.31 | 26.64 | 5.7697 | 14.1672 |  |  |  | 0.27708 | 0
2016-11-28 02:00:00 | 0.40916 | 0.42018 | 0.42019 | [6 empty] | -37.6 |  |  | 24.03 | 36.03 | 5.8851 | 14.454 |  |  |  | 0.29946 | 0
2016-11-28 03:00:00 | 0.44647 | 0.45782 | 0.45784 | [6 empty] | -37.6 |  |  | 26.81 | 36.82 | 6.4169 | 15.6866 |  |  |  | 0.33676 | 0.0088351
2016-11-28 04:00:00 | 0.54248 | 0.55636 | 0.55637 | [6 empty] | -37.6 |  |  | 31.96 | 37.97 | 7.8161 | 19.1328 |  |  |  | 0.43277 | 0.10737
2016-11-28 05:00:00 | 0.70412 | 0.70284 | 0.70286 | [6 empty] | -37.6 |  |  | 37.94 | 41.03 | 11.7997 | 28.6624 |  |  |  | 0.59441 | 0.25386
2016-11-28 06:00:00 | 0.72316 | 0.72465 | 0.72465 | [6 empty] | -37.6 |  |  | 47.88 | 54.44 | 12.0988 | 29.7054 |  |  |  | 0.61346 | 0.27565
2016-11-28 07:00:00 | 0.70421 | 0.70543 | 0.70543 | [6 empty] | -37.6 |  |  | 46.99 | 74.94 | 11.7253 | 28.6963 |  |  |  | 0.5945 | 0.25643
2016-11-28 08:00:00 | 0.68102 | 0.68205 | 0.68206 | [6 empty] | -37.6 |  |  | 44.42 | 74 | 11.4404 | 28.083 |  |  |  | 0.57131 | 0.23306
2016-11-28 09:00:00 | 0.65759 | 0.65695 | 0.65696 | [6 empty] | -37.6 |  |  | 37.92 | 70.31 | 11.1724 | 27.3858 |  |  |  | 0.54789 | 0.20796
2016-11-28 10:00:00 | 0.62937 | 0.62674 | 0.62675 | [6 empty] | -37.6 |  |  | 43.53 | 68.8 | 10.856 | 26.5738 |  |  |  | 0.51966 | 0.17775
2016-11-28 11:00:00 | 0.60003 | 0.59717 | 0.59718 | [6 empty] | -37.6 |  |  | 37.38 | 67.97 | 10.4335 | 25.5913 |  |  |  | 0.49033 | 0.14818
2016-11-28 12:00:00 | 0.59234 | 0.58902 | 0.58903 | [6 empty] | -37.6 |  |  | 44.81 | 66.02 | 10.3323 | 25.3251 |  |  |  | 0.48264 | 0.14003
2016-11-28 13:00:00 | 0.58614 | 0.58225 | 0.58226 | [6 empty] | -37.6 |  |  | 45.77 | 65.07 | 10.2824 | 25.203 |  |  |  | 0.47644 | 0.13326
2016-11-28 14:00:00 | 0.58847 | 0.58536 | 0.58536 | [6 empty] | -37.6 |  |  | 51.38 | 65.1 | 10.3165 | 25.3619 |  |  |  | 0.47877 | 0.13636
2016-11-28 15:00:00 | 0.59278 | 0.58885 | 0.58885 | [6 empty] | -37.6 |  |  | 57.21 | 68.63 | 10.4412 | 25.6428 |  |  |  | 0.48307 | 0.13985
2016-11-28 16:00:00 | 0.61094 | 0.60637 | 0.60637 | [6 empty] | -37.6 |  |  | 65.11 | 70.5 | 10.8775 | 26.7842 |  |  |  | 0.50124 | 0.15737
2016-11-28 17:00:00 | 0.61936 | 0.6125 | 0.6125 | [6 empty] | -37.6 |  |  | 51.42 | 83 | 11.2579 | 27.7388 |  |  |  | 0.50965 | 0.1635
2016-11-28 18:00:00 | 0.62054 | 0.61064 | 0.61064 | [6 empty] | -37.6 |  |  | 48.5 | 89.47 | 11.506 | 28.2756 |  |  |  | 0.51084 | 0.16164
2016-11-28 19:00:00 | 0.60766 | 0.59543 | 0.59543 | [6 empty] | -37.6 |  |  | 45.97 | 74.76 | 11.506 | 28.2683 |  |  |  | 0.49796 | 0.14643
2016-11-28 20:00:00 | 0.58699 | 0.57364 | 0.57364 | [6 empty] | -37.6 |  |  | 39.29 | 62.98 | 11.2395 | 27.5858 |  |  |  | 0.47729 | 0.12464
2016-11-28 21:00:00 | 0.52721 | 0.51277 | 0.51277 | [6 empty] | -37.6 |  |  | 36.14 | 59.58 | 10.2855 | 25.1883 |  |  |  | 0.41751 | 0.063767
2016-11-28 22:00:00 | 0.45949 | 0.44903 | 0.44904 | [6 empty] | -37.6 |  |  | 34.59 | 51.3 | 8.6838 | 21.1625 |  |  |  | 0.34979 | 4.1243e-05
2016-11-28 23:00:00 | 0.39103 | 0.39292 | 0.39293 | [6 empty] | -37.6 |  |  | 36.92 | 43.98 | 6.3985 | 15.641 |  |  |  | 0.28133 | 0
2016-11-29 00:00:00 | 0.39254 | 0.40325 | 0.40326 | [6 empty] | -37.6 |  |  | 35.78 | 45 | 5.6749 | 13.9875 |  |  |  | 0.28284 | 0
2016-11-29 01:00:00 | 0.41012 | 0.41966 | 0.41967 | [6 empty] | -37.6 |  |  | 34.81 | 43.29 | 6.0546 | 14.8812 |  |  |  | 0.30042 | 0
2016-11-29 02:00:00 | 0.4301 | 0.44191 | 0.44193 | [6 empty] | -37.6 |  |  | 34.43 | 42.66 | 6.1757 | 15.1825 |  |  |  | 0.32039 | 0
2016-11-29 03:00:00 | 0.46931 | 0.48151 | 0.48152 | [6 empty] | -37.6 |  |  | 34.89 | 41.01 | 6.7337 | 16.4769 |  |  |  | 0.3596 | 0.032518
2016-11-29 04:00:00 | 0.56879 | 0.58345 | 0.58346 | [6 empty] | -37.6 |  |  | 36.75 | 41.15 | 8.2016 | 20.0954 |  |  |  | 0.45908 | 0.13446
2016-11-29 05:00:00 | 0.73995 | 0.73905 | 0.73907 | [6 empty] | -37.6 |  |  | 44.68 | 42.62 | 12.3811 | 30.1021 |  |  |  | 0.63025 | 0.29007
2016-11-29 06:00:00 | 0.76647 | 0.76965 | 0.76966 | [6 empty] | -37.6 |  |  | 54.95 | 51.78 | 12.6979 | 31.2108 |  |  |  | 0.65677 | 0.32066
2016-11-29 07:00:00 | 0.74654 | 0.74942 | 0.74943 | [6 empty] | -37.6 |  |  | 52.65 | 69.52 | 12.3053 | 30.1481 |  |  |  | 0.63684 | 0.30043
2016-11-29 08:00:00 | 0.72072 | 0.72313 | 0.72314 | [6 empty] | -37.6 |  |  | 48.5 | 68.08 | 12.006 | 29.5018 |  |  |  | 0.61101 | 0.27414
2016-11-29 09:00:00 | 0.69323 | 0.69337 | 0.69338 | [6 empty] | -37.6 |  |  | 43.69 | 66 | 11.7245 | 28.7685 |  |  |  | 0.58353 | 0.24438
2016-11-29 10:00:00 | 0.66283 | 0.66074 | 0.66075 | [6 empty] | -37.6 |  |  | 42.2 | 63.8 | 11.3924 | 27.9148 |  |  |  | 0.55313 | 0.21175
2016-11-29 11:00:00 | 0.63485 | 0.633 | 0.633 | [6 empty] | -37.6 |  |  | 40.42 | 65.01 | 10.949 | 26.8826 |  |  |  | 0.52515 | 0.184
2016-11-29 12:00:00 | 0.6232 | 0.62023 | 0.62023 | [6 empty] | -37.6 |  |  | 41.75 | 65.88 | 10.8426 | 26.6024 |  |  |  | 0.51349 | 0.17123
2016-11-29 13:00:00 | 0.61667 | 0.6131 | 0.61311 | [6 empty] | -37.6 |  |  | 43.12 | 61.28 | 10.7903 | 26.4741 |  |  |  | 0.50697 | 0.16411
2016-11-29 14:00:00 | 0.61984 | 0.61721 | 0.61721 | [6 empty] | -37.6 |  |  | 50.94 | 56.21 | 10.8262 | 26.6415 |  |  |  | 0.51013 | 0.16821
2016-11-29 15:00:00 | 0.6265 | 0.6234 | 0.62341 | [6 empty] | -37.6 |  |  | 55.58 | 53.49 | 10.9571 | 26.9373 |  |  |  | 0.5168 | 0.17441
2016-11-29 16:00:00 | 0.63631 | 0.63091 | 0.63091 | [6 empty] | -37.6 |  |  | 55.66 | 59.4 | 11.4152 | 28.137 |  |  |  | 0.52661 | 0.18191
2016-11-29 17:00:00 | 0.64084 | 0.63232 | 0.63232 | [6 empty] | -37.6 |  |  | 52.61 | 72.8 | 11.8145 | 29.1402 |  |  |  | 0.53114 | 0.18332
2016-11-29 18:00:00 | 0.64207 | 0.63034 | 0.63034 | [6 empty] | -37.6 |  |  | 47.94 | 75 | 12.0747 | 29.7037 |  |  |  | 0.53237 | 0.18134
2016-11-29 19:00:00 | 0.6385 | 0.62608 | 0.62608 | [6 empty] | -37.6 |  |  | 39.97 | 66.01 | 12.0747 | 29.6959 |  |  |  | 0.5288 | 0.17708
2016-11-29 20:00:00 | 0.61177 | 0.59728 | 0.59728 | [6 empty] | -37.6 |  |  | 35.9 | 52.91 | 11.7949 | 28.9783 |  |  |  | 0.50207 | 0.14828
2016-11-29 21:00:00 | 0.54965 | 0.53409 | 0.53409 | [6 empty] | -37.6 |  |  | 32.9 | 48.43 | 10.7935 | 26.4584 |  |  |  | 0.43995 | 0.085088
2016-11-29 22:00:00 | 0.47992 | 0.46873 | 0.46874 | [6 empty] | -37.6 |  |  | 30.38 | 48.09 | 9.1116 | 22.2241 |  |  |  | 0.37022 | 0.019736
2016-11-29 23:00:00 | 0.41096 | 0.41318 | 0.41319 | [6 empty] | -37.6 |  |  | 27.75 | 43.96 | 6.7141 | 16.4276 |  |  |  | 0.30126 | 0
2016-11-30 00:00:00 | 0.37252 | 0.38218 | 0.38219 | [6 empty] | -37.6 |  |  | 27.36 | 40.72 | 5.4242 | 13.3571 |  |  |  | 0.26282 | 0
2016-11-30 01:00:00 | 0.38926 | 0.39777 | 0.39778 | [6 empty] | -37.6 |  |  | 27.02 | 38.45 | 5.7873 | 14.2113 |  |  |  | 0.27955 | 0
2016-11-30 02:00:00 | 0.40815 | 0.41881 | 0.41882 | [6 empty] | -37.6 |  |  | 25.3 | 38.3 | 5.9031 | 14.499 |  |  |  | 0.29845 | 0
2016-11-30 03:00:00 | 0.44536 | 0.45633 | 0.45634 | [6 empty] | -37.6 |  |  | 28.04 | 34.26 | 6.4365 | 15.7354 |  |  |  | 0.33566 | 0.00734
2016-11-30 04:00:00 | 0.53979 | 0.55296 | 0.55298 | [6 empty] | -37.6 |  |  | 29.93 | 36.17 | 7.8399 | 19.1922 |  |  |  | 0.43009 | 0.10398
2016-11-30 05:00:00 | 0.70285 | 0.70098 | 0.701 | [6 empty] | -37.6 |  |  | 34.13 | 41.65 | 11.8356 | 28.7513 |  |  |  | 0.59314 | 0.252
2016-11-30 06:00:00 | 0.72791 | 0.72987 | 0.72987 | [6 empty] | -37.6 |  |  | 47.92 | 46.47 | 12.1358 | 29.7983 |  |  |  | 0.61821 | 0.28087
2016-11-30 07:00:00 | 0.70898 | 0.71068 | 0.71068 | [6 empty] | -37.6 |  |  | 47.91 | 53.64 | 11.7612 | 28.7859 |  |  |  | 0.59927 | 0.26168
2016-11-30 08:00:00 | 0.68451 | 0.68581 | 0.68582 | [6 empty] | -37.6 |  |  | 44.47 | 58.7 | 11.4754 | 28.1705 |  |  |  | 0.57481 | 0.23682
2016-11-30 09:00:00 | 0.65847 | 0.65764 | 0.65765 | [6 empty] | -37.6 |  |  | 37.49 | 61.19 | 11.2065 | 27.4711 |  |  |  | 0.54876 | 0.20865
2016-11-30 10:00:00 | 0.62966 | 0.62676 | 0.62676 | [6 empty] | -37.6 |  |  | 37.91 | 62.69 | 10.8892 | 26.6566 |  |  |  | 0.51996 | 0.17776
2016-11-30 11:00:00 | 0.6031 | 0.60046 | 0.60047 | [6 empty] | -37.6 |  |  | 37.42 | 67.08 | 10.4654 | 25.671 |  |  |  | 0.4934 | 0.15147
2016-11-30 12:00:00 | 0.59206 | 0.58838 | 0.58838 | [6 empty] | -37.6 |  |  | 35.98 | 67.55 | 10.3638 | 25.4039 |  |  |  | 0.48236 | 0.13938
2016-11-30 13:00:00 | 0.58589 | 0.58164 | 0.58165 | [6 empty] | -37.6 |  |  | 39.33 | 66.09 | 10.3138 | 25.2815 |  |  |  | 0.47618 | 0.13265
2016-11-30 14:00:00 | 0.58888 | 0.58553 | 0.58553 | [6 empty] | -37.6 |  |  | 38.74 | 64.95 | 10.348 | 25.4409 |  |  |  | 0.47918 | 0.13653
2016-11-30 15:00:00 | 0.59522 | 0.5914 | 0.5914 | [6 empty] | -37.6 |  |  | 44.75 | 66.03 | 10.4731 | 25.7227 |  |  |  | 0.48551 | 0.1424
2016-11-30 16:00:00 | 0.60463 | 0.59861 | 0.59862 | [6 empty] | -37.6 |  |  | 46.93 | 66.19 | 10.9108 | 26.8677 |  |  |  | 0.49492 | 0.14962
2016-11-30 17:00:00 | 0.60905 | 0.60005 | 0.60005 | [6 empty] | -37.6 |  |  | 39.95 | 88.71 | 11.2923 | 27.8253 |  |  |  | 0.49935 | 0.15105
2016-11-30 18:00:00 | 0.6103 | 0.59825 | 0.59825 | [6 empty] | -37.6 |  |  | 39.47 | 104.41 | 11.5411 | 28.3638 |  |  |  | 0.5006 | 0.14925
2016-11-30 19:00:00 | 0.60693 | 0.59422 | 0.59422 | [6 empty] | -37.6 |  |  | 35.08 | 69.93 | 11.5411 | 28.3564 |  |  |  | 0.49723 | 0.14522
2016-11-30 20:00:00 | 0.5816 | 0.56697 | 0.56697 | [6 empty] | -37.6 |  |  | 32.58 | 61.78 | 11.2738 | 27.6718 |  |  |  | 0.4719 | 0.11797
2016-11-30 21:00:00 | 0.52262 | 0.50706 | 0.50706 | [6 empty] | -37.6 |  |  | 31.86 | 52.91 | 10.3169 | 25.2667 |  |  |  | 0.41292 | 0.058057
2016-11-30 22:00:00 | 0.45624 | 0.44495 | 0.44495 | [6 empty] | -37.6 |  |  | 27 | 49.7 | 8.7103 | 21.2281 |  |  |  | 0.34654 | 0
2016-11-30 23:00:00 | 0.39028 | 0.39184 | 0.39185 | [6 empty] | -37.6 |  |  | 26.79 | 46.47 | 6.418 | 15.6896 |  |  |  | 0.28058 | 0
2016-12-01 00:00:00 | 0.30779 | 0.31539 | 0.3154 | [6 empty] | -37.6 |  |  | 14.95 | 45.5 | 4.4878 | 11.016 |  |  |  | 0.19808 | 0
2016-12-01 01:00:00 | 0.32163 | 0.32828 | 0.32829 | [6 empty] | -37.6 |  |  | 11.95 | 42.57 | 4.7886 | 11.7227 |  |  |  | 0.21193 | 0
2016-12-01 02:00:00 | 0.33724 | 0.34565 | 0.34565 | [6 empty] | -37.6 |  |  | 10.27 | 41.27 | 4.8844 | 11.96 |  |  |  | 0.22753 | 0
2016-12-01 03:00:00 | 0.36799 | 0.37661 | 0.37663 | [6 empty] | -37.6 |  |  | 11.29 | 34.46 | 5.326 | 12.9807 |  |  |  | 0.25828 | 0
2016-12-01 04:00:00 | 0.44604 | 0.4564 | 0.45641 | [6 empty] | -37.6 |  |  | 21.93 | 33.04 | 6.4882 | 15.8355 |  |  |  | 0.33633 | 0.0074115
2016-12-01 05:00:00 | 0.58094 | 0.57864 | 0.57865 | [6 empty] | -37.6 |  |  | 32.06 | 40.28 | 9.7964 | 23.7289 |  |  |  | 0.47123 | 0.12965
2016-12-01 06:00:00 | 0.60144 | 0.60219 | 0.60219 | [6 empty] | -37.6 |  |  | 35.39 | 49.29 | 10.0375 | 24.5587 |  |  |  | 0.49174 | 0.15319
2016-12-01 07:00:00 | 0.58584 | 0.58641 | 0.58642 | [6 empty] | -37.6 |  |  | 34.36 | 60.99 | 9.7291 | 23.7308 |  |  |  | 0.47613 | 0.13742
2016-12-01 08:00:00 | 0.56565 | 0.56594 | 0.56594 | [6 empty] | -37.6 |  |  | 37.01 | 60.84 | 9.4936 | 23.2286 |  |  |  | 0.45595 | 0.11694
2016-12-01 09:00:00 | 0.54415 | 0.54271 | 0.54272 | [6 empty] | -37.6 |  |  | 38.79 | 57.43 | 9.2716 | 22.654 |  |  |  | 0.43445 | 0.093716
2016-12-01 10:00:00 | 0.52037 | 0.51724 | 0.51725 | [6 empty] | -37.6 |  |  | 36.36 | 54.19 | 9.0095 | 21.9845 |  |  |  | 0.41067 | 0.068248
2016-12-01 11:00:00 | 0.49842 | 0.49554 | 0.49555 | [6 empty] | -37.6 |  |  | 33.99 | 55.26 | 8.6588 | 21.1719 |  |  |  | 0.38872 | 0.046547
2016-12-01 12:00:00 | 0.48931 | 0.48558 | 0.48559 | [6 empty] | -37.6 |  |  | 32.29 | 51.85 | 8.5751 | 20.9529 |  |  |  | 0.37961 | 0.036587
2016-12-01 13:00:00 | 0.48422 | 0.48002 | 0.48003 | [6 empty] | -37.6 |  |  | 31.37 | 52.39 | 8.5338 | 20.8521 |  |  |  | 0.37451 | 0.031029
2016-12-01 14:00:00 | 0.48668 | 0.48322 | 0.48322 | [6 empty] | -37.6 |  |  | 31.38 | 53.81 | 8.5618 | 20.982 |  |  |  | 0.37698 | 0.034223
2016-12-01 15:00:00 | 0.49191 | 0.48805 | 0.48805 | [6 empty] | -37.6 |  |  | 32.38 | 53.79 | 8.6649 | 21.2127 |  |  |  | 0.38221 | 0.039054
2016-12-01 16:00:00 | 0.49969 | 0.49399 | 0.49399 | [6 empty] | -37.6 |  |  | 35.73 | 58.5 | 9.0265 | 22.1553 |  |  |  | 0.38999 | 0.044993
2016-12-01 17:00:00 | 0.50336 | 0.49516 | 0.49516 | [6 empty] | -37.6 |  |  | 32.94 | 71.95 | 9.342 | 22.9438 |  |  |  | 0.39366 | 0.046164
2016-12-01 18:00:00 | 0.50442 | 0.49369 | 0.49369 | [6 empty] | -37.6 |  |  | 33.86 | 75.39 | 9.5482 | 23.3892 |  |  |  | 0.39472 | 0.044691
2016-12-01 19:00:00 | 0.50164 | 0.49037 | 0.49037 | [6 empty] | -37.6 |  |  | 31.32 | 65.73 | 9.5482 | 23.3834 |  |  |  | 0.39194 | 0.041372
2016-12-01 20:00:00 | 0.48073 | 0.4679 | 0.4679 | [6 empty] | -37.6 |  |  | 28.01 | 60 | 9.3274 | 22.8205 |  |  |  | 0.37103 | 0.018898
2016-12-01 21:00:00 | 0.43201 | 0.41848 | 0.41848 | [6 empty] | -37.6 |  |  | 19.66 | 51.08 | 8.5363 | 20.8404 |  |  |  | 0.3223 | 0
2016-12-01 22:00:00 | 0.37719 | 0.36734 | 0.36735 | [6 empty] | -37.6 |  |  | 8.94 | 50.68 | 7.2099 | 17.5237 |  |  |  | 0.26749 | 0
2016-12-01 23:00:00 | 0.32255 | 0.32343 | 0.32344 | [6 empty] | -37.6 |  |  | 7.23 | 45.97 | 5.3114 | 12.9465 |  |  |  | 0.21285 | 0
2016-12-02 00:00:00 | 0.31429 | 0.32123 | 0.32123 | [6 empty] | -37.6 |  |  | 7.2 | 43.48 | 4.6694 | 11.4685 |  |  |  | 0.20459 | 0
2016-12-02 01:00:00 | 0.32975 | 0.33587 | 0.33588 | [6 empty] | -37.6 |  |  | 6.07 | 40.04 | 4.9823 | 12.2039 |  |  |  | 0.22005 | 0
2016-12-02 02:00:00 | 0.34064 | 0.34766 | 0.34766 | [6 empty] | -37.6 |  |  | 8.79 | 37.41 | 5.082 | 12.4509 |  |  |  | 0.23094 | 0
2016-12-02 03:00:00 | 0.37118 | 0.37818 | 0.37819 | [6 empty] | -37.6 |  |  | 19.83 | 34.8 | 5.5414 | 13.5134 |  |  |  | 0.26148 | 0
2016-12-02 04:00:00 | 0.45161 | 0.46029 | 0.4603 | [6 empty] | -37.6 |  |  | 26.88 | 36.37 | 6.7504 | 16.4847 |  |  |  | 0.34191 | 0.011302
2016-12-02 05:00:00 | 0.60324 | 0.60076 | 0.60077 | [6 empty] | -37.6 |  |  | 31.87 | 37.25 | 10.1921 | 24.7004 |  |  |  | 0.49353 | 0.15177
2016-12-02 06:00:00 | 0.6255 | 0.62637 | 0.62637 | [6 empty] | -37.6 |  |  | 46.06 | 44.52 | 10.4443 | 25.5708 |  |  |  | 0.5158 | 0.17737
2016-12-02 07:00:00 | 0.60767 | 0.60807 | 0.60808 | [6 empty] | -37.6 |  |  | 46.94 | 53.18 | 10.1232 | 24.7076 |  |  |  | 0.49796 | 0.15908
2016-12-02 08:00:00 | 0.58576 | 0.58569 | 0.5857 | [6 empty] | -37.6 |  |  | 44.71 | 57.09 | 9.878 | 24.1837 |  |  |  | 0.47605 | 0.1367
2016-12-02 09:00:00 | 0.56479 | 0.56317 | 0.56317 | [6 empty] | -37.6 |  |  | 43.5 | 58.94 | 9.6468 | 23.585 |  |  |  | 0.45508 | 0.11417
2016-12-02 10:00:00 | 0.54033 | 0.53699 | 0.537 | [6 empty] | -37.6 |  |  | 46.9 | 60.93 | 9.374 | 22.8876 |  |  |  | 0.43062 | 0.088002
2016-12-02 11:00:00 | 0.51542 | 0.51198 | 0.51199 | [6 empty] | -37.6 |  |  | 46.93 | 60.99 | 9.0092 | 22.0416 |  |  |  | 0.40572 | 0.062985
2016-12-02 12:00:00 | 0.50492 | 0.50041 | 0.50042 | [6 empty] | -37.6 |  |  | 47.97 | 60.98 | 8.922 | 21.8133 |  |  |  | 0.39521 | 0.05142
2016-12-02 13:00:00 | 0.49912 | 0.49404 | 0.49405 | [6 empty] | -37.6 |  |  | 49.54 | 57.05 | 8.8791 | 21.7084 |  |  |  | 0.38941 | 0.045047
2016-12-02 14:00:00 | 0.50108 | 0.49667 | 0.49667 | [6 empty] | -37.6 |  |  | 51.11 | 54.03 | 8.9082 | 21.8439 |  |  |  | 0.39138 | 0.047671
2016-12-02 15:00:00 | 0.50649 | 0.50165 | 0.50166 | [6 empty] | -37.6 |  |  | 49.99 | 53.68 | 9.0156 | 22.0845 |  |  |  | 0.39678 | 0.052655
2016-12-02 16:00:00 | 0.5152 | 0.50856 | 0.50857 | [6 empty] | -37.6 |  |  | 56.85 | 56.26 | 9.392 | 23.0661 |  |  |  | 0.4055 | 0.059567
2016-12-02 17:00:00 | 0.52139 | 0.51258 | 0.51258 | [6 empty] | -37.6 |  |  | 58.1 | 73.63 | 9.7202 | 23.8872 |  |  |  | 0.41169 | 0.063581
2016-12-02 18:00:00 | 0.52429 | 0.51316 | 0.51316 | [6 empty] | -37.6 |  |  | 50.03 | 75.4 | 9.9347 | 24.3506 |  |  |  | 0.41459 | 0.064158
2016-12-02 19:00:00 | 0.5186 | 0.50642 | 0.50642 | [6 empty] | -37.6 |  |  | 52.07 | 65.99 | 9.9347 | 24.3445 |  |  |  | 0.4089 | 0.057418
2016-12-02 20:00:00 | 0.4988 | 0.48533 | 0.48533 | [6 empty] | -37.6 |  |  | 47.91 | 59.24 | 9.7049 | 23.7582 |  |  |  | 0.3891 | 0.036333
2016-12-02 21:00:00 | 0.44912 | 0.4351 | 0.4351 | [6 empty] | -37.6 |  |  | 44.02 | 50.61 | 8.8816 | 21.6961 |  |  |  | 0.33942 | 0
2016-12-02 22:00:00 | 0.38895 | 0.37817 | 0.37818 | [6 empty] | -37.6 |  |  | 36.03 | 51.47 | 7.501 | 18.2404 |  |  |  | 0.27925 | 0
2016-12-02 23:00:00 | 0.33039 | 0.33045 | 0.33046 | [6 empty] | -37.6 |  |  | 32.9 | 49.05 | 5.5261 | 13.477 |  |  |  | 0.22068 | 0
2016-12-03 00:00:00 | 0.3419 | 0.34747 | 0.34747 | [6 empty] | -37.6 |  |  | 33.11 | 53.36 | 5.294 | 13.0302 |  |  |  | 0.23219 | 0
2016-12-03 01:00:00 | 0.3613 | 0.36628 | 0.36629 | [6 empty] | -37.6 |  |  | 33.71 | 47 | 5.6484 | 13.8639 |  |  |  | 0.25159 | 0
2016-12-03 02:00:00 | 0.37718 | 0.38382 | 0.38383 | [6 empty] | -37.6 |  |  | 33.49 | 43.07 | 5.7614 | 14.1446 |  |  |  | 0.26748 | 0
2016-12-03 03:00:00 | 0.41162 | 0.41821 | 0.41822 | [6 empty] | -37.6 |  |  | 33.63 | 35.54 | 6.2821 | 15.3509 |  |  |  | 0.30191 | 0
2016-12-03 04:00:00 | 0.50212 | 0.51057 | 0.51058 | [6 empty] | -37.6 |  |  | 33.21 | 32.65 | 7.652 | 18.7238 |  |  |  | 0.39242 | 0.06158
2016-12-03 05:00:00 | 0.67224 | 0.66789 | 0.66791 | [6 empty] | -37.6 |  |  | 36.69 | 35.11 | 11.5521 | 28.0506 |  |  |  | 0.56253 | 0.21891
2016-12-03 06:00:00 | 0.67783 | 0.67389 | 0.67389 | [6 empty] | -37.6 |  |  | 36 | 36.25 | 11.8439 | 29.0662 |  |  |  | 0.56813 | 0.22489
2016-12-03 07:00:00 | 0.65767 | 0.65319 | 0.6532 | [6 empty] | -37.6 |  |  | 39 | 43.76 | 11.4785 | 28.0799 |  |  |  | 0.54797 | 0.2042
2016-12-03 08:00:00 | 0.62922 | 0.62356 | 0.62357 | [6 empty] | -37.6 |  |  | 45.96 | 43.48 | 11.1997 | 27.4804 |  |  |  | 0.51952 | 0.17457
2016-12-03 09:00:00 | 0.60899 | 0.60217 | 0.60217 | [6 empty] | -37.6 |  |  | 40.13 | 45.03 | 10.9374 | 26.7985 |  |  |  | 0.49929 | 0.15317
2016-12-03 10:00:00 | 0.59097 | 0.58389 | 0.5839 | [6 empty] | -37.6 |  |  | 38.22 | 47.42 | 10.6278 | 26.0043 |  |  |  | 0.48127 | 0.1349
2016-12-03 11:00:00 | 0.5567 | 0.54842 | 0.54843 | [6 empty] | -37.6 |  |  | 37.32 | 49.77 | 10.2141 | 25.0429 |  |  |  | 0.447 | 0.099427
2016-12-03 12:00:00 | 0.53825 | 0.52761 | 0.52762 | [6 empty] | -37.6 |  |  | 36.18 | 47.1 | 10.1151 | 24.7826 |  |  |  | 0.42855 | 0.078616
2016-12-03 13:00:00 | 0.53264 | 0.52152 | 0.52153 | [6 empty] | -37.6 |  |  | 39.69 | 42.92 | 10.0663 | 24.6631 |  |  |  | 0.42294 | 0.072526
2016-12-03 14:00:00 | 0.53538 | 0.52511 | 0.52511 | [6 empty] | -37.6 |  |  | 47.94 | 40.98 | 10.0996 | 24.8184 |  |  |  | 0.42568 | 0.076109
2016-12-03 15:00:00 | 0.54672 | 0.53689 | 0.53689 | [6 empty] | -37.6 |  |  | 52 | 44.1 | 10.2216 | 25.093 |  |  |  | 0.43702 | 0.087893
2016-12-03 16:00:00 | 0.56518 | 0.55483 | 0.55483 | [6 empty] | -37.6 |  |  | 64.6 | 45.72 | 10.6487 | 26.2097 |  |  |  | 0.45548 | 0.10583
2016-12-03 17:00:00 | 0.57487 | 0.56255 | 0.56255 | [6 empty] | -37.6 |  |  | 58.94 | 57.54 | 11.021 | 27.1436 |  |  |  | 0.46517 | 0.11355
2016-12-03 18:00:00 | 0.57423 | 0.5586 | 0.5586 | [6 empty] | -37.6 |  |  | 48.9 | 61 | 11.264 | 27.6692 |  |  |  | 0.46453 | 0.1096
2016-12-03 19:00:00 | 0.56704 | 0.55009 | 0.55009 | [6 empty] | -37.6 |  |  | 44.97 | 63.04 | 11.264 | 27.662 |  |  |  | 0.45734 | 0.10109
2016-12-03 20:00:00 | 0.55883 | 0.5429 | 0.54289 | [6 empty] | -37.6 |  |  | 40.73 | 60.71 | 11.0031 | 26.9944 |  |  |  | 0.44913 | 0.093895
2016-12-03 21:00:00 | 0.50398 | 0.48762 | 0.48762 | [6 empty] | -37.6 |  |  | 41.9 | 47.28 | 10.0693 | 24.6488 |  |  |  | 0.39428 | 0.038619
2016-12-03 22:00:00 | 0.43852 | 0.42623 | 0.42624 | [6 empty] | -37.6 |  |  | 34.42 | 48.07 | 8.5017 | 20.7114 |  |  |  | 0.32881 | 0
2016-12-03 23:00:00 | 0.37521 | 0.37568 | 0.37568 | [6 empty] | -37.6 |  |  | 35.6 | 40.75 | 6.2642 | 15.3068 |  |  |  | 0.26551 | 0
2016-12-04 00:00:00 | 0.37463 | 0.38402 | 0.38403 | [6 empty] | -37.6 |  |  | 33.9 | 33.23 | 5.4891 | 13.5201 |  |  |  | 0.26493 | 0
2016-12-04 01:00:00 | 0.38228 | 0.38889 | 0.3889 | [6 empty] | -37.6 |  |  | 34.22 | 23.77 | 5.8565 | 14.3845 |  |  |  | 0.27258 | 0
2016-12-04 02:00:00 | 0.41465 | 0.42575 | 0.42576 | [6 empty] | -37.6 |  |  | 34.28 | 16.9 | 5.9736 | 14.6757 |  |  |  | 0.30495 | 0
2016-12-04 03:00:00 | 0.48143 | 0.49795 | 0.49796 | [6 empty] | -37.6 |  |  | 33.75 | 16.08 | 6.5134 | 15.9271 |  |  |  | 0.37172 | 0.048964
2016-12-04 04:00:00 | 0.57783 | 0.59673 | 0.59675 | [6 empty] | -37.6 |  |  | 33.75 | 16.02 | 7.9336 | 19.4258 |  |  |  | 0.46812 | 0.14775
2016-12-04 05:00:00 | 0.65746 | 0.64619 | 0.6462 | [6 empty] | -37.6 |  |  | 33.85 | 13.18 | 11.9768 | 29.1006 |  |  |  | 0.54775 | 0.1972
2016-12-04 06:00:00 | 0.66201 | 0.65098 | 0.65098 | [6 empty] | -37.6 |  |  | 33.1 | 12.31 | 12.2813 | 30.1635 |  |  |  | 0.55231 | 0.20198
2016-12-04 07:00:00 | 0.64663 | 0.63599 | 0.636 | [6 empty] | -37.6 |  |  | 35.08 | 19.32 | 11.902 | 29.1381 |  |  |  | 0.53693 | 0.187
2016-12-04 08:00:00 | 0.62377 | 0.61306 | 0.61306 | [6 empty] | -37.6 |  |  | 36.28 | 30.94 | 11.6127 | 28.5147 |  |  |  | 0.51407 | 0.16406
2016-12-04 09:00:00 | 0.60262 | 0.59067 | 0.59067 | [6 empty] | -37.6 |  |  | 35.88 | 35.54 | 11.3406 | 27.8066 |  |  |  | 0.49292 | 0.14167
2016-12-04 10:00:00 | 0.58947 | 0.57822 | 0.57823 | [6 empty] | -37.6 |  |  | 36.33 | 40.38 | 11.0194 | 26.9819 |  |  |  | 0.47977 | 0.12923
2016-12-04 11:00:00 | 0.56308 | 0.55218 | 0.55218 | [6 empty] | -37.6 |  |  | 34.42 | 44.96 | 10.5905 | 25.9843 |  |  |  | 0.45338 | 0.10318
2016-12-04 12:00:00 | 0.55317 | 0.54144 | 0.54144 | [6 empty] | -37.6 |  |  | 34.02 | 48.71 | 10.4877 | 25.7138 |  |  |  | 0.44347 | 0.092439
2016-12-04 13:00:00 | 0.55798 | 0.54762 | 0.54762 | [6 empty] | -37.6 |  |  | 34.2 | 43.23 | 10.4371 | 25.5899 |  |  |  | 0.44828 | 0.098624
2016-12-04 14:00:00 | 0.56463 | 0.55581 | 0.55581 | [6 empty] | -37.6 |  |  | 35.68 | 41 | 10.4718 | 25.7513 |  |  |  | 0.45493 | 0.10681
2016-12-04 15:00:00 | 0.56454 | 0.55411 | 0.55411 | [6 empty] | -37.6 |  |  | 44 | 40 | 10.5983 | 26.0368 |  |  |  | 0.45484 | 0.10511
2016-12-04 16:00:00 | 0.59446 | 0.58538 | 0.58538 | [6 empty] | -37.6 |  |  | 47.98 | 45 | 11.0413 | 27.1959 |  |  |  | 0.48476 | 0.13638
2016-12-04 17:00:00 | 0.6089 | 0.59855 | 0.59855 | [6 empty] | -37.6 |  |  | 48.96 | 52.08 | 11.4275 | 28.1653 |  |  |  | 0.49919 | 0.14955
2016-12-04 18:00:00 | 0.61064 | 0.59729 | 0.59729 | [6 empty] | -37.6 |  |  | 49.9 | 60.67 | 11.6792 | 28.7102 |  |  |  | 0.50094 | 0.14829
2016-12-04 19:00:00 | 0.61064 | 0.59722 | 0.59722 | [6 empty] | -37.6 |  |  | 46.95 | 60.11 | 11.6792 | 28.7027 |  |  |  | 0.50094 | 0.14822
2016-12-04 20:00:00 | 0.59519 | 0.58161 | 0.58161 | [6 empty] | -37.6 |  |  | 43.91 | 53.2 | 11.4087 | 28.0096 |  |  |  | 0.48549 | 0.13261
2016-12-04 21:00:00 | 0.5348 | 0.52014 | 0.52014 | [6 empty] | -37.6 |  |  | 46.34 | 46.22 | 10.4403 | 25.5749 |  |  |  | 0.4251 | 0.071141
2016-12-04 22:00:00 | 0.47796 | 0.46943 | 0.46943 | [6 empty] | -37.6 |  |  | 35.75 | 46.06 | 8.8142 | 21.4857 |  |  |  | 0.36826 | 0.020433
2016-12-04 23:00:00 | 0.39728 | 0.3993 | 0.39931 | [6 empty] | -37.6 |  |  | 35.77 | 43.13 | 6.4947 | 15.8804 |  |  |  | 0.28758 | 0
2016-12-05 00:00:00 | 0.42632 | 0.43454 | 0.43455 | [6 empty] | -37.6 |  |  | 35.03 | 38.08 | 6.5205 | 16.1013 |  |  |  | 0.31661 | 0
2016-12-05 01:00:00 | 0.43727 | 0.44525 | 0.44526 | [6 empty] | -37.6 |  |  | 33.56 | 34.14 | 6.7168 | 16.5677 |  |  |  | 0.32756 | 0
2016-12-05 02:00:00 | 0.45579 | 0.46578 | 0.46579 | [6 empty] | -37.6 |  |  | 33.27 | 27.06 | 6.8438 | 16.8879 |  |  |  | 0.34609 | 0.016789
2016-12-05 03:00:00 | 0.48669 | 0.49594 | 0.49595 | [6 empty] | -37.6 |  |  | 34.93 | 20.04 | 7.3669 | 18.0949 |  |  |  | 0.37698 | 0.046951
2016-12-05 04:00:00 | 0.58831 | 0.60304 | 0.60306 | [6 empty] | -37.6 |  |  | 37.44 | 22.09 | 8.6857 | 21.4583 |  |  |  | 0.4786 | 0.15406
2016-12-05 05:00:00 | 0.75957 | 0.75774 | 0.75775 | [6 empty] | -37.6 |  |  | 50.38 | 31.37 | 12.8026 | 31.1269 |  |  |  | 0.64987 | 0.30875
2016-12-05 06:00:00 | 0.7878 | 0.79038 | 0.79039 | [6 empty] | -37.6 |  |  | 62.55 | 42.43 | 13.1056 | 32.1902 |  |  |  | 0.67809 | 0.34139
2016-12-05 07:00:00 | 0.76224 | 0.76617 | 0.76618 | [6 empty] | -37.6 |  |  | 64.79 | 54.35 | 12.4314 | 30.4125 |  |  |  | 0.65254 | 0.31718
2016-12-05 08:00:00 | 0.75151 | 0.75223 | 0.75224 | [6 empty] | -37.6 |  |  | 56.45 | 58.23 | 12.5412 | 30.653 |  |  |  | 0.64181 | 0.30324
2016-12-05 09:00:00 | 0.72029 | 0.71886 | 0.71887 | [6 empty] | -37.6 |  |  | 47.93 | 56.2 | 12.2584 | 29.9963 |  |  |  | 0.61059 | 0.26987
2016-12-05 10:00:00 | 0.68941 | 0.6876 | 0.6876 | [6 empty] | -37.6 |  |  | 46.98 | 53.63 | 11.8369 | 29.0307 |  |  |  | 0.57971 | 0.2386
2016-12-05 11:00:00 | 0.66814 | 0.66643 | 0.66643 | [6 empty] | -37.6 |  |  | 39.65 | 51.94 | 11.4879 | 28.1919 |  |  |  | 0.55844 | 0.21743
2016-12-05 12:00:00 | 0.65405 | 0.65144 | 0.65145 | [6 empty] | -37.6 |  |  | 54.45 | 51.27 | 11.3356 | 27.8175 |  |  |  | 0.54435 | 0.20245
2016-12-05 13:00:00 | 0.63718 | 0.63404 | 0.63404 | [6 empty] | -37.6 |  |  | 62.36 | 47.99 | 11.1138 | 27.2887 |  |  |  | 0.52747 | 0.18504
2016-12-05 14:00:00 | 0.63184 | 0.62858 | 0.62858 | [6 empty] | -37.6 |  |  | 62.36 | 46.61 | 11.0852 | 27.2784 |  |  |  | 0.52213 | 0.17958
2016-12-05 15:00:00 | 0.63421 | 0.63037 | 0.63037 | [6 empty] | -37.6 |  |  | 63.45 | 50.23 | 11.1919 | 27.5525 |  |  |  | 0.5245 | 0.18137
2016-12-05 16:00:00 | 0.65628 | 0.65253 | 0.65253 | [6 empty] | -37.6 |  |  | 78.39 | 54 | 11.6441 | 28.7575 |  |  |  | 0.54657 | 0.20353
2016-12-05 17:00:00 | 0.66498 | 0.65901 | 0.65901 | [6 empty] | -37.6 |  |  | 58.42 | 63.86 | 11.9911 | 29.5901 |  |  |  | 0.55528 | 0.21001
2016-12-05 18:00:00 | 0.66413 | 0.65631 | 0.65631 | [6 empty] | -37.6 |  |  | 56.96 | 64.52 | 12.1384 | 29.9318 |  |  |  | 0.55443 | 0.20731
2016-12-05 19:00:00 | 0.6454 | 0.63393 | 0.63393 | [6 empty] | -37.6 |  |  | 48.9 | 56.37 | 12.1045 | 29.7743 |  |  |  | 0.5357 | 0.18493
2016-12-05 20:00:00 | 0.62013 | 0.60807 | 0.60807 | [6 empty] | -37.6 |  |  | 40.99 | 49.73 | 11.7218 | 28.822 |  |  |  | 0.51043 | 0.15907
2016-12-05 21:00:00 | 0.56759 | 0.55598 | 0.55599 | [6 empty] | -37.6 |  |  | 33.94 | 45.05 | 10.7345 | 26.3364 |  |  |  | 0.45789 | 0.10699
2016-12-05 22:00:00 | 0.50416 | 0.49512 | 0.49513 | [6 empty] | -37.6 |  |  | 33.51 | 45.01 | 9.3711 | 22.9273 |  |  |  | 0.39445 | 0.046127
2016-12-05 23:00:00 | 0.43051 | 0.4335 | 0.43351 | [6 empty] | -37.6 |  |  | 38.02 | 40.94 | 7.0165 | 17.2296 |  |  |  | 0.32081 | 0
2016-12-06 00:00:00 | 0.39215 | 0.40285 | 0.40286 | [6 empty] | -37.6 |  |  | 41.58 | 39.95 | 5.6695 | 13.9738 |  |  |  | 0.28245 | 0
2016-12-06 01:00:00 | 0.40972 | 0.41924 | 0.41925 | [6 empty] | -37.6 |  |  | 36.53 | 36.08 | 6.0488 | 14.8667 |  |  |  | 0.30001 | 0
2016-12-06 02:00:00 | 0.42967 | 0.44147 | 0.44148 | [6 empty] | -37.6 |  |  | 38.15 | 36.08 | 6.1698 | 15.1677 |  |  |  | 0.31997 | 0
2016-12-06 03:00:00 | 0.46884 | 0.48102 | 0.48104 | [6 empty] | -37.6 |  |  | 42.93 | 34.78 | 6.7273 | 16.4608 |  |  |  | 0.35914 | 0.032036
2016-12-06 04:00:00 | 0.56823 | 0.58286 | 0.58288 | [6 empty] | -37.6 |  |  | 46.66 | 34.92 | 8.1938 | 20.0758 |  |  |  | 0.45852 | 0.13388
2016-12-06 05:00:00 | 0.73923 | 0.73832 | 0.73833 | [6 empty] | -37.6 |  |  | 49.5 | 40.94 | 12.3693 | 30.0728 |  |  |  | 0.62952 | 0.28933
2016-12-06 06:00:00 | 0.76571 | 0.76888 | 0.76889 | [6 empty] | -37.6 |  |  | 74.73 | 47.25 | 12.6857 | 31.1802 |  |  |  | 0.65601 | 0.31989
2016-12-06 07:00:00 | 0.7458 | 0.74867 | 0.74868 | [6 empty] | -37.6 |  |  | 80.09 | 56.19 | 12.2935 | 30.1186 |  |  |  | 0.6361 | 0.29968
2016-12-06 08:00:00 | 0.72001 | 0.72241 | 0.72242 | [6 empty] | -37.6 |  |  | 76 | 56.49 | 11.9945 | 29.4729 |  |  |  | 0.6103 | 0.27342
2016-12-06 09:00:00 | 0.69255 | 0.69267 | 0.69268 | [6 empty] | -37.6 |  |  | 66.39 | 55.86 | 11.7133 | 28.7404 |  |  |  | 0.58284 | 0.24368
2016-12-06 10:00:00 | 0.66218 | 0.66008 | 0.66009 | [6 empty] | -37.6 |  |  | 58.99 | 55.94 | 11.3815 | 27.8874 |  |  |  | 0.55248 | 0.21109
2016-12-06 11:00:00 | 0.63423 | 0.63237 | 0.63237 | [6 empty] | -37.6 |  |  | 56.77 | 55.01 | 10.9385 | 26.8563 |  |  |  | 0.52453 | 0.18337
2016-12-06 12:00:00 | 0.62258 | 0.61961 | 0.61961 | [6 empty] | -37.6 |  |  | 58.12 | 54.23 | 10.8322 | 26.5764 |  |  |  | 0.51288 | 0.17061
2016-12-06 13:00:00 | 0.61607 | 0.61249 | 0.6125 | [6 empty] | -37.6 |  |  | 63.61 | 54.12 | 10.7799 | 26.4482 |  |  |  | 0.50636 | 0.1635
2016-12-06 14:00:00 | 0.61923 | 0.61659 | 0.6166 | [6 empty] | -37.6 |  |  | 66.31 | 52.98 | 10.8159 | 26.6155 |  |  |  | 0.50952 | 0.1676
2016-12-06 15:00:00 | 0.62589 | 0.62278 | 0.62278 | [6 empty] | -37.6 |  |  | 72.97 | 52.52 | 10.9466 | 26.911 |  |  |  | 0.51618 | 0.17378
2016-12-06 16:00:00 | 0.63568 | 0.63028 | 0.63028 | [6 empty] | -37.6 |  |  | 89.25 | 53.2 | 11.4043 | 28.1094 |  |  |  | 0.52598 | 0.18128
2016-12-06 17:00:00 | 0.64021 | 0.63169 | 0.63169 | [6 empty] | -37.6 |  |  | 82.71 | 64.93 | 11.8032 | 29.1117 |  |  |  | 0.53051 | 0.18269
2016-12-06 18:00:00 | 0.64144 | 0.62971 | 0.62971 | [6 empty] | -37.6 |  |  | 75.39 | 65.8 | 12.0631 | 29.6746 |  |  |  | 0.53174 | 0.18071
2016-12-06 19:00:00 | 0.63787 | 0.62545 | 0.62545 | [6 empty] | -37.6 |  |  | 62.76 | 58.24 | 12.0631 | 29.6668 |  |  |  | 0.52817 | 0.17645
2016-12-06 20:00:00 | 0.61117 | 0.59669 | 0.59669 | [6 empty] | -37.6 |  |  | 46.98 | 52.41 | 11.7836 | 28.9499 |  |  |  | 0.50147 | 0.14769
2016-12-06 21:00:00 | 0.54911 | 0.53356 | 0.53356 | [6 empty] | -37.6 |  |  | 39.47 | 44.93 | 10.7832 | 26.4326 |  |  |  | 0.43941 | 0.084557
2016-12-06 22:00:00 | 0.47945 | 0.46826 | 0.46827 | [6 empty] | -37.6 |  |  | 36.08 | 45.46 | 9.1029 | 22.2024 |  |  |  | 0.36974 | 0.01927
2016-12-06 23:00:00 | 0.41055 | 0.41277 | 0.41278 | [6 empty] | -37.6 |  |  | 33.09 | 41.94 | 6.7077 | 16.4116 |  |  |  | 0.30085 | 0
2016-12-07 00:00:00 | 0.38626 | 0.39643 | 0.39644 | [6 empty] | -37.6 |  |  | 32.77 | 41.31 | 5.6175 | 13.843 |  |  |  | 0.27656 | 0
2016-12-07 01:00:00 | 0.4036 | 0.4126 | 0.41261 | [6 empty] | -37.6 |  |  | 31.91 | 40.04 | 5.9934 | 14.7276 |  |  |  | 0.2939 | 0
2016-12-07 02:00:00 | 0.42321 | 0.43443 | 0.43444 | [6 empty] | -37.6 |  |  | 31.41 | 38.01 | 6.1133 | 15.0258 |  |  |  | 0.3135 | 0
2016-12-07 03:00:00 | 0.46179 | 0.47335 | 0.47336 | [6 empty] | -37.6 |  |  | 31.07 | 34.75 | 6.6657 | 16.3069 |  |  |  | 0.35208 | 0.024358
2016-12-07 04:00:00 | 0.55969 | 0.57357 | 0.57359 | [6 empty] | -37.6 |  |  | 32.43 | 35 | 8.1188 | 19.8884 |  |  |  | 0.44999 | 0.12459
2016-12-07 05:00:00 | 0.72864 | 0.72702 | 0.72703 | [6 empty] | -37.6 |  |  | 38 | 37.09 | 12.2562 | 29.7925 |  |  |  | 0.61893 | 0.27803
2016-12-07 06:00:00 | 0.75468 | 0.75707 | 0.75707 | [6 empty] | -37.6 |  |  | 45.28 | 46.65 | 12.5692 | 30.887 |  |  |  | 0.64498 | 0.30807
2016-12-07 07:00:00 | 0.73505 | 0.73715 | 0.73715 | [6 empty] | -37.6 |  |  | 47.96 | 61.85 | 12.1807 | 29.8358 |  |  |  | 0.62534 | 0.28815
2016-12-07 08:00:00 | 0.70966 | 0.71134 | 0.71135 | [6 empty] | -37.6 |  |  | 46.95 | 56.77 | 11.8845 | 29.1966 |  |  |  | 0.59996 | 0.26235
2016-12-07 09:00:00 | 0.68265 | 0.68211 | 0.68211 | [6 empty] | -37.6 |  |  | 46.98 | 54.31 | 11.6059 | 28.4711 |  |  |  | 0.57295 | 0.23311
2016-12-07 10:00:00 | 0.65277 | 0.65006 | 0.65007 | [6 empty] | -37.6 |  |  | 44.89 | 55.03 | 11.2772 | 27.6263 |  |  |  | 0.54307 | 0.20107
2016-12-07 11:00:00 | 0.62523 | 0.62278 | 0.62279 | [6 empty] | -37.6 |  |  | 40 | 55.96 | 10.8382 | 26.6048 |  |  |  | 0.51553 | 0.17379
2016-12-07 12:00:00 | 0.61378 | 0.61024 | 0.61025 | [6 empty] | -37.6 |  |  | 39.13 | 55.07 | 10.733 | 26.3277 |  |  |  | 0.50408 | 0.16125
2016-12-07 13:00:00 | 0.60737 | 0.60325 | 0.60326 | [6 empty] | -37.6 |  |  | 39.11 | 51.81 | 10.6812 | 26.2007 |  |  |  | 0.49767 | 0.15426
2016-12-07 14:00:00 | 0.61048 | 0.60729 | 0.60729 | [6 empty] | -37.6 |  |  | 41.12 | 49.87 | 10.7167 | 26.3663 |  |  |  | 0.50078 | 0.15829
2016-12-07 15:00:00 | 0.61705 | 0.61338 | 0.61339 | [6 empty] | -37.6 |  |  | 44.47 | 48.5 | 10.8463 | 26.6589 |  |  |  | 0.50735 | 0.16439
2016-12-07 16:00:00 | 0.62679 | 0.62086 | 0.62086 | [6 empty] | -37.6 |  |  | 45.28 | 50.72 | 11.2997 | 27.846 |  |  |  | 0.51709 | 0.17186
2016-12-07 17:00:00 | 0.63136 | 0.62233 | 0.62233 | [6 empty] | -37.6 |  |  | 38.39 | 59.68 | 11.6949 | 28.8388 |  |  |  | 0.52166 | 0.17333
2016-12-07 18:00:00 | 0.63263 | 0.62045 | 0.62045 | [6 empty] | -37.6 |  |  | 36.03 | 61.19 | 11.9525 | 29.3965 |  |  |  | 0.52293 | 0.17145
2016-12-07 19:00:00 | 0.62914 | 0.61627 | 0.61627 | [6 empty] | -37.6 |  |  | 34.14 | 56.18 | 11.9525 | 29.3888 |  |  |  | 0.51944 | 0.16727
2016-12-07 20:00:00 | 0.60287 | 0.588 | 0.588 | [6 empty] | -37.6 |  |  | 32.03 | 51.14 | 11.6756 | 28.6787 |  |  |  | 0.49317 | 0.139
2016-12-07 21:00:00 | 0.54171 | 0.52584 | 0.52584 | [6 empty] | -37.6 |  |  | 30.85 | 45.89 | 10.6844 | 26.1852 |  |  |  | 0.43201 | 0.076842
2016-12-07 22:00:00 | 0.4729 | 0.46141 | 0.46142 | [6 empty] | -37.6 |  |  | 27.03 | 46.54 | 9.0197 | 21.9958 |  |  |  | 0.3632 | 0.012417
2016-12-07 23:00:00 | 0.40462 | 0.40641 | 0.40642 | [6 empty] | -37.6 |  |  | 22.46 | 41.49 | 6.6463 | 16.2584 |  |  |  | 0.29492 | 0
2016-12-08 00:00:00 | 0.31755 | 0.3255 | 0.32551 | [6 empty] | -37.6 |  |  | 13.7 | 35.01 | 4.6251 | 11.358 |  |  |  | 0.20785 | 0
2016-12-08 01:00:00 | 0.33183 | 0.33879 | 0.3388 | [6 empty] | -37.6 |  |  | 11.57 | 34.92 | 4.935 | 12.0864 |  |  |  | 0.22213 | 0
2016-12-08 02:00:00 | 0.34794 | 0.35672 | 0.35673 | [6 empty] | -37.6 |  |  | 11.79 | 33.56 | 5.0338 | 12.3311 |  |  |  | 0.23824 | 0
2016-12-08 03:00:00 | 0.37966 | 0.38868 | 0.38869 | [6 empty] | -37.6 |  |  | 13.33 | 31.34 | 5.4889 | 13.3833 |  |  |  | 0.26996 | 0
2016-12-08 04:00:00 | 0.46019 | 0.47102 | 0.47103 | [6 empty] | -37.6 |  |  | 17.94 | 34.19 | 6.6864 | 16.3262 |  |  |  | 0.35048 | 0.02203
2016-12-08 05:00:00 | 0.59928 | 0.5971 | 0.59712 | [6 empty] | -37.6 |  |  | 29.36 | 36.98 | 10.0956 | 24.4633 |  |  |  | 0.48957 | 0.14812
2016-12-08 06:00:00 | 0.62047 | 0.62145 | 0.62145 | [6 empty] | -37.6 |  |  | 33.56 | 45.18 | 10.345 | 25.3237 |  |  |  | 0.51076 | 0.17245
2016-12-08 07:00:00 | 0.60436 | 0.60516 | 0.60517 | [6 empty] | -37.6 |  |  | 36.01 | 55.01 | 10.027 | 24.4691 |  |  |  | 0.49466 | 0.15617
2016-12-08 08:00:00 | 0.58353 | 0.58402 | 0.58403 | [6 empty] | -37.6 |  |  | 36.34 | 55.39 | 9.7842 | 23.9505 |  |  |  | 0.47383 | 0.13503
2016-12-08 09:00:00 | 0.56134 | 0.56004 | 0.56005 | [6 empty] | -37.6 |  |  | 32.88 | 55 | 9.5553 | 23.3577 |  |  |  | 0.45164 | 0.11105
2016-12-08 10:00:00 | 0.5368 | 0.53375 | 0.53376 | [6 empty] | -37.6 |  |  | 31.97 | 55.51 | 9.2851 | 22.6671 |  |  |  | 0.4271 | 0.084759
2016-12-08 11:00:00 | 0.51416 | 0.51136 | 0.51136 | [6 empty] | -37.6 |  |  | 30.83 | 53.95 | 8.9237 | 21.8293 |  |  |  | 0.40445 | 0.062363
2016-12-08 12:00:00 | 0.50475 | 0.50107 | 0.50108 | [6 empty] | -37.6 |  |  | 32.46 | 54.74 | 8.8374 | 21.6032 |  |  |  | 0.39505 | 0.05208
2016-12-08 13:00:00 | 0.49949 | 0.49534 | 0.49534 | [6 empty] | -37.6 |  |  | 36.33 | 53.28 | 8.7948 | 21.4993 |  |  |  | 0.38979 | 0.046342
2016-12-08 14:00:00 | 0.50204 | 0.49863 | 0.49864 | [6 empty] | -37.6 |  |  | 42.33 | 48.94 | 8.8237 | 21.6335 |  |  |  | 0.39233 | 0.049641
2016-12-08 15:00:00 | 0.50743 | 0.50362 | 0.50363 | [6 empty] | -37.6 |  |  | 43.97 | 47.96 | 8.9301 | 21.8716 |  |  |  | 0.39773 | 0.054627
2016-12-08 16:00:00 | 0.51545 | 0.50974 | 0.50975 | [6 empty] | -37.6 |  |  | 46.99 | 52.06 | 9.3028 | 22.8437 |  |  |  | 0.40574 | 0.060747
2016-12-08 17:00:00 | 0.51922 | 0.51094 | 0.51094 | [6 empty] | -37.6 |  |  | 43.41 | 55.95 | 9.6279 | 23.6569 |  |  |  | 0.40952 | 0.061945
2016-12-08 18:00:00 | 0.5203 | 0.50941 | 0.50941 | [6 empty] | -37.6 |  |  | 39.96 | 55.09 | 9.8404 | 24.1159 |  |  |  | 0.41059 | 0.060414
2016-12-08 19:00:00 | 0.51743 | 0.50599 | 0.50599 | [6 empty] | -37.6 |  |  | 35 | 51.66 | 9.8404 | 24.1099 |  |  |  | 0.40772 | 0.056987
2016-12-08 20:00:00 | 0.49585 | 0.48279 | 0.48279 | [6 empty] | -37.6 |  |  | 30.7 | 47.48 | 9.6128 | 23.5292 |  |  |  | 0.38614 | 0.033787
2016-12-08 21:00:00 | 0.44558 | 0.43179 | 0.43179 | [6 empty] | -37.6 |  |  | 29.9 | 43 | 8.7974 | 21.4872 |  |  |  | 0.33588 | 0
2016-12-08 22:00:00 | 0.38905 | 0.37902 | 0.37902 | [6 empty] | -37.6 |  |  | 27.27 | 42 | 7.43 | 18.0654 |  |  |  | 0.27934 | 0
2016-12-08 23:00:00 | 0.33275 | 0.33376 | 0.33377 | [6 empty] | -37.6 |  |  | 27.59 | 35.72 | 5.4737 | 13.3475 |  |  |  | 0.22304 | 0
2016-12-09 00:00:00 | 0.24316 | 0.24857 | 0.24858 | [6 empty] | -37.6 |  |  | 25.56 | 14.97 | 3.6136 | 8.8712 |  |  |  | 0.13346 | 0
2016-12-09 01:00:00 | 0.25784 | 0.26202 | 0.26203 | [6 empty] | -37.6 |  |  | 25.12 | 15.17 | 3.9562 | 9.683 |  |  |  | 0.14814 | 0
2016-12-09 02:00:00 | 0.26546 | 0.27164 | 0.27165 | [6 empty] | -37.6 |  |  | 25.52 | 12.46 | 3.8552 | 9.4008 |  |  |  | 0.15576 | 0
2016-12-09 03:00:00 | 0.29996 | 0.30685 | 0.30686 | [6 empty] | -37.6 |  |  | 27.46 | 12.48 | 4.3075 | 10.4474 |  |  |  | 0.19025 | 0
2016-12-09 04:00:00 | 0.36996 | 0.37452 | 0.37453 | [6 empty] | -37.6 |  |  | 27.55 | 15.77 | 5.717 | 13.8987 |  |  |  | 0.26025 | 0
2016-12-09 05:00:00 | 0.4971 | 0.49666 | 0.49667 | [6 empty] | -37.6 |  |  | 31.57 | 28.7 | 8.3839 | 20.4673 |  |  |  | 0.3874 | 0.047667
2016-12-09 06:00:00 | 0.52534 | 0.52804 | 0.52804 | [6 empty] | -37.6 |  |  | 44.47 | 43.32 | 8.7607 | 21.6353 |  |  |  | 0.41564 | 0.07904
2016-12-09 07:00:00 | 0.52211 | 0.5253 | 0.52531 | [6 empty] | -37.6 |  |  | 46.99 | 52.68 | 8.5381 | 20.9568 |  |  |  | 0.41241 | 0.07631
2016-12-09 08:00:00 | 0.49257 | 0.4923 | 0.4923 | [6 empty] | -37.6 |  |  | 43.68 | 53.19 | 8.2984 | 20.2817 |  |  |  | 0.38286 | 0.043303
2016-12-09 09:00:00 | 0.46242 | 0.46033 | 0.46034 | [6 empty] | -37.6 |  |  | 45.93 | 52.28 | 7.8671 | 19.1202 |  |  |  | 0.35272 | 0.011341
2016-12-09 10:00:00 | 0.43755 | 0.4344 | 0.43441 | [6 empty] | -37.6 |  |  | 42.51 | 50.28 | 7.553 | 18.3492 |  |  |  | 0.32785 | 0
2016-12-09 11:00:00 | 0.41703 | 0.41377 | 0.41377 | [6 empty] | -37.6 |  |  | 39.02 | 50.12 | 7.2461 | 17.6267 |  |  |  | 0.30733 | 0
2016-12-09 12:00:00 | 0.40447 | 0.40058 | 0.40058 | [6 empty] | -37.6 |  |  | 37.5 | 47.8 | 7.1017 | 17.2815 |  |  |  | 0.29477 | 0
2016-12-09 13:00:00 | 0.39832 | 0.39502 | 0.39502 | [6 empty] | -37.6 |  |  | 37.44 | 47.96 | 6.9865 | 17.0482 |  |  |  | 0.28862 | 0
2016-12-09 14:00:00 | 0.39579 | 0.39145 | 0.39145 | [6 empty] | -37.6 |  |  | 40.82 | 49.52 | 7.0268 | 17.1323 |  |  |  | 0.28608 | 0
2016-12-09 15:00:00 | 0.39853 | 0.39336 | 0.39336 | [6 empty] | -37.6 |  |  | 41.91 | 48.62 | 7.1999 | 17.6069 |  |  |  | 0.28883 | 0
2016-12-09 16:00:00 | 0.41176 | 0.40512 | 0.40513 | [6 empty] | -37.6 |  |  | 41.96 | 51.5 | 7.5733 | 18.532 |  |  |  | 0.30206 | 0
2016-12-09 17:00:00 | 0.42368 | 0.41574 | 0.41574 | [6 empty] | -37.6 |  |  | 39.15 | 64.14 | 7.9497 | 19.5072 |  |  |  | 0.31398 | 0
2016-12-09 18:00:00 | 0.43369 | 0.42322 | 0.42322 | [6 empty] | -37.6 |  |  | 40.86 | 60.59 | 8.3058 | 20.3191 |  |  |  | 0.32398 | 0
2016-12-09 19:00:00 | 0.43754 | 0.4252 | 0.4252 | [6 empty] | -37.6 |  |  | 35 | 57.08 | 8.5312 | 20.8474 |  |  |  | 0.32784 | 0
2016-12-09 20:00:00 | 0.42551 | 0.41136 | 0.41136 | [6 empty] | -37.6 |  |  | 32.46 | 54.66 | 8.4662 | 20.6435 |  |  |  | 0.31581 | 0
2016-12-09 21:00:00 | 0.37826 | 0.36254 | 0.36254 | [6 empty] | -37.6 |  |  | 31.24 | 47.92 | 7.7506 | 18.8145 |  |  |  | 0.26856 | 0
2016-12-09 22:00:00 | 0.32169 | 0.3102 | 0.31021 | [6 empty] | -37.6 |  |  | 29 | 48.4 | 6.3823 | 15.4404 |  |  |  | 0.21199 | 0
2016-12-09 23:00:00 | 0.26492 | 0.26239 | 0.2624 | [6 empty] | -37.6 |  |  | 25.98 | 42.46 | 4.62 | 11.1935 |  |  |  | 0.15522 | 0
2016-12-10 00:00:00 | 0.19714 | 0.20035 | 0.20036 | [6 empty] | -37.6 |  |  | 24.02 | 41.85 | 3.0317 | 7.4291 |  |  |  | 0.08744 | 0
2016-12-10 01:00:00 | 0.20558 | 0.20708 | 0.20709 | [6 empty] | -37.6 |  |  | 23.95 | 40.02 | 3.3192 | 8.1096 |  |  |  | 0.095881 | 0
2016-12-10 02:00:00 | 0.2172 | 0.22129 | 0.22129 | [6 empty] | -37.6 |  |  | 20.3 | 38.29 | 3.2341 | 7.8716 |  |  |  | 0.1075 | 0
2016-12-10 03:00:00 | 0.24812 | 0.25314 | 0.25315 | [6 empty] | -37.6 |  |  | 20.55 | 33.56 | 3.6135 | 8.747 |  |  |  | 0.13841 | 0
2016-12-10 04:00:00 | 0.30865 | 0.31197 | 0.31198 | [6 empty] | -37.6 |  |  | 23.25 | 39.04 | 4.7962 | 11.6379 |  |  |  | 0.19894 | 0
2016-12-10 05:00:00 | 0.40749 | 0.40515 | 0.40516 | [6 empty] | -37.6 |  |  | 23.08 | 38.57 | 7.0334 | 17.1375 |  |  |  | 0.29778 | 0
2016-12-10 06:00:00 | 0.42274 | 0.42152 | 0.42152 | [6 empty] | -37.6 |  |  | 24.13 | 40.55 | 7.3467 | 18.1026 |  |  |  | 0.31304 | 0
2016-12-10 07:00:00 | 0.41203 | 0.40983 | 0.40984 | [6 empty] | -37.6 |  |  | 28.49 | 43.51 | 7.1605 | 17.5369 |  |  |  | 0.30233 | 0
2016-12-10 08:00:00 | 0.39069 | 0.38621 | 0.38622 | [6 empty] | -37.6 |  |  | 31.08 | 46.11 | 6.9603 | 16.9757 |  |  |  | 0.28099 | 0
2016-12-10 09:00:00 | 0.36634 | 0.36053 | 0.36053 | [6 empty] | -37.6 |  |  | 31.86 | 50.92 | 6.5989 | 16.0048 |  |  |  | 0.25664 | 0
2016-12-10 10:00:00 | 0.35124 | 0.34555 | 0.34556 | [6 empty] | -37.6 |  |  | 33.77 | 53.18 | 6.3358 | 15.3611 |  |  |  | 0.24154 | 0
2016-12-10 11:00:00 | 0.33417 | 0.32842 | 0.32843 | [6 empty] | -37.6 |  |  | 33 | 52.79 | 6.0785 | 14.757 |  |  |  | 0.22447 | 0
2016-12-10 12:00:00 | 0.30938 | 0.30062 | 0.30062 | [6 empty] | -37.6 |  |  | 32.35 | 52.96 | 5.9573 | 14.4676 |  |  |  | 0.19968 | 0
2016-12-10 13:00:00 | 0.30372 | 0.29536 | 0.29536 | [6 empty] | -37.6 |  |  | 35.02 | 49 | 5.8606 | 14.2721 |  |  |  | 0.19402 | 0
2016-12-10 14:00:00 | 0.30716 | 0.29891 | 0.29891 | [6 empty] | -37.6 |  |  | 41.92 | 44.53 | 5.8942 | 14.3416 |  |  |  | 0.19746 | 0
2016-12-10 15:00:00 | 0.31494 | 0.30694 | 0.30694 | [6 empty] | -37.6 |  |  | 43.67 | 44.75 | 6.0393 | 14.7383 |  |  |  | 0.20524 | 0
2016-12-10 16:00:00 | 0.32834 | 0.3195 | 0.3195 | [6 empty] | -37.6 |  |  | 50.03 | 49.96 | 6.3523 | 15.512 |  |  |  | 0.21864 | 0
2016-12-10 17:00:00 | 0.34286 | 0.33371 | 0.33371 | [6 empty] | -37.6 |  |  | 45.12 | 59.72 | 6.6678 | 16.3275 |  |  |  | 0.23316 | 0
2016-12-10 18:00:00 | 0.34599 | 0.33378 | 0.33378 | [6 empty] | -37.6 |  |  | 40.17 | 67.16 | 6.9668 | 17.008 |  |  |  | 0.23629 | 0
2016-12-10 19:00:00 | 0.35403 | 0.34109 | 0.34109 | [6 empty] | -37.6 |  |  | 39.94 | 52.25 | 7.1559 | 17.4511 |  |  |  | 0.24433 | 0
2016-12-10 20:00:00 | 0.34681 | 0.33286 | 0.33286 | [6 empty] | -37.6 |  |  | 34.72 | 42.49 | 7.1017 | 17.2821 |  |  |  | 0.23711 | 0
2016-12-10 21:00:00 | 0.31796 | 0.30461 | 0.30461 | [6 empty] | -37.6 |  |  | 34.94 | 42.4 | 6.5019 | 15.7528 |  |  |  | 0.20826 | 0
2016-12-10 22:00:00 | 0.26503 | 0.25433 | 0.25434 | [6 empty] | -37.6 |  |  | 31.4 | 43.33 | 5.3553 | 12.9345 |  |  |  | 0.15532 | 0
2016-12-10 23:00:00 | 0.22024 | 0.21761 | 0.21762 | [6 empty] | -37.6 |  |  | 30.58 | 40.22 | 3.8768 | 9.3773 |  |  |  | 0.11053 | 0
2016-12-11 00:00:00 | 0.23288 | 0.24118 | 0.24119 | [6 empty] | -37.6 |  |  | 28.44 | 38.58 | 3.1481 | 7.7173 |  |  |  | 0.12318 | 0
2016-12-11 01:00:00 | 0.22938 | 0.23375 | 0.23375 | [6 empty] | -37.6 |  |  | 28.95 | 35.49 | 3.4466 | 8.4241 |  |  |  | 0.11967 | 0
2016-12-11 02:00:00 | 0.24683 | 0.25483 | 0.25484 | [6 empty] | -37.6 |  |  | 28.08 | 32.58 | 3.3584 | 8.1772 |  |  |  | 0.13713 | 0
2016-12-11 03:00:00 | 0.2896 | 0.30045 | 0.30046 | [6 empty] | -37.6 |  |  | 27.56 | 32.11 | 3.7523 | 9.0868 |  |  |  | 0.1799 | 0
2016-12-11 04:00:00 | 0.3658 | 0.37724 | 0.37725 | [6 empty] | -37.6 |  |  | 27.94 | 35.05 | 4.9804 | 12.0897 |  |  |  | 0.2561 | 0
2016-12-11 05:00:00 | 0.40082 | 0.39454 | 0.39455 | [6 empty] | -37.6 |  |  | 26.16 | 33.8 | 7.3036 | 17.8029 |  |  |  | 0.29112 | 0
2016-12-11 06:00:00 | 0.40821 | 0.40161 | 0.40161 | [6 empty] | -37.6 |  |  | 26.51 | 34.81 | 7.6295 | 18.8081 |  |  |  | 0.29851 | 0
2016-12-11 07:00:00 | 0.39069 | 0.38196 | 0.38196 | [6 empty] | -37.6 |  |  | 26.84 | 37.52 | 7.4361 | 18.22 |  |  |  | 0.28099 | 0
2016-12-11 08:00:00 | 0.37911 | 0.36987 | 0.36987 | [6 empty] | -37.6 |  |  | 29.51 | 43.88 | 7.2279 | 17.6362 |  |  |  | 0.26941 | 0
2016-12-11 09:00:00 | 0.357 | 0.34691 | 0.34691 | [6 empty] | -37.6 |  |  | 29.75 | 46.3 | 6.8525 | 16.6272 |  |  |  | 0.24729 | 0
2016-12-11 10:00:00 | 0.3453 | 0.33605 | 0.33605 | [6 empty] | -37.6 |  |  | 30.42 | 48.98 | 6.5793 | 15.9582 |  |  |  | 0.2356 | 0
2016-12-11 11:00:00 | 0.32931 | 0.3203 | 0.3203 | [6 empty] | -37.6 |  |  | 29.03 | 51.95 | 6.312 | 15.3304 |  |  |  | 0.21961 | 0
2016-12-11 12:00:00 | 0.31854 | 0.30902 | 0.30902 | [6 empty] | -37.6 |  |  | 25.1 | 53.87 | 6.1862 | 15.0299 |  |  |  | 0.20884 | 0
2016-12-11 13:00:00 | 0.32043 | 0.31269 | 0.3127 | [6 empty] | -37.6 |  |  | 24.01 | 51.94 | 6.0858 | 14.8268 |  |  |  | 0.21073 | 0
2016-12-11 14:00:00 | 0.31586 | 0.3068 | 0.30681 | [6 empty] | -37.6 |  |  | 24.7 | 43.29 | 6.1208 | 14.8991 |  |  |  | 0.20616 | 0
2016-12-11 15:00:00 | 0.3303 | 0.32263 | 0.32263 | [6 empty] | -37.6 |  |  | 34.57 | 43.59 | 6.2715 | 15.3114 |  |  |  | 0.2206 | 0
2016-12-11 16:00:00 | 0.34762 | 0.33967 | 0.33967 | [6 empty] | -37.6 |  |  | 32.83 | 48.28 | 6.5966 | 16.1153 |  |  |  | 0.23792 | 0
2016-12-11 17:00:00 | 0.35831 | 0.34927 | 0.34927 | [6 empty] | -37.6 |  |  | 34.07 | 57.08 | 6.9242 | 16.9627 |  |  |  | 0.24861 | 0
2016-12-11 18:00:00 | 0.36781 | 0.35669 | 0.35669 | [6 empty] | -37.6 |  |  | 32.9 | 60.89 | 7.2346 | 17.6695 |  |  |  | 0.2581 | 0
2016-12-11 19:00:00 | 0.38064 | 0.36956 | 0.36956 | [6 empty] | -37.6 |  |  | 32.01 | 57.04 | 7.431 | 18.1296 |  |  |  | 0.27094 | 0
2016-12-11 20:00:00 | 0.37197 | 0.35961 | 0.35961 | [6 empty] | -37.6 |  |  | 29.09 | 55.02 | 7.3747 | 17.9538 |  |  |  | 0.26226 | 0
2016-12-11 21:00:00 | 0.34445 | 0.33315 | 0.33316 | [6 empty] | -37.6 |  |  | 30.44 | 49.07 | 6.7517 | 16.3646 |  |  |  | 0.23475 | 0
2016-12-11 22:00:00 | 0.28812 | 0.27932 | 0.27933 | [6 empty] | -37.6 |  |  | 25.92 | 53.2 | 5.5608 | 13.4355 |  |  |  | 0.17841 | 0
2016-12-11 23:00:00 | 0.2375 | 0.23635 | 0.23636 | [6 empty] | -37.6 |  |  | 23.98 | 45 | 4.0255 | 9.7404 |  |  |  | 0.1278 | 0
2016-12-12 00:00:00 | 0.28906 | 0.29566 | 0.29567 | [6 empty] | -37.6 |  |  | 28.82 | 38.99 | 4.2611 | 10.4521 |  |  |  | 0.17936 | 0
2016-12-12 01:00:00 | 0.3022 | 0.30788 | 0.30789 | [6 empty] | -37.6 |  |  | 28.24 | 36.93 | 4.5468 | 11.1232 |  |  |  | 0.1925 | 0
2016-12-12 02:00:00 | 0.31961 | 0.32741 | 0.32742 | [6 empty] | -37.6 |  |  | 27.49 | 33.94 | 4.6379 | 11.3483 |  |  |  | 0.2099 | 0
2016-12-12 03:00:00 | 0.34875 | 0.35675 | 0.35676 | [6 empty] | -37.6 |  |  | 26.6 | 31.03 | 5.0572 | 12.317 |  |  |  | 0.23904 | 0
2016-12-12 04:00:00 | 0.42378 | 0.43357 | 0.43359 | [6 empty] | -37.6 |  |  | 28.78 | 32.11 | 6.1609 | 15.0265 |  |  |  | 0.31407 | 0
2016-12-12 05:00:00 | 0.55071 | 0.54824 | 0.54826 | [6 empty] | -37.6 |  |  | 43.7 | 35.59 | 9.3025 | 22.5179 |  |  |  | 0.44101 | 0.099255
2016-12-12 06:00:00 | 0.56536 | 0.56491 | 0.56492 | [6 empty] | -37.6 |  |  | 57.36 | 45 | 9.5299 | 23.298 |  |  |  | 0.45566 | 0.11592
2016-12-12 07:00:00 | 0.55057 | 0.54997 | 0.54998 | [6 empty] | -37.6 |  |  | 47.93 | 58.66 | 9.2374 | 22.514 |  |  |  | 0.44087 | 0.10098
2016-12-12 08:00:00 | 0.53251 | 0.53183 | 0.53184 | [6 empty] | -37.6 |  |  | 50.09 | 57.02 | 9.014 | 22.0386 |  |  |  | 0.4228 | 0.082842
2016-12-12 09:00:00 | 0.51425 | 0.51232 | 0.51232 | [6 empty] | -37.6 |  |  | 52.32 | 54.66 | 8.8033 | 21.4939 |  |  |  | 0.40455 | 0.063323
2016-12-12 10:00:00 | 0.49225 | 0.48882 | 0.48883 | [6 empty] | -37.6 |  |  | 59.54 | 55.48 | 8.5545 | 20.8592 |  |  |  | 0.38255 | 0.039828
2016-12-12 11:00:00 | 0.46934 | 0.46579 | 0.4658 | [6 empty] | -37.6 |  |  | 53.91 | 57.9 | 8.2216 | 20.0882 |  |  |  | 0.35964 | 0.016796
2016-12-12 12:00:00 | 0.46334 | 0.45945 | 0.45946 | [6 empty] | -37.6 |  |  | 63.67 | 58.96 | 8.1421 | 19.8807 |  |  |  | 0.35364 | 0.01046
2016-12-12 13:00:00 | 0.45852 | 0.45419 | 0.4542 | [6 empty] | -37.6 |  |  | 63.81 | 55.39 | 8.103 | 19.7851 |  |  |  | 0.34881 | 0.0051982
2016-12-12 14:00:00 | 0.46032 | 0.4566 | 0.4566 | [6 empty] | -37.6 |  |  | 56.29 | 54.63 | 8.1294 | 19.9081 |  |  |  | 0.35062 | 0.0076031
2016-12-12 15:00:00 | 0.4637 | 0.45932 | 0.45932 | [6 empty] | -37.6 |  |  | 70.25 | 50.95 | 8.2273 | 20.1266 |  |  |  | 0.354 | 0.010321
2016-12-12 16:00:00 | 0.47794 | 0.473 | 0.473 | [6 empty] | -37.6 |  |  | 80.62 | 55.62 | 8.5705 | 21.0205 |  |  |  | 0.36824 | 0.024004
2016-12-12 17:00:00 | 0.4846 | 0.47784 | 0.47784 | [6 empty] | -37.6 |  |  | 65.2 | 63.01 | 8.87 | 21.7684 |  |  |  | 0.37489 | 0.028842
2016-12-12 18:00:00 | 0.48562 | 0.47646 | 0.47646 | [6 empty] | -37.6 |  |  | 57.18 | 66.55 | 9.0659 | 22.1913 |  |  |  | 0.37592 | 0.027462
2016-12-12 19:00:00 | 0.47562 | 0.46466 | 0.46466 | [6 empty] | -37.6 |  |  | 46.96 | 61.51 | 9.0659 | 22.1858 |  |  |  | 0.36592 | 0.015661
2016-12-12 20:00:00 | 0.4595 | 0.44771 | 0.44771 | [6 empty] | -37.6 |  |  | 37.73 | 53.19 | 8.8563 | 21.6521 |  |  |  | 0.3498 | 0
2016-12-12 21:00:00 | 0.41279 | 0.40028 | 0.40028 | [6 empty] | -37.6 |  |  | 35.07 | 46.89 | 8.1053 | 19.7741 |  |  |  | 0.30309 | 0
2016-12-12 22:00:00 | 0.35976 | 0.35059 | 0.3506 | [6 empty] | -37.6 |  |  | 33.33 | 48 | 6.8465 | 16.6302 |  |  |  | 0.25006 | 0
2016-12-12 23:00:00 | 0.30576 | 0.30643 | 0.30644 | [6 empty] | -37.6 |  |  | 35.88 | 44.12 | 5.0434 | 12.2852 |  |  |  | 0.19605 | 0
2016-12-13 00:00:00 | 0.35162 | 0.36079 | 0.3608 | [6 empty] | -37.6 |  |  | 33.04 | 39.3 | 5.1026 | 12.5508 |  |  |  | 0.24192 | 0
2016-12-13 01:00:00 | 0.36741 | 0.3755 | 0.37551 | [6 empty] | -37.6 |  |  | 33.04 | 36.19 | 5.4443 | 13.3544 |  |  |  | 0.2577 | 0
2016-12-13 02:00:00 | 0.38527 | 0.39539 | 0.3954 | [6 empty] | -37.6 |  |  | 33.02 | 32.47 | 5.5533 | 13.6247 |  |  |  | 0.27556 | 0
2016-12-13 03:00:00 | 0.42039 | 0.43081 | 0.43083 | [6 empty] | -37.6 |  |  | 34.97 | 28.81 | 6.0552 | 14.7869 |  |  |  | 0.31069 | 0
2016-12-13 04:00:00 | 0.50953 | 0.52205 | 0.52207 | [6 empty] | -37.6 |  |  | 32.84 | 27.15 | 7.3758 | 18.0366 |  |  |  | 0.39983 | 0.073065
2016-12-13 05:00:00 | 0.66321 | 0.66154 | 0.66156 | [6 empty] | -37.6 |  |  | 47.41 | 33.69 | 11.1356 | 27.0226 |  |  |  | 0.5535 | 0.21256
2016-12-13 06:00:00 | 0.6868 | 0.6887 | 0.68871 | [6 empty] | -37.6 |  |  | 49.9 | 39.94 | 11.415 | 27.9927 |  |  |  | 0.5771 | 0.23971
2016-12-13 07:00:00 | 0.66896 | 0.67063 | 0.67064 | [6 empty] | -37.6 |  |  | 54.39 | 52.24 | 11.0632 | 27.0443 |  |  |  | 0.55926 | 0.22164
2016-12-13 08:00:00 | 0.64587 | 0.64716 | 0.64717 | [6 empty] | -37.6 |  |  | 58.12 | 51.39 | 10.7948 | 26.4682 |  |  |  | 0.53616 | 0.19817
2016-12-13 09:00:00 | 0.62127 | 0.62055 | 0.62056 | [6 empty] | -37.6 |  |  | 62.76 | 46.3 | 10.542 | 25.8119 |  |  |  | 0.51157 | 0.17156
2016-12-13 10:00:00 | 0.59407 | 0.59139 | 0.5914 | [6 empty] | -37.6 |  |  | 60.09 | 45 | 10.2437 | 25.0475 |  |  |  | 0.48437 | 0.1424
2016-12-13 11:00:00 | 0.569 | 0.56657 | 0.56657 | [6 empty] | -37.6 |  |  | 58 | 48.56 | 9.845 | 24.1215 |  |  |  | 0.4593 | 0.11757
2016-12-13 12:00:00 | 0.55858 | 0.55516 | 0.55516 | [6 empty] | -37.6 |  |  | 59.39 | 49.67 | 9.7495 | 23.8711 |  |  |  | 0.44887 | 0.10616
2016-12-13 13:00:00 | 0.55274 | 0.54879 | 0.54879 | [6 empty] | -37.6 |  |  | 59.6 | 49.61 | 9.7026 | 23.7561 |  |  |  | 0.44304 | 0.099795
2016-12-13 14:00:00 | 0.55557 | 0.55245 | 0.55246 | [6 empty] | -37.6 |  |  | 61.6 | 47.99 | 9.7346 | 23.9052 |  |  |  | 0.44586 | 0.10346
2016-12-13 15:00:00 | 0.56154 | 0.55798 | 0.55799 | [6 empty] | -37.6 |  |  | 63.02 | 48 | 9.8521 | 24.1694 |  |  |  | 0.45184 | 0.10899
2016-12-13 16:00:00 | 0.57037 | 0.56473 | 0.56474 | [6 empty] | -37.6 |  |  | 70.42 | 51.1 | 10.2636 | 25.2445 |  |  |  | 0.46067 | 0.11574
2016-12-13 17:00:00 | 0.57449 | 0.56603 | 0.56603 | [6 empty] | -37.6 |  |  | 60.09 | 62.95 | 10.6225 | 26.1438 |  |  |  | 0.46479 | 0.11703
2016-12-13 18:00:00 | 0.57564 | 0.5643 | 0.5643 | [6 empty] | -37.6 |  |  | 57.76 | 63 | 10.8567 | 26.6503 |  |  |  | 0.46594 | 0.1153
2016-12-13 19:00:00 | 0.57245 | 0.56049 | 0.56049 | [6 empty] | -37.6 |  |  | 45.66 | 57.98 | 10.8567 | 26.6435 |  |  |  | 0.46275 | 0.11149
2016-12-13 20:00:00 | 0.54853 | 0.53475 | 0.53475 | [6 empty] | -37.6 |  |  | 40.19 | 53.2 | 10.6054 | 26.0009 |  |  |  | 0.43883 | 0.085753
2016-12-13 21:00:00 | 0.49288 | 0.47822 | 0.47822 | [6 empty] | -37.6 |  |  | 37.02 | 47.35 | 9.7054 | 23.7424 |  |  |  | 0.38318 | 0.029221
2016-12-13 22:00:00 | 0.43035 | 0.41975 | 0.41975 | [6 empty] | -37.6 |  |  | 32.53 | 44.37 | 8.1952 | 19.9532 |  |  |  | 0.32065 | 0
2016-12-13 23:00:00 | 0.36829 | 0.36981 | 0.36982 | [6 empty] | -37.6 |  |  | 33.09 | 39.07 | 6.0381 | 14.7452 |  |  |  | 0.25859 | 0
2016-12-14 00:00:00 | 0.34726 | 0.356 | 0.35601 | [6 empty] | -37.6 |  |  | 33.28 | 34.97 | 5.0688 | 12.4663 |  |  |  | 0.23756 | 0
2016-12-14 01:00:00 | 0.36288 | 0.37054 | 0.37055 | [6 empty] | -37.6 |  |  | 33 | 26.52 | 5.4083 | 13.2645 |  |  |  | 0.25318 | 0
2016-12-14 02:00:00 | 0.38048 | 0.39013 | 0.39014 | [6 empty] | -37.6 |  |  | 32.64 | 27.25 | 5.5165 | 13.5331 |  |  |  | 0.27077 | 0
2016-12-14 03:00:00 | 0.41517 | 0.42508 | 0.42509 | [6 empty] | -37.6 |  |  | 32.66 | 23.64 | 6.0151 | 14.6875 |  |  |  | 0.30546 | 0
2016-12-14 04:00:00 | 0.50321 | 0.51511 | 0.51513 | [6 empty] | -37.6 |  |  | 36.9 | 28.15 | 7.3271 | 17.9155 |  |  |  | 0.3935 | 0.066125
2016-12-14 05:00:00 | 0.65544 | 0.65316 | 0.65318 | [6 empty] | -37.6 |  |  | 49.91 | 35.8 | 11.062 | 26.8413 |  |  |  | 0.54573 | 0.20418
2016-12-14 06:00:00 | 0.6787 | 0.67994 | 0.67994 | [6 empty] | -37.6 |  |  | 75.06 | 43.28 | 11.3393 | 27.8036 |  |  |  | 0.569 | 0.23094
2016-12-14 07:00:00 | 0.66106 | 0.66208 | 0.66209 | [6 empty] | -37.6 |  |  | 82.26 | 52.15 | 10.9899 | 26.8618 |  |  |  | 0.55136 | 0.21309
2016-12-14 08:00:00 | 0.63827 | 0.63895 | 0.63896 | [6 empty] | -37.6 |  |  | 78.58 | 56.84 | 10.7233 | 26.2898 |  |  |  | 0.52857 | 0.18996
2016-12-14 09:00:00 | 0.61402 | 0.61272 | 0.61273 | [6 empty] | -37.6 |  |  | 77.17 | 58.68 | 10.4722 | 25.6381 |  |  |  | 0.50431 | 0.16373
2016-12-14 10:00:00 | 0.58718 | 0.58397 | 0.58398 | [6 empty] | -37.6 |  |  | 75.94 | 59.28 | 10.1759 | 24.8789 |  |  |  | 0.47748 | 0.13498
2016-12-14 11:00:00 | 0.56242 | 0.55948 | 0.55948 | [6 empty] | -37.6 |  |  | 70.55 | 59.25 | 9.7798 | 23.9591 |  |  |  | 0.45271 | 0.11048
2016-12-14 12:00:00 | 0.55213 | 0.54823 | 0.54824 | [6 empty] | -37.6 |  |  | 69.91 | 56.81 | 9.6851 | 23.7104 |  |  |  | 0.44243 | 0.099237
2016-12-14 13:00:00 | 0.54639 | 0.54196 | 0.54197 | [6 empty] | -37.6 |  |  | 69.69 | 52.13 | 9.6384 | 23.5962 |  |  |  | 0.43668 | 0.092965
2016-12-14 14:00:00 | 0.54917 | 0.54557 | 0.54558 | [6 empty] | -37.6 |  |  | 72.52 | 48.5 | 9.6702 | 23.7443 |  |  |  | 0.43947 | 0.096581
2016-12-14 15:00:00 | 0.55508 | 0.55104 | 0.55105 | [6 empty] | -37.6 |  |  | 75.15 | 48.85 | 9.7869 | 24.0066 |  |  |  | 0.44538 | 0.10205
2016-12-14 16:00:00 | 0.56388 | 0.55778 | 0.55779 | [6 empty] | -37.6 |  |  | 91.81 | 50.08 | 10.1957 | 25.0744 |  |  |  | 0.45418 | 0.10879
2016-12-14 17:00:00 | 0.56804 | 0.55914 | 0.55914 | [6 empty] | -37.6 |  |  | 79.9 | 61.27 | 10.5522 | 25.9676 |  |  |  | 0.45834 | 0.11014
2016-12-14 18:00:00 | 0.56924 | 0.55749 | 0.55749 | [6 empty] | -37.6 |  |  | 78.62 | 56.91 | 10.7848 | 26.4707 |  |  |  | 0.45953 | 0.10849
2016-12-14 19:00:00 | 0.5661 | 0.55374 | 0.55375 | [6 empty] | -37.6 |  |  | 67.54 | 50.41 | 10.7848 | 26.464 |  |  |  | 0.4564 | 0.10475
2016-12-14 20:00:00 | 0.54251 | 0.52837 | 0.52838 | [6 empty] | -37.6 |  |  | 47.94 | 44.2 | 10.5352 | 25.8258 |  |  |  | 0.43281 | 0.079375
2016-12-14 21:00:00 | 0.48752 | 0.47257 | 0.47257 | [6 empty] | -37.6 |  |  | 41.71 | 46.8 | 9.6412 | 23.5826 |  |  |  | 0.37782 | 0.023568
2016-12-14 22:00:00 | 0.4256 | 0.41471 | 0.41472 | [6 empty] | -37.6 |  |  | 35.57 | 43.17 | 8.1411 | 19.8196 |  |  |  | 0.3159 | 0
2016-12-14 23:00:00 | 0.36393 | 0.36509 | 0.3651 | [6 empty] | -37.6 |  |  | 35.05 | 38.6 | 5.9982 | 14.6462 |  |  |  | 0.25423 | 0
2016-12-15 00:00:00 | 0.34705 | 0.35605 | 0.35606 | [6 empty] | -37.6 |  |  | 33.31 | 35.24 | 5.0386 | 12.3907 |  |  |  | 0.23735 | 0
2016-12-15 01:00:00 | 0.36263 | 0.37057 | 0.37058 | [6 empty] | -37.6 |  |  | 34.2 | 27.85 | 5.3761 | 13.1842 |  |  |  | 0.25293 | 0
2016-12-15 02:00:00 | 0.38026 | 0.3902 | 0.39021 | [6 empty] | -37.6 |  |  | 33.51 | 27.35 | 5.4837 | 13.4511 |  |  |  | 0.27056 | 0
2016-12-15 03:00:00 | 0.41493 | 0.42516 | 0.42517 | [6 empty] | -37.6 |  |  | 34.53 | 24.39 | 5.9793 | 14.5985 |  |  |  | 0.30523 | 0
2016-12-15 04:00:00 | 0.50291 | 0.5152 | 0.51521 | [6 empty] | -37.6 |  |  | 35.61 | 26.79 | 7.2835 | 17.8071 |  |  |  | 0.39321 | 0.066215
2016-12-15 05:00:00 | 0.65464 | 0.6529 | 0.65291 | [6 empty] | -37.6 |  |  | 49.55 | 33.99 | 10.9963 | 26.6792 |  |  |  | 0.54493 | 0.20391
2016-12-15 06:00:00 | 0.6779 | 0.67967 | 0.67968 | [6 empty] | -37.6 |  |  | 67.91 | 42.46 | 11.2716 | 27.6344 |  |  |  | 0.5682 | 0.23068
2016-12-15 07:00:00 | 0.6603 | 0.66184 | 0.66185 | [6 empty] | -37.6 |  |  | 67.07 | 49.37 | 10.9244 | 26.6987 |  |  |  | 0.55059 | 0.21285
2016-12-15 08:00:00 | 0.63751 | 0.63868 | 0.63869 | [6 empty] | -37.6 |  |  | 62.27 | 51.93 | 10.6594 | 26.1303 |  |  |  | 0.5278 | 0.18969
2016-12-15 09:00:00 | 0.61323 | 0.61243 | 0.61244 | [6 empty] | -37.6 |  |  | 59.13 | 51.23 | 10.4098 | 25.4826 |  |  |  | 0.50353 | 0.16344
2016-12-15 10:00:00 | 0.58639 | 0.58365 | 0.58366 | [6 empty] | -37.6 |  |  | 57.69 | 50.4 | 10.1153 | 24.7281 |  |  |  | 0.47669 | 0.13466
2016-12-15 11:00:00 | 0.56165 | 0.55916 | 0.55916 | [6 empty] | -37.6 |  |  | 53.72 | 50.13 | 9.7216 | 23.8139 |  |  |  | 0.45194 | 0.11016
2016-12-15 12:00:00 | 0.55136 | 0.5479 | 0.5479 | [6 empty] | -37.6 |  |  | 54.95 | 50.98 | 9.6274 | 23.5667 |  |  |  | 0.44165 | 0.098903
2016-12-15 13:00:00 | 0.5456 | 0.54161 | 0.54162 | [6 empty] | -37.6 |  |  | 55 | 50.86 | 9.581 | 23.4532 |  |  |  | 0.4359 | 0.09262
2016-12-15 14:00:00 | 0.54839 | 0.54523 | 0.54523 | [6 empty] | -37.6 |  |  | 60.24 | 48.79 | 9.6126 | 23.6004 |  |  |  | 0.43869 | 0.096234
2016-12-15 15:00:00 | 0.55428 | 0.55069 | 0.55069 | [6 empty] | -37.6 |  |  | 62.05 | 49.47 | 9.7286 | 23.861 |  |  |  | 0.44458 | 0.10169
2016-12-15 16:00:00 | 0.563 | 0.55735 | 0.55736 | [6 empty] | -37.6 |  |  | 70.03 | 53.13 | 10.1349 | 24.9223 |  |  |  | 0.4533 | 0.10836
2016-12-15 17:00:00 | 0.56708 | 0.55863 | 0.55864 | [6 empty] | -37.6 |  |  | 58.95 | 64.48 | 10.4892 | 25.81 |  |  |  | 0.45738 | 0.10964
2016-12-15 18:00:00 | 0.56822 | 0.55693 | 0.55693 | [6 empty] | -37.6 |  |  | 54.65 | 64.94 | 10.7206 | 26.3102 |  |  |  | 0.45851 | 0.10793
2016-12-15 19:00:00 | 0.56507 | 0.55317 | 0.55317 | [6 empty] | -37.6 |  |  | 45.37 | 59.67 | 10.7206 | 26.3034 |  |  |  | 0.45537 | 0.10417
2016-12-15 20:00:00 | 0.54147 | 0.52778 | 0.52778 | [6 empty] | -37.6 |  |  | 40 | 51.25 | 10.4724 | 25.6692 |  |  |  | 0.43176 | 0.078778
2016-12-15 21:00:00 | 0.48654 | 0.47199 | 0.47199 | [6 empty] | -37.6 |  |  | 37.53 | 48.41 | 9.5838 | 23.4398 |  |  |  | 0.37684 | 0.022988
2016-12-15 22:00:00 | 0.42482 | 0.41428 | 0.41429 | [6 empty] | -37.6 |  |  | 33.98 | 47.44 | 8.0927 | 19.7 |  |  |  | 0.31511 | 0
2016-12-15 23:00:00 | 0.36352 | 0.36497 | 0.36498 | [6 empty] | -37.6 |  |  | 34.25 | 43.31 | 5.9625 | 14.5577 |  |  |  | 0.25382 | 0
2016-12-16 00:00:00 | 0.36028 | 0.36875 | 0.36876 | [6 empty] | -37.6 |  |  | 33.29 | 40.16 | 5.327 | 13.113 |  |  |  | 0.25058 | 0
2016-12-16 01:00:00 | 0.37796 | 0.38552 | 0.38553 | [6 empty] | -37.6 |  |  | 32 | 37.37 | 5.6836 | 13.9519 |  |  |  | 0.26826 | 0
2016-12-16 02:00:00 | 0.39046 | 0.39907 | 0.39908 | [6 empty] | -37.6 |  |  | 31.92 | 37.48 | 5.7973 | 14.2344 |  |  |  | 0.28076 | 0
2016-12-16 03:00:00 | 0.42546 | 0.4341 | 0.43411 | [6 empty] | -37.6 |  |  | 33.15 | 35.02 | 6.3212 | 15.4483 |  |  |  | 0.31576 | 0
2016-12-16 04:00:00 | 0.51763 | 0.52832 | 0.52834 | [6 empty] | -37.6 |  |  | 35.51 | 35.05 | 7.6996 | 18.8425 |  |  |  | 0.40793 | 0.079338
2016-12-16 05:00:00 | 0.69103 | 0.68925 | 0.68927 | [6 empty] | -37.6 |  |  | 46.76 | 41.21 | 11.624 | 28.2282 |  |  |  | 0.58133 | 0.24027
2016-12-16 06:00:00 | 0.71675 | 0.71891 | 0.71891 | [6 empty] | -37.6 |  |  | 58.99 | 47.76 | 11.9179 | 29.2517 |  |  |  | 0.60705 | 0.26991
2016-12-16 07:00:00 | 0.69629 | 0.69786 | 0.69787 | [6 empty] | -37.6 |  |  | 62.65 | 56.35 | 11.5502 | 28.2587 |  |  |  | 0.58658 | 0.24887
2016-12-16 08:00:00 | 0.67112 | 0.67212 | 0.67213 | [6 empty] | -37.6 |  |  | 59.99 | 61.12 | 11.2696 | 27.6553 |  |  |  | 0.56142 | 0.22313
2016-12-16 09:00:00 | 0.64705 | 0.64623 | 0.64623 | [6 empty] | -37.6 |  |  | 59.04 | 61.14 | 11.0056 | 26.9689 |  |  |  | 0.53735 | 0.19723
2016-12-16 10:00:00 | 0.61898 | 0.61615 | 0.61615 | [6 empty] | -37.6 |  |  | 59.56 | 61.63 | 10.694 | 26.1696 |  |  |  | 0.50927 | 0.16715
2016-12-16 11:00:00 | 0.59042 | 0.58742 | 0.58743 | [6 empty] | -37.6 |  |  | 56.96 | 59.89 | 10.2778 | 25.202 |  |  |  | 0.48072 | 0.13843
2016-12-16 12:00:00 | 0.57836 | 0.57412 | 0.57413 | [6 empty] | -37.6 |  |  | 57.98 | 57.9 | 10.1781 | 24.94 |  |  |  | 0.46866 | 0.12513
2016-12-16 13:00:00 | 0.57169 | 0.5668 | 0.5668 | [6 empty] | -37.6 |  |  | 64.88 | 51.37 | 10.129 | 24.8198 |  |  |  | 0.46199 | 0.1178
2016-12-16 14:00:00 | 0.57396 | 0.56982 | 0.56982 | [6 empty] | -37.6 |  |  | 65.1 | 46.69 | 10.1626 | 24.9761 |  |  |  | 0.46425 | 0.12082
2016-12-16 15:00:00 | 0.58015 | 0.57555 | 0.57555 | [6 empty] | -37.6 |  |  | 69.46 | 44.75 | 10.2853 | 25.2526 |  |  |  | 0.47045 | 0.12655
2016-12-16 16:00:00 | 0.59008 | 0.58344 | 0.58344 | [6 empty] | -37.6 |  |  | 80.99 | 48.48 | 10.7151 | 26.3764 |  |  |  | 0.48038 | 0.13444
2016-12-16 17:00:00 | 0.59711 | 0.58801 | 0.58801 | [6 empty] | -37.6 |  |  | 68 | 56.74 | 11.0898 | 27.3163 |  |  |  | 0.48741 | 0.13901
2016-12-16 18:00:00 | 0.60037 | 0.58863 | 0.58863 | [6 empty] | -37.6 |  |  | 71.71 | 54.71 | 11.3342 | 27.8452 |  |  |  | 0.49067 | 0.13963
2016-12-16 19:00:00 | 0.59382 | 0.58087 | 0.58087 | [6 empty] | -37.6 |  |  | 63.6 | 48.5 | 11.3342 | 27.8379 |  |  |  | 0.48412 | 0.13187
2016-12-16 20:00:00 | 0.5711 | 0.55664 | 0.55664 | [6 empty] | -37.6 |  |  | 48.09 | 47.92 | 11.0717 | 27.166 |  |  |  | 0.4614 | 0.10764
2016-12-16 21:00:00 | 0.51417 | 0.49897 | 0.49897 | [6 empty] | -37.6 |  |  | 42.49 | 44.58 | 10.132 | 24.8054 |  |  |  | 0.40447 | 0.049969
2016-12-16 22:00:00 | 0.44527 | 0.43363 | 0.43363 | [6 empty] | -37.6 |  |  | 37.06 | 42.02 | 8.5546 | 20.8423 |  |  |  | 0.33557 | 0
2016-12-16 23:00:00 | 0.37851 | 0.37916 | 0.37916 | [6 empty] | -37.6 |  |  | 42.1 | 37.2 | 6.3032 | 15.4038 |  |  |  | 0.26881 | 0
2016-12-17 00:00:00 | 0.40073 | 0.40568 | 0.40569 | [6 empty] | -37.6 |  |  | 39.44 | 26.87 | 6.3952 | 15.7847 |  |  |  | 0.29102 | 0
2016-12-17 01:00:00 | 0.40639 | 0.41021 | 0.41022 | [6 empty] | -37.6 |  |  | 38.36 | 26 | 6.5878 | 16.2422 |  |  |  | 0.29669 | 0
2016-12-17 02:00:00 | 0.42051 | 0.42559 | 0.4256 | [6 empty] | -37.6 |  |  | 38.28 | 18.41 | 6.7123 | 16.556 |  |  |  | 0.31081 | 0
2016-12-17 03:00:00 | 0.45128 | 0.45572 | 0.45573 | [6 empty] | -37.6 |  |  | 39.07 | 15.65 | 7.2255 | 17.7396 |  |  |  | 0.34158 | 0.0067308
2016-12-17 04:00:00 | 0.54949 | 0.55904 | 0.55905 | [6 empty] | -37.6 |  |  | 39.01 | 17 | 8.5191 | 21.0376 |  |  |  | 0.43978 | 0.11005
2016-12-17 05:00:00 | 0.71985 | 0.71353 | 0.71354 | [6 empty] | -37.6 |  |  | 36 | 15.64 | 12.5576 | 30.5193 |  |  |  | 0.61015 | 0.26454
2016-12-17 06:00:00 | 0.73641 | 0.73246 | 0.73246 | [6 empty] | -37.6 |  |  | 39.01 | 15.91 | 12.8535 | 31.5561 |  |  |  | 0.62671 | 0.28346
2016-12-17 07:00:00 | 0.69817 | 0.69323 | 0.69324 | [6 empty] | -37.6 |  |  | 47.84 | 30.86 | 12.1925 | 29.8141 |  |  |  | 0.58846 | 0.24424
2016-12-17 08:00:00 | 0.689 | 0.68116 | 0.68117 | [6 empty] | -37.6 |  |  | 54.97 | 35.07 | 12.3004 | 30.0509 |  |  |  | 0.5793 | 0.23217
2016-12-17 09:00:00 | 0.66714 | 0.65872 | 0.65873 | [6 empty] | -37.6 |  |  | 54.91 | 39.06 | 12.023 | 29.4073 |  |  |  | 0.55744 | 0.20973
2016-12-17 10:00:00 | 0.64649 | 0.63939 | 0.6394 | [6 empty] | -37.6 |  |  | 54.35 | 40.6 | 11.6096 | 28.4605 |  |  |  | 0.53679 | 0.1904
2016-12-17 11:00:00 | 0.62277 | 0.61527 | 0.61528 | [6 empty] | -37.6 |  |  | 50.1 | 41.15 | 11.2674 | 27.6387 |  |  |  | 0.51307 | 0.16628
2016-12-17 12:00:00 | 0.6066 | 0.59782 | 0.59782 | [6 empty] | -37.6 |  |  | 47.65 | 37.81 | 11.118 | 27.2717 |  |  |  | 0.4969 | 0.14882
2016-12-17 13:00:00 | 0.59629 | 0.58807 | 0.58808 | [6 empty] | -37.6 |  |  | 49.68 | 36.83 | 10.9004 | 26.753 |  |  |  | 0.48658 | 0.13908
2016-12-17 14:00:00 | 0.58492 | 0.57552 | 0.57552 | [6 empty] | -37.6 |  |  | 50.68 | 37.76 | 10.8722 | 26.7423 |  |  |  | 0.47522 | 0.12652
2016-12-17 15:00:00 | 0.5919 | 0.58275 | 0.58275 | [6 empty] | -37.6 |  |  | 54.8 | 39.99 | 10.9769 | 27.0109 |  |  |  | 0.4822 | 0.13375
2016-12-17 16:00:00 | 0.6068 | 0.59655 | 0.59655 | [6 empty] | -37.6 |  |  | 61.01 | 42.63 | 11.4203 | 28.1918 |  |  |  | 0.4971 | 0.14755
2016-12-17 17:00:00 | 0.61417 | 0.60153 | 0.60153 | [6 empty] | -37.6 |  |  | 63.53 | 48.08 | 11.7607 | 29.0083 |  |  |  | 0.50447 | 0.15253
2016-12-17 18:00:00 | 0.61449 | 0.60024 | 0.60023 | [6 empty] | -37.6 |  |  | 54.98 | 45.85 | 11.9052 | 29.3434 |  |  |  | 0.50479 | 0.15123
2016-12-17 19:00:00 | 0.6083 | 0.5926 | 0.5926 | [6 empty] | -37.6 |  |  | 46.22 | 43.97 | 11.872 | 29.1892 |  |  |  | 0.4986 | 0.1436
2016-12-17 20:00:00 | 0.58618 | 0.57038 | 0.57038 | [6 empty] | -37.6 |  |  | 40.93 | 38.52 | 11.4966 | 28.2556 |  |  |  | 0.47648 | 0.12138
2016-12-17 21:00:00 | 0.53759 | 0.52275 | 0.52275 | [6 empty] | -37.6 |  |  | 40.98 | 34.25 | 10.5285 | 25.8195 |  |  |  | 0.42789 | 0.073755
2016-12-17 22:00:00 | 0.47963 | 0.46807 | 0.46808 | [6 empty] | -37.6 |  |  | 39.1 | 37.35 | 9.1916 | 22.4792 |  |  |  | 0.36992 | 0.019079
2016-12-17 23:00:00 | 0.41174 | 0.41276 | 0.41276 | [6 empty] | -37.6 |  |  | 35.78 | 31.63 | 6.8817 | 16.8912 |  |  |  | 0.30204 | 0
2016-12-18 00:00:00 | 0.36844 | 0.3776 | 0.37761 | [6 empty] | -37.6 |  |  | 35.23 | 30.51 | 5.4014 | 13.2999 |  |  |  | 0.25874 | 0
2016-12-18 01:00:00 | 0.37597 | 0.3824 | 0.38241 | [6 empty] | -37.6 |  |  | 33.96 | 24.7 | 5.763 | 14.1505 |  |  |  | 0.26627 | 0
2016-12-18 02:00:00 | 0.4078 | 0.41864 | 0.41865 | [6 empty] | -37.6 |  |  | 34.32 | 21.18 | 5.8783 | 14.4369 |  |  |  | 0.29809 | 0
2016-12-18 03:00:00 | 0.47346 | 0.48962 | 0.48964 | [6 empty] | -37.6 |  |  | 33.96 | 18.32 | 6.4095 | 15.6681 |  |  |  | 0.36375 | 0.040636
2016-12-18 04:00:00 | 0.56827 | 0.58676 | 0.58678 | [6 empty] | -37.6 |  |  | 33.93 | 15.14 | 7.807 | 19.1102 |  |  |  | 0.45856 | 0.13778
2016-12-18 05:00:00 | 0.64667 | 0.63546 | 0.63547 | [6 empty] | -37.6 |  |  | 34.36 | 18.32 | 11.786 | 28.6286 |  |  |  | 0.53697 | 0.18647
2016-12-18 06:00:00 | 0.65114 | 0.64014 | 0.64014 | [6 empty] | -37.6 |  |  | 38.37 | 11.98 | 12.0847 | 29.6701 |  |  |  | 0.54144 | 0.19114
2016-12-18 07:00:00 | 0.63601 | 0.62541 | 0.62541 | [6 empty] | -37.6 |  |  | 36.88 | 18.47 | 11.7117 | 28.6623 |  |  |  | 0.52631 | 0.17641
2016-12-18 08:00:00 | 0.61353 | 0.60287 | 0.60287 | [6 empty] | -37.6 |  |  | 44.72 | 28.03 | 11.4271 | 28.0497 |  |  |  | 0.50383 | 0.15387
2016-12-18 09:00:00 | 0.59273 | 0.58085 | 0.58085 | [6 empty] | -37.6 |  |  | 45.94 | 36.61 | 11.1594 | 27.3533 |  |  |  | 0.48303 | 0.13185
2016-12-18 10:00:00 | 0.5798 | 0.56861 | 0.56861 | [6 empty] | -37.6 |  |  | 52.29 | 41.04 | 10.8435 | 26.5424 |  |  |  | 0.4701 | 0.11961
2016-12-18 11:00:00 | 0.55384 | 0.543 | 0.543 | [6 empty] | -37.6 |  |  | 52 | 46.62 | 10.4214 | 25.561 |  |  |  | 0.44414 | 0.094003
2016-12-18 12:00:00 | 0.5441 | 0.53244 | 0.53244 | [6 empty] | -37.6 |  |  | 49.78 | 42.12 | 10.3203 | 25.2951 |  |  |  | 0.4344 | 0.083443
2016-12-18 13:00:00 | 0.54883 | 0.53852 | 0.53852 | [6 empty] | -37.6 |  |  | 45.82 | 35.22 | 10.2705 | 25.1732 |  |  |  | 0.43913 | 0.089523
2016-12-18 14:00:00 | 0.55537 | 0.54656 | 0.54657 | [6 empty] | -37.6 |  |  | 47.43 | 37.04 | 10.3046 | 25.3319 |  |  |  | 0.44566 | 0.097568
2016-12-18 15:00:00 | 0.55528 | 0.5449 | 0.5449 | [6 empty] | -37.6 |  |  | 49.98 | 39.05 | 10.429 | 25.6125 |  |  |  | 0.44558 | 0.095898
2016-12-18 16:00:00 | 0.5847 | 0.57564 | 0.57565 | [6 empty] | -37.6 |  |  | 54.92 | 41.84 | 10.8649 | 26.7525 |  |  |  | 0.475 | 0.12665
2016-12-18 17:00:00 | 0.5989 | 0.58859 | 0.58859 | [6 empty] | -37.6 |  |  | 53.98 | 48.02 | 11.2448 | 27.7059 |  |  |  | 0.4892 | 0.13959
2016-12-18 18:00:00 | 0.60062 | 0.58736 | 0.58736 | [6 empty] | -37.6 |  |  | 50.13 | 52.47 | 11.4926 | 28.2422 |  |  |  | 0.49092 | 0.13836
2016-12-18 19:00:00 | 0.60062 | 0.5873 | 0.5873 | [6 empty] | -37.6 |  |  | 49.92 | 52.05 | 11.4926 | 28.2348 |  |  |  | 0.49092 | 0.1383
2016-12-18 20:00:00 | 0.58543 | 0.57195 | 0.57195 | [6 empty] | -37.6 |  |  | 45.73 | 42.75 | 11.2264 | 27.5531 |  |  |  | 0.47573 | 0.12295
2016-12-18 21:00:00 | 0.52604 | 0.51151 | 0.51151 | [6 empty] | -37.6 |  |  | 47.14 | 37.74 | 10.2735 | 25.1585 |  |  |  | 0.41634 | 0.062507
2016-12-18 22:00:00 | 0.47013 | 0.46164 | 0.46164 | [6 empty] | -37.6 |  |  | 42.06 | 41.4 | 8.6738 | 21.1376 |  |  |  | 0.36042 | 0.012644
2016-12-18 23:00:00 | 0.39074 | 0.39265 | 0.39265 | [6 empty] | -37.6 |  |  | 39.9 | 39.04 | 6.3911 | 15.6225 |  |  |  | 0.28103 | 0
2016-12-19 00:00:00 | 0.35406 | 0.36286 | 0.36287 | [6 empty] | -37.6 |  |  | 39.08 | 39.99 | 5.182 | 12.7497 |  |  |  | 0.24435 | 0
2016-12-19 01:00:00 | 0.37009 | 0.37781 | 0.37782 | [6 empty] | -37.6 |  |  | 39.02 | 37.45 | 5.529 | 13.5657 |  |  |  | 0.26039 | 0
2016-12-19 02:00:00 | 0.39149 | 0.40184 | 0.40185 | [6 empty] | -37.6 |  |  | 38.56 | 37.13 | 5.6396 | 13.8404 |  |  |  | 0.28178 | 0
2016-12-19 03:00:00 | 0.42718 | 0.43784 | 0.43785 | [6 empty] | -37.6 |  |  | 39.01 | 36.62 | 6.1494 | 15.0209 |  |  |  | 0.31747 | 0
2016-12-19 04:00:00 | 0.51905 | 0.53208 | 0.5321 | [6 empty] | -37.6 |  |  | 39.05 | 35.07 | 7.4904 | 18.3217 |  |  |  | 0.40934 | 0.0831
2016-12-19 05:00:00 | 0.67386 | 0.67229 | 0.6723 | [6 empty] | -37.6 |  |  | 54.11 | 35.22 | 11.3085 | 27.4491 |  |  |  | 0.56415 | 0.2233
2016-12-19 06:00:00 | 0.69202 | 0.69306 | 0.69307 | [6 empty] | -37.6 |  |  | 66.7 | 42.07 | 11.593 | 28.438 |  |  |  | 0.58232 | 0.24407
2016-12-19 07:00:00 | 0.67389 | 0.67469 | 0.6747 | [6 empty] | -37.6 |  |  | 65.38 | 54.36 | 11.2356 | 27.4739 |  |  |  | 0.56419 | 0.2257
2016-12-19 08:00:00 | 0.65171 | 0.65235 | 0.65236 | [6 empty] | -37.6 |  |  | 75.1 | 56.93 | 10.9628 | 26.8881 |  |  |  | 0.54201 | 0.20336
2016-12-19 09:00:00 | 0.62931 | 0.62836 | 0.62837 | [6 empty] | -37.6 |  |  | 74.99 | 56.31 | 10.7061 | 26.2212 |  |  |  | 0.51961 | 0.17937
2016-12-19 10:00:00 | 0.60231 | 0.59948 | 0.59948 | [6 empty] | -37.6 |  |  | 72.19 | 58.63 | 10.4031 | 25.4444 |  |  |  | 0.49261 | 0.15048
2016-12-19 11:00:00 | 0.57425 | 0.5712 | 0.57121 | [6 empty] | -37.6 |  |  | 70.8 | 55.92 | 9.9982 | 24.5037 |  |  |  | 0.46455 | 0.12221
2016-12-19 12:00:00 | 0.56689 | 0.56341 | 0.56342 | [6 empty] | -37.6 |  |  | 71.48 | 54.9 | 9.9012 | 24.2492 |  |  |  | 0.45719 | 0.11442
2016-12-19 13:00:00 | 0.56096 | 0.55694 | 0.55695 | [6 empty] | -37.6 |  |  | 70.82 | 55.99 | 9.8535 | 24.1323 |  |  |  | 0.45126 | 0.10795
2016-12-19 14:00:00 | 0.56319 | 0.5599 | 0.55991 | [6 empty] | -37.6 |  |  | 72.99 | 55.6 | 9.8861 | 24.284 |  |  |  | 0.45348 | 0.11091
2016-12-19 15:00:00 | 0.56731 | 0.56324 | 0.56325 | [6 empty] | -37.6 |  |  | 69.24 | 55.75 | 10.0054 | 24.5525 |  |  |  | 0.45761 | 0.11425
2016-12-19 16:00:00 | 0.5847 | 0.58 | 0.58 | [6 empty] | -37.6 |  |  | 79.46 | 58.07 | 10.4234 | 25.6449 |  |  |  | 0.475 | 0.131
2016-12-19 17:00:00 | 0.59277 | 0.58588 | 0.58588 | [6 empty] | -37.6 |  |  | 66 | 64.89 | 10.7879 | 26.5585 |  |  |  | 0.48307 | 0.13688
2016-12-19 18:00:00 | 0.59393 | 0.58411 | 0.58412 | [6 empty] | -37.6 |  |  | 67 | 59.91 | 11.0257 | 27.0729 |  |  |  | 0.48423 | 0.13512
2016-12-19 19:00:00 | 0.58161 | 0.56958 | 0.56958 | [6 empty] | -37.6 |  |  | 50.94 | 53.84 | 11.0257 | 27.066 |  |  |  | 0.47191 | 0.12058
2016-12-19 20:00:00 | 0.56184 | 0.54875 | 0.54875 | [6 empty] | -37.6 |  |  | 40.16 | 48.75 | 10.7704 | 26.413 |  |  |  | 0.45214 | 0.099752
2016-12-19 21:00:00 | 0.50464 | 0.49053 | 0.49053 | [6 empty] | -37.6 |  |  | 40.05 | 41.68 | 9.8564 | 24.1184 |  |  |  | 0.39494 | 0.041535
2016-12-19 22:00:00 | 0.43982 | 0.42958 | 0.42959 | [6 empty] | -37.6 |  |  | 35.74 | 39.68 | 8.3224 | 20.2678 |  |  |  | 0.33012 | 0
2016-12-19 23:00:00 | 0.37421 | 0.37582 | 0.37583 | [6 empty] | -37.6 |  |  | 37.49 | 38.67 | 6.1319 | 14.9782 |  |  |  | 0.26451 | 0
2016-12-20 00:00:00 | 0.37593 | 0.38601 | 0.38602 | [6 empty] | -37.6 |  |  | 37.06 | 38.53 | 5.4427 | 13.4034 |  |  |  | 0.26623 | 0
2016-12-20 01:00:00 | 0.39279 | 0.40172 | 0.40173 | [6 empty] | -37.6 |  |  | 37.06 | 36.59 | 5.8069 | 14.2605 |  |  |  | 0.28308 | 0
2016-12-20 02:00:00 | 0.4119 | 0.42302 | 0.42303 | [6 empty] | -37.6 |  |  | 34.96 | 35.21 | 5.9231 | 14.5492 |  |  |  | 0.3022 | 0
2016-12-20 03:00:00 | 0.44945 | 0.46092 | 0.46093 | [6 empty] | -37.6 |  |  | 37 | 32.91 | 6.4584 | 15.7899 |  |  |  | 0.33975 | 0.011933
2016-12-20 04:00:00 | 0.54474 | 0.55851 | 0.55853 | [6 empty] | -37.6 |  |  | 38.14 | 33.39 | 7.8665 | 19.2586 |  |  |  | 0.43503 | 0.10953
2016-12-20 05:00:00 | 0.70881 | 0.70758 | 0.70759 | [6 empty] | -37.6 |  |  | 43.27 | 37.56 | 11.8758 | 28.8505 |  |  |  | 0.5991 | 0.25859
2016-12-20 06:00:00 | 0.73413 | 0.73677 | 0.73678 | [6 empty] | -37.6 |  |  | 55.94 | 41.09 | 12.1772 | 29.902 |  |  |  | 0.62443 | 0.28778
2016-12-20 07:00:00 | 0.71505 | 0.71742 | 0.71742 | [6 empty] | -37.6 |  |  | 55.95 | 49.13 | 11.8012 | 28.886 |  |  |  | 0.60535 | 0.26842
2016-12-20 08:00:00 | 0.69034 | 0.69228 | 0.69229 | [6 empty] | -37.6 |  |  | 58.13 | 48.63 | 11.5144 | 28.2683 |  |  |  | 0.58063 | 0.24329
2016-12-20 09:00:00 | 0.66402 | 0.66379 | 0.6638 | [6 empty] | -37.6 |  |  | 54.97 | 51.45 | 11.2446 | 27.5664 |  |  |  | 0.55432 | 0.2148
2016-12-20 10:00:00 | 0.63493 | 0.63257 | 0.63258 | [6 empty] | -37.6 |  |  | 58.92 | 53.19 | 10.9262 | 26.7491 |  |  |  | 0.52522 | 0.18358
2016-12-20 11:00:00 | 0.60813 | 0.60602 | 0.60602 | [6 empty] | -37.6 |  |  | 54.91 | 54.52 | 10.5009 | 25.76 |  |  |  | 0.49842 | 0.15702
2016-12-20 12:00:00 | 0.59697 | 0.5938 | 0.59381 | [6 empty] | -37.6 |  |  | 58.53 | 52.43 | 10.399 | 25.492 |  |  |  | 0.48727 | 0.14481
2016-12-20 13:00:00 | 0.59073 | 0.58698 | 0.58699 | [6 empty] | -37.6 |  |  | 58.17 | 53.19 | 10.3489 | 25.3691 |  |  |  | 0.48102 | 0.13799
2016-12-20 14:00:00 | 0.59375 | 0.59091 | 0.59091 | [6 empty] | -37.6 |  |  | 54.97 | 51.19 | 10.3832 | 25.5291 |  |  |  | 0.48405 | 0.14191
2016-12-20 15:00:00 | 0.60014 | 0.59683 | 0.59684 | [6 empty] | -37.6 |  |  | 57.82 | 49.49 | 10.5087 | 25.812 |  |  |  | 0.49043 | 0.14784
2016-12-20 16:00:00 | 0.60955 | 0.60403 | 0.60404 | [6 empty] | -37.6 |  |  | 66.33 | 51.19 | 10.9479 | 26.9609 |  |  |  | 0.49984 | 0.15504
2016-12-20 17:00:00 | 0.61391 | 0.60539 | 0.60539 | [6 empty] | -37.6 |  |  | 58.91 | 61.19 | 11.3307 | 27.9219 |  |  |  | 0.50421 | 0.15639
2016-12-20 18:00:00 | 0.61511 | 0.60351 | 0.60352 | [6 empty] | -37.6 |  |  | 55.09 | 59.81 | 11.5804 | 28.4622 |  |  |  | 0.50541 | 0.15452
2016-12-20 19:00:00 | 0.61169 | 0.59944 | 0.59944 | [6 empty] | -37.6 |  |  | 43.53 | 59.24 | 11.5804 | 28.4548 |  |  |  | 0.50199 | 0.15044
2016-12-20 20:00:00 | 0.5861 | 0.57188 | 0.57188 | [6 empty] | -37.6 |  |  | 39.27 | 53.02 | 11.3122 | 27.7677 |  |  |  | 0.4764 | 0.12288
2016-12-20 21:00:00 | 0.52661 | 0.5114 | 0.5114 | [6 empty] | -37.6 |  |  | 39.04 | 47.75 | 10.3519 | 25.3543 |  |  |  | 0.41691 | 0.062397
2016-12-20 22:00:00 | 0.45981 | 0.44884 | 0.44885 | [6 empty] | -37.6 |  |  | 36.34 | 47.11 | 8.7398 | 21.3013 |  |  |  | 0.3501 | 0
2016-12-20 23:00:00 | 0.39364 | 0.39557 | 0.39558 | [6 empty] | -37.6 |  |  | 31.88 | 43.14 | 6.4398 | 15.7438 |  |  |  | 0.28394 | 0
2016-12-21 00:00:00 | 0.3868 | 0.397 | 0.39701 | [6 empty] | -37.6 |  |  | 31.35 | 42.05 | 5.6251 | 13.8622 |  |  |  | 0.2771 | 0
2016-12-21 01:00:00 | 0.40417 | 0.41318 | 0.41319 | [6 empty] | -37.6 |  |  | 31.74 | 39.05 | 6.0015 | 14.7481 |  |  |  | 0.29447 | 0
2016-12-21 02:00:00 | 0.4238 | 0.43505 | 0.43506 | [6 empty] | -37.6 |  |  | 31.35 | 38.23 | 6.1216 | 15.0466 |  |  |  | 0.3141 | 0
2016-12-21 03:00:00 | 0.46244 | 0.47402 | 0.47403 | [6 empty] | -37.6 |  |  | 31.34 | 35.03 | 6.6747 | 16.3295 |  |  |  | 0.35273 | 0.02503
2016-12-21 04:00:00 | 0.56048 | 0.57439 | 0.57441 | [6 empty] | -37.6 |  |  | 31.34 | 36.11 | 8.1298 | 19.9159 |  |  |  | 0.45077 | 0.12541
2016-12-21 05:00:00 | 0.72966 | 0.72805 | 0.72806 | [6 empty] | -37.6 |  |  | 36.09 | 38.17 | 12.2728 | 29.8337 |  |  |  | 0.61995 | 0.27906
2016-12-21 06:00:00 | 0.75574 | 0.75814 | 0.75815 | [6 empty] | -37.6 |  |  | 46.97 | 42.85 | 12.5863 | 30.93 |  |  |  | 0.64604 | 0.30915
2016-12-21 07:00:00 | 0.73608 | 0.73819 | 0.7382 | [6 empty] | -37.6 |  |  | 49.97 | 49.08 | 12.1973 | 29.8773 |  |  |  | 0.62637 | 0.2892
2016-12-21 08:00:00 | 0.71066 | 0.71235 | 0.71235 | [6 empty] | -37.6 |  |  | 46.27 | 53.22 | 11.9006 | 29.2372 |  |  |  | 0.60095 | 0.26335
2016-12-21 09:00:00 | 0.68361 | 0.68307 | 0.68308 | [6 empty] | -37.6 |  |  | 46.9 | 54.42 | 11.6217 | 28.5106 |  |  |  | 0.5739 | 0.23408
2016-12-21 10:00:00 | 0.65369 | 0.65098 | 0.65099 | [6 empty] | -37.6 |  |  | 43.96 | 53.27 | 11.2925 | 27.6647 |  |  |  | 0.54398 | 0.20199
2016-12-21 11:00:00 | 0.62611 | 0.62366 | 0.62367 | [6 empty] | -37.6 |  |  | 39.53 | 55.5 | 10.8529 | 26.6417 |  |  |  | 0.5164 | 0.17467
2016-12-21 12:00:00 | 0.61464 | 0.61111 | 0.61111 | [6 empty] | -37.6 |  |  | 39.38 | 56.4 | 10.7475 | 26.3642 |  |  |  | 0.50493 | 0.16211
2016-12-21 13:00:00 | 0.60822 | 0.60411 | 0.60411 | [6 empty] | -37.6 |  |  | 41.97 | 54.91 | 10.6957 | 26.237 |  |  |  | 0.49852 | 0.15511
2016-12-21 14:00:00 | 0.61134 | 0.60815 | 0.60815 | [6 empty] | -37.6 |  |  | 47.95 | 54.49 | 10.7313 | 26.4029 |  |  |  | 0.50163 | 0.15915
2016-12-21 15:00:00 | 0.61791 | 0.61425 | 0.61426 | [6 empty] | -37.6 |  |  | 47.95 | 54.45 | 10.861 | 26.6959 |  |  |  | 0.50821 | 0.16526
2016-12-21 16:00:00 | 0.62767 | 0.62173 | 0.62174 | [6 empty] | -37.6 |  |  | 48.95 | 55.46 | 11.3151 | 27.8847 |  |  |  | 0.51797 | 0.17274
2016-12-21 17:00:00 | 0.63224 | 0.62321 | 0.62321 | [6 empty] | -37.6 |  |  | 47 | 62.4 | 11.7108 | 28.8788 |  |  |  | 0.52254 | 0.17421
2016-12-21 18:00:00 | 0.63352 | 0.62133 | 0.62133 | [6 empty] | -37.6 |  |  | 44.62 | 62.96 | 11.9688 | 29.4373 |  |  |  | 0.52382 | 0.17233
2016-12-21 19:00:00 | 0.63001 | 0.61715 | 0.61715 | [6 empty] | -37.6 |  |  | 39.05 | 58.96 | 11.9688 | 29.4296 |  |  |  | 0.52031 | 0.16815
2016-12-21 20:00:00 | 0.60371 | 0.58883 | 0.58883 | [6 empty] | -37.6 |  |  | 37.22 | 54.91 | 11.6915 | 28.7186 |  |  |  | 0.49401 | 0.13983
2016-12-21 21:00:00 | 0.54247 | 0.52658 | 0.52658 | [6 empty] | -37.6 |  |  | 34.57 | 49.59 | 10.6989 | 26.2216 |  |  |  | 0.43276 | 0.077584
2016-12-21 22:00:00 | 0.47356 | 0.46206 | 0.46207 | [6 empty] | -37.6 |  |  | 33.94 | 48 | 9.0319 | 22.0261 |  |  |  | 0.36386 | 0.013067
2016-12-21 23:00:00 | 0.40519 | 0.40699 | 0.40699 | [6 empty] | -37.6 |  |  | 34.34 | 46.36 | 6.6553 | 16.2809 |  |  |  | 0.29548 | 0
2016-12-22 00:00:00 | 0.39105 | 0.40171 | 0.40172 | [6 empty] | -37.6 |  |  | 32.72 | 42.87 | 5.6541 | 13.9352 |  |  |  | 0.28135 | 0
2016-12-22 01:00:00 | 0.40857 | 0.41805 | 0.41806 | [6 empty] | -37.6 |  |  | 33.34 | 39.94 | 6.0324 | 14.8256 |  |  |  | 0.29887 | 0
2016-12-22 02:00:00 | 0.42847 | 0.44022 | 0.44023 | [6 empty] | -37.6 |  |  | 34.42 | 36.98 | 6.1531 | 15.1257 |  |  |  | 0.31876 | 0
2016-12-22 03:00:00 | 0.46753 | 0.47966 | 0.47967 | [6 empty] | -37.6 |  |  | 34.9 | 33.22 | 6.7091 | 16.4153 |  |  |  | 0.35783 | 0.030675
2016-12-22 04:00:00 | 0.56664 | 0.58121 | 0.58123 | [6 empty] | -37.6 |  |  | 36.03 | 33.53 | 8.1716 | 20.0204 |  |  |  | 0.45693 | 0.13223
2016-12-22 05:00:00 | 0.73717 | 0.73624 | 0.73625 | [6 empty] | -37.6 |  |  | 41.88 | 37.62 | 12.3359 | 29.99 |  |  |  | 0.62746 | 0.28725
2016-12-22 06:00:00 | 0.76357 | 0.76671 | 0.76671 | [6 empty] | -37.6 |  |  | 51.84 | 44.4 | 12.6513 | 31.0935 |  |  |  | 0.65387 | 0.31771
2016-12-22 07:00:00 | 0.74372 | 0.74655 | 0.74656 | [6 empty] | -37.6 |  |  | 51.78 | 54.41 | 12.2602 | 30.035 |  |  |  | 0.63402 | 0.29756
2016-12-22 08:00:00 | 0.718 | 0.72037 | 0.72038 | [6 empty] | -37.6 |  |  | 50.99 | 55.81 | 11.962 | 29.3912 |  |  |  | 0.60829 | 0.27138
2016-12-22 09:00:00 | 0.69062 | 0.69072 | 0.69073 | [6 empty] | -37.6 |  |  | 55.62 | 56.08 | 11.6816 | 28.6608 |  |  |  | 0.58091 | 0.24173
2016-12-22 10:00:00 | 0.66033 | 0.65822 | 0.65822 | [6 empty] | -37.6 |  |  | 54.26 | 57.44 | 11.3507 | 27.8103 |  |  |  | 0.55063 | 0.20922
2016-12-22 11:00:00 | 0.63246 | 0.63058 | 0.63059 | [6 empty] | -37.6 |  |  | 51.4 | 56.35 | 10.9088 | 26.782 |  |  |  | 0.52276 | 0.18159
2016-12-22 12:00:00 | 0.62085 | 0.61786 | 0.61787 | [6 empty] | -37.6 |  |  | 50.94 | 54.48 | 10.8029 | 26.5029 |  |  |  | 0.51114 | 0.16887
2016-12-22 13:00:00 | 0.61435 | 0.61076 | 0.61077 | [6 empty] | -37.6 |  |  | 50.93 | 55.14 | 10.7507 | 26.375 |  |  |  | 0.50465 | 0.16177
2016-12-22 14:00:00 | 0.6175 | 0.61485 | 0.61486 | [6 empty] | -37.6 |  |  | 51.97 | 53.91 | 10.7866 | 26.5418 |  |  |  | 0.5078 | 0.16586
2016-12-22 15:00:00 | 0.62414 | 0.62102 | 0.62103 | [6 empty] | -37.6 |  |  | 56.7 | 51.39 | 10.917 | 26.8365 |  |  |  | 0.51444 | 0.17203
2016-12-22 16:00:00 | 0.63391 | 0.6285 | 0.62851 | [6 empty] | -37.6 |  |  | 54.46 | 54.95 | 11.3734 | 28.0316 |  |  |  | 0.52421 | 0.17951
2016-12-22 17:00:00 | 0.63843 | 0.6299 | 0.62991 | [6 empty] | -37.6 |  |  | 54.92 | 59.6 | 11.7712 | 29.031 |  |  |  | 0.52873 | 0.18091
2016-12-22 18:00:00 | 0.63966 | 0.62794 | 0.62794 | [6 empty] | -37.6 |  |  | 51 | 61.19 | 12.0305 | 29.5924 |  |  |  | 0.52995 | 0.17894
2016-12-22 19:00:00 | 0.6361 | 0.62369 | 0.62369 | [6 empty] | -37.6 |  |  | 39.94 | 59.06 | 12.0305 | 29.5846 |  |  |  | 0.5264 | 0.17469
2016-12-22 20:00:00 | 0.60947 | 0.59501 | 0.59501 | [6 empty] | -37.6 |  |  | 37.66 | 53.2 | 11.7517 | 28.8698 |  |  |  | 0.49977 | 0.14601
2016-12-22 21:00:00 | 0.54759 | 0.53206 | 0.53206 | [6 empty] | -37.6 |  |  | 38.62 | 49.5 | 10.754 | 26.3595 |  |  |  | 0.43788 | 0.083056
2016-12-22 22:00:00 | 0.47812 | 0.46695 | 0.46695 | [6 empty] | -37.6 |  |  | 34.95 | 47.5 | 9.0783 | 22.1414 |  |  |  | 0.36842 | 0.017955
2016-12-22 23:00:00 | 0.40941 | 0.41161 | 0.41161 | [6 empty] | -37.6 |  |  | 29.02 | 43.07 | 6.6896 | 16.3663 |  |  |  | 0.29971 | 0
2016-12-23 00:00:00 | 0.35064 | 0.35878 | 0.35879 | [6 empty] | -37.6 |  |  | 29.58 | 41.85 | 5.1894 | 12.7681 |  |  |  | 0.24094 | 0
2016-12-23 01:00:00 | 0.36786 | 0.37511 | 0.37512 | [6 empty] | -37.6 |  |  | 27.58 | 40.46 | 5.5369 | 13.5853 |  |  |  | 0.25816 | 0
2016-12-23 02:00:00 | 0.38002 | 0.38829 | 0.3883 | [6 empty] | -37.6 |  |  | 26.78 | 37.75 | 5.6476 | 13.8604 |  |  |  | 0.27032 | 0
2016-12-23 03:00:00 | 0.41409 | 0.42237 | 0.42238 | [6 empty] | -37.6 |  |  | 29.02 | 35.13 | 6.1581 | 15.0425 |  |  |  | 0.30439 | 0
2016-12-23 04:00:00 | 0.5038 | 0.51406 | 0.51407 | [6 empty] | -37.6 |  |  | 30 | 34.03 | 7.5011 | 18.3481 |  |  |  | 0.3941 | 0.065072
2016-12-23 05:00:00 | 0.67264 | 0.6707 | 0.67071 | [6 empty] | -37.6 |  |  | 36.3 | 37.44 | 11.3245 | 27.4886 |  |  |  | 0.56294 | 0.22171
2016-12-23 06:00:00 | 0.69763 | 0.6995 | 0.6995 | [6 empty] | -37.6 |  |  | 45.91 | 42.74 | 11.6095 | 28.4792 |  |  |  | 0.58793 | 0.2505
2016-12-23 07:00:00 | 0.67772 | 0.67903 | 0.67904 | [6 empty] | -37.6 |  |  | 50.91 | 49.63 | 11.2515 | 27.5137 |  |  |  | 0.56802 | 0.23004
2016-12-23 08:00:00 | 0.65324 | 0.654 | 0.654 | [6 empty] | -37.6 |  |  | 51.15 | 53.34 | 10.9784 | 26.927 |  |  |  | 0.54354 | 0.205
2016-12-23 09:00:00 | 0.62982 | 0.62881 | 0.62882 | [6 empty] | -37.6 |  |  | 50.98 | 54.31 | 10.7213 | 26.2591 |  |  |  | 0.52012 | 0.17982
2016-12-23 10:00:00 | 0.6025 | 0.59955 | 0.59956 | [6 empty] | -37.6 |  |  | 48.89 | 53.31 | 10.4179 | 25.4812 |  |  |  | 0.4928 | 0.15056
2016-12-23 11:00:00 | 0.57471 | 0.5716 | 0.57161 | [6 empty] | -37.6 |  |  | 45.91 | 54.45 | 10.0124 | 24.5391 |  |  |  | 0.46501 | 0.12261
2016-12-23 12:00:00 | 0.56298 | 0.55867 | 0.55867 | [6 empty] | -37.6 |  |  | 45.12 | 54.26 | 9.9153 | 24.2842 |  |  |  | 0.45327 | 0.10967
2016-12-23 13:00:00 | 0.55649 | 0.55154 | 0.55155 | [6 empty] | -37.6 |  |  | 44.95 | 50.46 | 9.8675 | 24.1672 |  |  |  | 0.44679 | 0.10255
2016-12-23 14:00:00 | 0.55869 | 0.55448 | 0.55448 | [6 empty] | -37.6 |  |  | 44.96 | 45.35 | 9.9001 | 24.3191 |  |  |  | 0.44899 | 0.10548
2016-12-23 15:00:00 | 0.56472 | 0.56005 | 0.56006 | [6 empty] | -37.6 |  |  | 46.96 | 42.67 | 10.0197 | 24.588 |  |  |  | 0.45502 | 0.11106
2016-12-23 16:00:00 | 0.57439 | 0.56774 | 0.56774 | [6 empty] | -37.6 |  |  | 48.39 | 46.67 | 10.4382 | 25.682 |  |  |  | 0.46469 | 0.11874
2016-12-23 17:00:00 | 0.58125 | 0.57219 | 0.57219 | [6 empty] | -37.6 |  |  | 40.84 | 53.95 | 10.8032 | 26.597 |  |  |  | 0.47155 | 0.12319
2016-12-23 18:00:00 | 0.58443 | 0.5728 | 0.5728 | [6 empty] | -37.6 |  |  | 38.15 | 54.18 | 11.0414 | 27.1121 |  |  |  | 0.47473 | 0.1238
2016-12-23 19:00:00 | 0.57807 | 0.56526 | 0.56526 | [6 empty] | -37.6 |  |  | 36.28 | 53.19 | 11.0414 | 27.1051 |  |  |  | 0.46837 | 0.11626
2016-12-23 20:00:00 | 0.55596 | 0.54169 | 0.54169 | [6 empty] | -37.6 |  |  | 33 | 49.83 | 10.7857 | 26.4512 |  |  |  | 0.44626 | 0.092687
2016-12-23 21:00:00 | 0.50055 | 0.48558 | 0.48558 | [6 empty] | -37.6 |  |  | 27.57 | 44 | 9.8704 | 24.1532 |  |  |  | 0.39084 | 0.036576
2016-12-23 22:00:00 | 0.43348 | 0.422 | 0.42201 | [6 empty] | -37.6 |  |  | 7.82 | 45.1 | 8.3342 | 20.2969 |  |  |  | 0.32377 | 0
2016-12-23 23:00:00 | 0.36843 | 0.36894 | 0.36895 | [6 empty] | -37.6 |  |  | 10.38 | 41.6 | 6.1406 | 14.9998 |  |  |  | 0.25873 | 0
2016-12-24 00:00:00 | 0.30815 | 0.31281 | 0.31282 | [6 empty] | -37.6 |  |  | 3.71 | 24.3 | 4.7881 | 11.7648 |  |  |  | 0.19844 | 0
2016-12-24 01:00:00 | 0.32565 | 0.32977 | 0.32978 | [6 empty] | -37.6 |  |  | -7.62 | 19.14 | 5.109 | 12.5189 |  |  |  | 0.21594 | 0
2016-12-24 02:00:00 | 0.33994 | 0.34554 | 0.34555 | [6 empty] | -37.6 |  |  | -2.57 | 17.16 | 5.2112 | 12.7723 |  |  |  | 0.23024 | 0
2016-12-24 03:00:00 | 0.37098 | 0.37651 | 0.37652 | [6 empty] | -37.6 |  |  | 8.47 | 12.96 | 5.6823 | 13.862 |  |  |  | 0.26127 | 0
2016-12-24 04:00:00 | 0.45256 | 0.45966 | 0.45968 | [6 empty] | -37.6 |  |  | 8.59 | 12.96 | 6.9219 | 16.9096 |  |  |  | 0.34285 | 0.010677
2016-12-24 05:00:00 | 0.60615 | 0.60151 | 0.60152 | [6 empty] | -37.6 |  |  | 3.97 | 12.23 | 10.4508 | 25.3363 |  |  |  | 0.49644 | 0.15252
2016-12-24 06:00:00 | 0.6111 | 0.60677 | 0.60677 | [6 empty] | -37.6 |  |  | 8.69 | 12.91 | 10.7104 | 26.2337 |  |  |  | 0.5014 | 0.15777
2016-12-24 07:00:00 | 0.59295 | 0.58816 | 0.58817 | [6 empty] | -37.6 |  |  | 15.99 | 18.37 | 10.3808 | 25.3472 |  |  |  | 0.48325 | 0.13917
2016-12-24 08:00:00 | 0.56735 | 0.56154 | 0.56154 | [6 empty] | -37.6 |  |  | 20.36 | 26.73 | 10.1293 | 24.809 |  |  |  | 0.45765 | 0.11254
2016-12-24 09:00:00 | 0.54913 | 0.54229 | 0.5423 | [6 empty] | -37.6 |  |  | 21 | 32.11 | 9.8922 | 24.1947 |  |  |  | 0.43943 | 0.093298
2016-12-24 10:00:00 | 0.5329 | 0.52585 | 0.52585 | [6 empty] | -37.6 |  |  | 20.02 | 33.9 | 9.6124 | 23.4789 |  |  |  | 0.42319 | 0.076854
2016-12-24 11:00:00 | 0.50203 | 0.49394 | 0.49394 | [6 empty] | -37.6 |  |  | 18.04 | 35.88 | 9.2383 | 22.611 |  |  |  | 0.39233 | 0.04494
2016-12-24 12:00:00 | 0.48544 | 0.47523 | 0.47524 | [6 empty] | -37.6 |  |  | 15.3 | 35.44 | 9.1489 | 22.3767 |  |  |  | 0.37574 | 0.026236
2016-12-24 13:00:00 | 0.48039 | 0.46976 | 0.46976 | [6 empty] | -37.6 |  |  | 10.41 | 33.08 | 9.1048 | 22.269 |  |  |  | 0.37069 | 0.020759
2016-12-24 14:00:00 | 0.48286 | 0.47298 | 0.47298 | [6 empty] | -37.6 |  |  | 10.51 | 31.65 | 9.1348 | 22.4082 |  |  |  | 0.37316 | 0.023978
2016-12-24 15:00:00 | 0.49306 | 0.48357 | 0.48357 | [6 empty] | -37.6 |  |  | 13.79 | 31.59 | 9.2449 | 22.6552 |  |  |  | 0.38336 | 0.03457
2016-12-24 16:00:00 | 0.50971 | 0.49973 | 0.49973 | [6 empty] | -37.6 |  |  | 13.69 | 32.92 | 9.6309 | 23.6624 |  |  |  | 0.40001 | 0.05073
2016-12-24 17:00:00 | 0.51849 | 0.5067 | 0.5067 | [6 empty] | -37.6 |  |  | 8.67 | 42.31 | 9.9676 | 24.5049 |  |  |  | 0.40878 | 0.057699
2016-12-24 18:00:00 | 0.51796 | 0.50318 | 0.50318 | [6 empty] | -37.6 |  |  | 2.16 | 44.08 | 10.1875 | 24.9802 |  |  |  | 0.40826 | 0.054182
2016-12-24 19:00:00 | 0.5115 | 0.49554 | 0.49554 | [6 empty] | -37.6 |  |  | 2.93 | 35.31 | 10.1875 | 24.9739 |  |  |  | 0.4018 | 0.046539
2016-12-24 20:00:00 | 0.50408 | 0.48905 | 0.48905 | [6 empty] | -37.6 |  |  | 0.11 | 32.95 | 9.9517 | 24.3721 |  |  |  | 0.39438 | 0.040052
2016-12-24 21:00:00 | 0.45464 | 0.43929 | 0.43929 | [6 empty] | -37.6 |  |  | 8.31 | 30.75 | 9.1075 | 22.2563 |  |  |  | 0.34494 | 0
2016-12-24 22:00:00 | 0.39559 | 0.38403 | 0.38403 | [6 empty] | -37.6 |  |  | -12.05 | 35.88 | 7.6914 | 18.7095 |  |  |  | 0.28588 | 0
2016-12-24 23:00:00 | 0.33828 | 0.3383 | 0.33831 | [6 empty] | -37.6 |  |  | -18.07 | 31.11 | 5.6664 | 13.8243 |  |  |  | 0.22857 | 0
2016-12-25 00:00:00 | 0.2896 | 0.30039 | 0.3004 | [6 empty] | -37.6 |  |  | -36.1 | 19.66 | 3.8875 | 9.5515 |  |  |  | 0.1799 | 0
2016-12-25 01:00:00 | 0.28509 | 0.29101 | 0.29102 | [6 empty] | -37.6 |  |  | -38.78 | 13.15 | 4.256 | 10.4253 |  |  |  | 0.17538 | 0
2016-12-25 02:00:00 | 0.30695 | 0.31741 | 0.31742 | [6 empty] | -37.6 |  |  | -26.87 | 7.81 | 4.1476 | 10.1225 |  |  |  | 0.19724 | 0
2016-12-25 03:00:00 | 0.36022 | 0.37431 | 0.37432 | [6 empty] | -37.6 |  |  | -15.06 | -0.1 | 4.6343 | 11.25 |  |  |  | 0.25052 | 0
2016-12-25 04:00:00 | 0.45489 | 0.46988 | 0.4699 | [6 empty] | -37.6 |  |  | -12.1 | 0.06 | 6.1505 | 14.9657 |  |  |  | 0.34518 | 0.020897
2016-12-25 05:00:00 | 0.49765 | 0.49082 | 0.49083 | [6 empty] | -37.6 |  |  | -30.07 | -0.04 | 9.0197 | 22.0387 |  |  |  | 0.38794 | 0.041826
2016-12-25 06:00:00 | 0.50686 | 0.49973 | 0.49973 | [6 empty] | -37.6 |  |  | -4.02 | -10.1 | 9.4268 | 23.3046 |  |  |  | 0.39716 | 0.05073
2016-12-25 07:00:00 | 0.48504 | 0.47521 | 0.47521 | [6 empty] | -37.6 |  |  | 0.1 | 0.93 | 9.1871 | 22.5724 |  |  |  | 0.37534 | 0.026211
2016-12-25 08:00:00 | 0.47062 | 0.4601 | 0.46011 | [6 empty] | -37.6 |  |  | 10.6 | 13.61 | 8.9286 | 21.8429 |  |  |  | 0.36092 | 0.011106
2016-12-25 09:00:00 | 0.44313 | 0.43152 | 0.43152 | [6 empty] | -37.6 |  |  | 13.49 | 16.94 | 8.4643 | 20.5912 |  |  |  | 0.33343 | 0
2016-12-25 10:00:00 | 0.42862 | 0.418 | 0.418 | [6 empty] | -37.6 |  |  | 13.67 | 22.81 | 8.1262 | 19.7598 |  |  |  | 0.31892 | 0
2016-12-25 11:00:00 | 0.40874 | 0.39838 | 0.39838 | [6 empty] | -37.6 |  |  | 8.76 | 26.22 | 7.7959 | 18.9813 |  |  |  | 0.29904 | 0
2016-12-25 12:00:00 | 0.39535 | 0.38433 | 0.38433 | [6 empty] | -37.6 |  |  | 0.13 | 24.87 | 7.6407 | 18.6099 |  |  |  | 0.28565 | 0
2016-12-25 13:00:00 | 0.39776 | 0.38895 | 0.38895 | [6 empty] | -37.6 |  |  | -0.1 | 22.33 | 7.5167 | 18.3587 |  |  |  | 0.28806 | 0
2016-12-25 14:00:00 | 0.39204 | 0.3816 | 0.3816 | [6 empty] | -37.6 |  |  | 0.08 | 19.62 | 7.5602 | 18.4499 |  |  |  | 0.28234 | 0
2016-12-25 15:00:00 | 0.41002 | 0.40133 | 0.40133 | [6 empty] | -37.6 |  |  | 8.67 | 18.89 | 7.7465 | 18.9614 |  |  |  | 0.30032 | 0
2016-12-25 16:00:00 | 0.43153 | 0.42254 | 0.42254 | [6 empty] | -37.6 |  |  | 13.63 | 22.49 | 8.1483 | 19.958 |  |  |  | 0.32183 | 0
2016-12-25 17:00:00 | 0.44476 | 0.43444 | 0.43444 | [6 empty] | -37.6 |  |  | 10.7 | 30.09 | 8.5535 | 21.0088 |  |  |  | 0.33506 | 0
2016-12-25 18:00:00 | 0.45648 | 0.44363 | 0.44363 | [6 empty] | -37.6 |  |  | 8.98 | 33.97 | 8.9365 | 21.8826 |  |  |  | 0.34678 | 0
2016-12-25 19:00:00 | 0.47243 | 0.45964 | 0.45964 | [6 empty] | -37.6 |  |  | 10.67 | 26 | 9.1788 | 22.451 |  |  |  | 0.36273 | 0.010637
2016-12-25 20:00:00 | 0.46159 | 0.4472 | 0.4472 | [6 empty] | -37.6 |  |  | 9.94 | 22.43 | 9.1087 | 22.2303 |  |  |  | 0.35189 | 0
2016-12-25 21:00:00 | 0.42747 | 0.4143 | 0.41431 | [6 empty] | -37.6 |  |  | 10.02 | 21.48 | 8.3386 | 20.2595 |  |  |  | 0.31777 | 0
2016-12-25 22:00:00 | 0.35753 | 0.34729 | 0.3473 | [6 empty] | -37.6 |  |  | -2.95 | 16.99 | 6.8656 | 16.6221 |  |  |  | 0.24783 | 0
2016-12-25 23:00:00 | 0.29496 | 0.29407 | 0.29407 | [6 empty] | -37.6 |  |  | 0.04 | 6.37 | 4.9698 | 12.0499 |  |  |  | 0.18526 | 0
2016-12-26 00:00:00 | 0.25685 | 0.26618 | 0.26619 | [6 empty] | -37.6 |  |  | -9.92 | 3.03 | 3.4621 | 8.4953 |  |  |  | 0.14715 | 0
2016-12-26 01:00:00 | 0.25293 | 0.25793 | 0.25794 | [6 empty] | -37.6 |  |  | -14.9 | -10.02 | 3.7903 | 9.2729 |  |  |  | 0.14322 | 0
2016-12-26 02:00:00 | 0.27223 | 0.28125 | 0.28126 | [6 empty] | -37.6 |  |  | -16.09 | -10.04 | 3.6934 | 9.0022 |  |  |  | 0.16253 | 0
2016-12-26 03:00:00 | 0.31944 | 0.33163 | 0.33164 | [6 empty] | -37.6 |  |  | -15.05 | 1.2 | 4.1268 | 10.0042 |  |  |  | 0.20973 | 0
2016-12-26 04:00:00 | 0.40345 | 0.41635 | 0.41637 | [6 empty] | -37.6 |  |  | -51.49 | 3.77 | 5.4773 | 13.3094 |  |  |  | 0.29374 | 0
2016-12-26 05:00:00 | 0.44178 | 0.43522 | 0.43523 | [6 empty] | -37.6 |  |  | -67.07 | 6.99 | 8.0323 | 19.5993 |  |  |  | 0.33208 | 0
2016-12-26 06:00:00 | 0.44994 | 0.44307 | 0.44307 | [6 empty] | -37.6 |  |  | -67.09 | 3.83 | 8.3924 | 20.7139 |  |  |  | 0.34024 | 0
2016-12-26 07:00:00 | 0.43061 | 0.42136 | 0.42136 | [6 empty] | -37.6 |  |  | -54.2 | 12.03 | 8.1793 | 20.0649 |  |  |  | 0.32091 | 0
2016-12-26 08:00:00 | 0.41783 | 0.408 | 0.408 | [6 empty] | -37.6 |  |  | -3.08 | 12.5 | 7.9499 | 19.4197 |  |  |  | 0.30813 | 0
2016-12-26 09:00:00 | 0.39344 | 0.38266 | 0.38266 | [6 empty] | -37.6 |  |  | 0.11 | 19.53 | 7.5368 | 18.3079 |  |  |  | 0.28374 | 0
2016-12-26 10:00:00 | 0.38055 | 0.37068 | 0.37068 | [6 empty] | -37.6 |  |  | 5.87 | 41.84 | 7.236 | 17.5702 |  |  |  | 0.27085 | 0
2016-12-26 11:00:00 | 0.36292 | 0.3533 | 0.3533 | [6 empty] | -37.6 |  |  | 1.05 | 46 | 6.942 | 16.8785 |  |  |  | 0.25322 | 0
2016-12-26 12:00:00 | 0.35104 | 0.34085 | 0.34085 | [6 empty] | -37.6 |  |  | -6.71 | 44.44 | 6.8037 | 16.5479 |  |  |  | 0.24134 | 0
2016-12-26 13:00:00 | 0.35315 | 0.34492 | 0.34492 | [6 empty] | -37.6 |  |  | -13.31 | 38.2 | 6.6933 | 16.3244 |  |  |  | 0.24345 | 0
2016-12-26 14:00:00 | 0.3481 | 0.33841 | 0.33841 | [6 empty] | -37.6 |  |  | -6.74 | 31.95 | 6.7319 | 16.4047 |  |  |  | 0.23839 | 0
2016-12-26 15:00:00 | 0.36403 | 0.35588 | 0.35589 | [6 empty] | -37.6 |  |  | -2.98 | 35.25 | 6.8977 | 16.859 |  |  |  | 0.25433 | 0
2016-12-26 16:00:00 | 0.38312 | 0.37469 | 0.37469 | [6 empty] | -37.6 |  |  | 8.78 | 38 | 7.2553 | 17.7445 |  |  |  | 0.27342 | 0
2016-12-26 17:00:00 | 0.39489 | 0.38526 | 0.38526 | [6 empty] | -37.6 |  |  | 9.68 | 53.57 | 7.6159 | 18.6781 |  |  |  | 0.28519 | 0
2016-12-26 18:00:00 | 0.40533 | 0.39343 | 0.39343 | [6 empty] | -37.6 |  |  | 10.69 | 53.95 | 7.9571 | 19.4557 |  |  |  | 0.29563 | 0
2016-12-26 19:00:00 | 0.41948 | 0.40763 | 0.40763 | [6 empty] | -37.6 |  |  | 8.32 | 54.94 | 8.173 | 19.9619 |  |  |  | 0.30978 | 0
2016-12-26 20:00:00 | 0.40989 | 0.39663 | 0.39663 | [6 empty] | -37.6 |  |  | -0.91 | 50.76 | 8.1108 | 19.7672 |  |  |  | 0.30019 | 0
2016-12-26 21:00:00 | 0.37958 | 0.36745 | 0.36746 | [6 empty] | -37.6 |  |  | 4.39 | 44.74 | 7.4255 | 18.0164 |  |  |  | 0.26988 | 0
2016-12-26 22:00:00 | 0.31749 | 0.30805 | 0.30806 | [6 empty] | -37.6 |  |  | -13.34 | 46.92 | 6.1149 | 14.7874 |  |  |  | 0.20779 | 0
2016-12-26 23:00:00 | 0.2618 | 0.26074 | 0.26074 | [6 empty] | -37.6 |  |  | -13 | 40.64 | 4.4265 | 10.7203 |  |  |  | 0.1521 | 0
2016-12-27 00:00:00 | 0.25348 | 0.26002 | 0.26003 | [6 empty] | -37.6 |  |  | -24.92 | 19.56 | 3.6807 | 9.0377 |  |  |  | 0.14378 | 0
2016-12-27 01:00:00 | 0.26949 | 0.27497 | 0.27498 | [6 empty] | -37.6 |  |  | -49.98 | 15.65 | 4.0296 | 9.8647 |  |  |  | 0.15978 | 0
2016-12-27 02:00:00 | 0.28084 | 0.28898 | 0.28899 | [6 empty] | -37.6 |  |  | -53.62 | 12.47 | 3.9268 | 9.5775 |  |  |  | 0.17114 | 0
2016-12-27 03:00:00 | 0.31931 | 0.32877 | 0.32878 | [6 empty] | -37.6 |  |  | -50.19 | 13.19 | 4.3875 | 10.6438 |  |  |  | 0.20961 | 0
2016-12-27 04:00:00 | 0.39314 | 0.40067 | 0.40069 | [6 empty] | -37.6 |  |  | -23.36 | 15.63 | 5.8232 | 14.1599 |  |  |  | 0.28344 | 0
2016-12-27 05:00:00 | 0.5112 | 0.51164 | 0.51165 | [6 empty] | -37.6 |  |  | -12.15 | 21.82 | 8.5396 | 20.8519 |  |  |  | 0.4015 | 0.062649
2016-12-27 06:00:00 | 0.53746 | 0.54067 | 0.54067 | [6 empty] | -37.6 |  |  | 8.77 | 33.69 | 8.9238 | 22.0438 |  |  |  | 0.42776 | 0.091674
2016-12-27 07:00:00 | 0.53377 | 0.5374 | 0.53741 | [6 empty] | -37.6 |  |  | 13.7 | 39.91 | 8.697 | 21.3521 |  |  |  | 0.42406 | 0.088406
2016-12-27 08:00:00 | 0.5027 | 0.50264 | 0.50265 | [6 empty] | -37.6 |  |  | 12.17 | 44.9 | 8.4527 | 20.6637 |  |  |  | 0.393 | 0.053649
2016-12-27 09:00:00 | 0.47162 | 0.46964 | 0.46965 | [6 empty] | -37.6 |  |  | 10.63 | 51.8 | 8.0133 | 19.4802 |  |  |  | 0.36192 | 0.020649
2016-12-27 10:00:00 | 0.44644 | 0.44339 | 0.4434 | [6 empty] | -37.6 |  |  | 10.64 | 51.65 | 7.6934 | 18.6944 |  |  |  | 0.33673 | 0
2016-12-27 11:00:00 | 0.42673 | 0.42378 | 0.42379 | [6 empty] | -37.6 |  |  | 10.68 | 52.08 | 7.3807 | 17.9582 |  |  |  | 0.31703 | 0
2016-12-27 12:00:00 | 0.41472 | 0.41127 | 0.41127 | [6 empty] | -37.6 |  |  | 13.75 | 53.18 | 7.2337 | 17.6066 |  |  |  | 0.30502 | 0
2016-12-27 13:00:00 | 0.4084 | 0.40553 | 0.40554 | [6 empty] | -37.6 |  |  | 13.76 | 52.04 | 7.1164 | 17.3689 |  |  |  | 0.29869 | 0
2016-12-27 14:00:00 | 0.40622 | 0.40237 | 0.40238 | [6 empty] | -37.6 |  |  | 21.04 | 50.18 | 7.1574 | 17.4547 |  |  |  | 0.29651 | 0
2016-12-27 15:00:00 | 0.41089 | 0.40652 | 0.40653 | [6 empty] | -37.6 |  |  | 29.58 | 49.96 | 7.3338 | 17.9384 |  |  |  | 0.30118 | 0
2016-12-27 16:00:00 | 0.42537 | 0.41969 | 0.4197 | [6 empty] | -37.6 |  |  | 29.76 | 52.39 | 7.7141 | 18.8809 |  |  |  | 0.31567 | 0
2016-12-27 17:00:00 | 0.43225 | 0.42432 | 0.42433 | [6 empty] | -37.6 |  |  | 29.69 | 63.57 | 8.0975 | 19.8747 |  |  |  | 0.32255 | 0
2016-12-27 18:00:00 | 0.44339 | 0.43306 | 0.43306 | [6 empty] | -37.6 |  |  | 29.45 | 68.61 | 8.4603 | 20.7017 |  |  |  | 0.33369 | 0
2016-12-27 19:00:00 | 0.4487 | 0.4367 | 0.43671 | [6 empty] | -37.6 |  |  | 31.91 | 64.2 | 8.6898 | 21.2398 |  |  |  | 0.33899 | 0
2016-12-27 20:00:00 | 0.43479 | 0.42065 | 0.42065 | [6 empty] | -37.6 |  |  | 28.5 | 53.91 | 8.6235 | 21.0318 |  |  |  | 0.32509 | 0
2016-12-27 21:00:00 | 0.38562 | 0.3697 | 0.3697 | [6 empty] | -37.6 |  |  | 27.01 | 46.25 | 7.8946 | 19.1681 |  |  |  | 0.27592 | 0
2016-12-27 22:00:00 | 0.32812 | 0.31652 | 0.31653 | [6 empty] | -37.6 |  |  | 13.71 | 49.35 | 6.5006 | 15.7297 |  |  |  | 0.21841 | 0
2016-12-27 23:00:00 | 0.27451 | 0.27277 | 0.27278 | [6 empty] | -37.6 |  |  | 21.8 | 48.02 | 4.7057 | 11.4031 |  |  |  | 0.16481 | 0
2016-12-28 00:00:00 | 0.30753 | 0.31489 | 0.3149 | [6 empty] | -37.6 |  |  | 21.28 | 44.25 | 4.5084 | 11.0673 |  |  |  | 0.19783 | 0
2016-12-28 01:00:00 | 0.3214 | 0.32778 | 0.32779 | [6 empty] | -37.6 |  |  | 22.1 | 39.99 | 4.8106 | 11.7773 |  |  |  | 0.21169 | 0
2016-12-28 02:00:00 | 0.33695 | 0.34508 | 0.34509 | [6 empty] | -37.6 |  |  | 20.28 | 37.6 | 4.9069 | 12.0157 |  |  |  | 0.22724 | 0
2016-12-28 03:00:00 | 0.36767 | 0.376 | 0.37601 | [6 empty] | -37.6 |  |  | 23.01 | 34.21 | 5.3505 | 13.0412 |  |  |  | 0.25797 | 0
2016-12-28 04:00:00 | 0.44566 | 0.45566 | 0.45567 | [6 empty] | -37.6 |  |  | 28.09 | 30.42 | 6.518 | 15.9092 |  |  |  | 0.33596 | 0.0066708
2016-12-28 05:00:00 | 0.58082 | 0.57804 | 0.57806 | [6 empty] | -37.6 |  |  | 30 | 37 | 9.8413 | 23.8391 |  |  |  | 0.47112 | 0.12906
2016-12-28 06:00:00 | 0.6013 | 0.60155 | 0.60155 | [6 empty] | -37.6 |  |  | 32.07 | 40.56 | 10.0837 | 24.6735 |  |  |  | 0.49159 | 0.15255
2016-12-28 07:00:00 | 0.58568 | 0.58577 | 0.58578 | [6 empty] | -37.6 |  |  | 40.06 | 46.13 | 9.7739 | 23.8416 |  |  |  | 0.47598 | 0.13678
2016-12-28 08:00:00 | 0.56553 | 0.56535 | 0.56536 | [6 empty] | -37.6 |  |  | 45.57 | 47.86 | 9.5373 | 23.3369 |  |  |  | 0.45582 | 0.11636
2016-12-28 09:00:00 | 0.54407 | 0.54218 | 0.54219 | [6 empty] | -37.6 |  |  | 45.46 | 47.63 | 9.3142 | 22.7596 |  |  |  | 0.43437 | 0.093191
2016-12-28 10:00:00 | 0.52034 | 0.51678 | 0.51678 | [6 empty] | -37.6 |  |  | 43.93 | 49.29 | 9.0509 | 22.0869 |  |  |  | 0.41063 | 0.067785
2016-12-28 11:00:00 | 0.4984 | 0.49511 | 0.49511 | [6 empty] | -37.6 |  |  | 44.4 | 48.85 | 8.6986 | 21.2705 |  |  |  | 0.38869 | 0.046113
2016-12-28 12:00:00 | 0.48931 | 0.48518 | 0.48518 | [6 empty] | -37.6 |  |  | 45.82 | 50.27 | 8.6145 | 21.0505 |  |  |  | 0.3796 | 0.036182
2016-12-28 13:00:00 | 0.48422 | 0.47963 | 0.47964 | [6 empty] | -37.6 |  |  | 50.77 | 46.89 | 8.573 | 20.9492 |  |  |  | 0.37452 | 0.030641
2016-12-28 14:00:00 | 0.48668 | 0.48283 | 0.48283 | [6 empty] | -37.6 |  |  | 51.6 | 43.98 | 8.6011 | 21.0798 |  |  |  | 0.37698 | 0.033832
2016-12-28 15:00:00 | 0.49192 | 0.48766 | 0.48766 | [6 empty] | -37.6 |  |  | 55.2 | 43.2 | 8.7047 | 21.3116 |  |  |  | 0.38221 | 0.038661
2016-12-28 16:00:00 | 0.49976 | 0.49365 | 0.49366 | [6 empty] | -37.6 |  |  | 62.8 | 48.97 | 9.068 | 22.2586 |  |  |  | 0.39006 | 0.044658
2016-12-28 17:00:00 | 0.5035 | 0.49489 | 0.4949 | [6 empty] | -37.6 |  |  | 63.7 | 53.96 | 9.3849 | 23.0508 |  |  |  | 0.3938 | 0.045898
2016-12-28 18:00:00 | 0.50461 | 0.49347 | 0.49347 | [6 empty] | -37.6 |  |  | 59.82 | 56.2 | 9.5921 | 23.4983 |  |  |  | 0.39491 | 0.044473
2016-12-28 19:00:00 | 0.50184 | 0.49017 | 0.49017 | [6 empty] | -37.6 |  |  | 49.95 | 52.12 | 9.5921 | 23.4924 |  |  |  | 0.39214 | 0.04117
2016-12-28 20:00:00 | 0.48097 | 0.46775 | 0.46775 | [6 empty] | -37.6 |  |  | 50 | 49 | 9.3702 | 22.9268 |  |  |  | 0.37127 | 0.018753
2016-12-28 21:00:00 | 0.43227 | 0.41839 | 0.41839 | [6 empty] | -37.6 |  |  | 45.64 | 41.81 | 8.5755 | 20.9375 |  |  |  | 0.32257 | 0
2016-12-28 22:00:00 | 0.37735 | 0.36719 | 0.3672 | [6 empty] | -37.6 |  |  | 37.92 | 39.79 | 7.2429 | 17.605 |  |  |  | 0.26765 | 0
2016-12-28 23:00:00 | 0.32245 | 0.32307 | 0.32308 | [6 empty] | -37.6 |  |  | 42.28 | 33.87 | 5.3358 | 13.0067 |  |  |  | 0.21275 | 0
2016-12-29 00:00:00 | 0.32842 | 0.33675 | 0.33676 | [6 empty] | -37.6 |  |  | 39.3 | 19.49 | 4.7776 | 11.7385 |  |  |  | 0.21872 | 0
2016-12-29 01:00:00 | 0.34318 | 0.3505 | 0.35051 | [6 empty] | -37.6 |  |  | 36.83 | 15.69 | 5.0977 | 12.4909 |  |  |  | 0.23348 | 0
2016-12-29 02:00:00 | 0.35985 | 0.36905 | 0.36906 | [6 empty] | -37.6 |  |  | 34.11 | 13.12 | 5.1998 | 12.7438 |  |  |  | 0.25015 | 0
2016-12-29 03:00:00 | 0.39266 | 0.40212 | 0.40213 | [6 empty] | -37.6 |  |  | 34.99 | 12.18 | 5.6698 | 13.8311 |  |  |  | 0.28296 | 0
2016-12-29 04:00:00 | 0.47593 | 0.48729 | 0.4873 | [6 empty] | -37.6 |  |  | 37.64 | 12.47 | 6.9067 | 16.8719 |  |  |  | 0.36623 | 0.038305
2016-12-29 05:00:00 | 0.61968 | 0.61766 | 0.61767 | [6 empty] | -37.6 |  |  | 41.05 | 13.11 | 10.4279 | 25.28 |  |  |  | 0.50997 | 0.16867
2016-12-29 06:00:00 | 0.64163 | 0.64289 | 0.6429 | [6 empty] | -37.6 |  |  | 49.3 | 19.1 | 10.6868 | 26.1749 |  |  |  | 0.53193 | 0.1939
2016-12-29 07:00:00 | 0.62498 | 0.62604 | 0.62604 | [6 empty] | -37.6 |  |  | 53.38 | 31.52 | 10.358 | 25.2905 |  |  |  | 0.51527 | 0.17704
2016-12-29 08:00:00 | 0.60342 | 0.60415 | 0.60416 | [6 empty] | -37.6 |  |  | 54.01 | 39.2 | 10.107 | 24.7536 |  |  |  | 0.49372 | 0.15516
2016-12-29 09:00:00 | 0.58047 | 0.57934 | 0.57935 | [6 empty] | -37.6 |  |  | 51.14 | 44.94 | 9.8705 | 24.1406 |  |  |  | 0.47076 | 0.13035
2016-12-29 10:00:00 | 0.55508 | 0.55213 | 0.55214 | [6 empty] | -37.6 |  |  | 50.96 | 46.09 | 9.5913 | 23.4265 |  |  |  | 0.44537 | 0.10314
2016-12-29 11:00:00 | 0.53166 | 0.52896 | 0.52897 | [6 empty] | -37.6 |  |  | 47.09 | 43.43 | 9.218 | 22.5605 |  |  |  | 0.42196 | 0.079969
2016-12-29 12:00:00 | 0.52193 | 0.51832 | 0.51833 | [6 empty] | -37.6 |  |  | 46.62 | 41.96 | 9.1288 | 22.3267 |  |  |  | 0.41223 | 0.069327
2016-12-29 13:00:00 | 0.51649 | 0.51238 | 0.51239 | [6 empty] | -37.6 |  |  | 49.6 | 42.69 | 9.0848 | 22.2193 |  |  |  | 0.40678 | 0.063388
2016-12-29 14:00:00 | 0.51912 | 0.5158 | 0.5158 | [6 empty] | -37.6 |  |  | 51.63 | 42.76 | 9.1147 | 22.3582 |  |  |  | 0.40942 | 0.066803
2016-12-29 15:00:00 | 0.5247 | 0.52096 | 0.52096 | [6 empty] | -37.6 |  |  | 54.43 | 42.42 | 9.2246 | 22.6046 |  |  |  | 0.415 | 0.071964
2016-12-29 16:00:00 | 0.53297 | 0.52728 | 0.52728 | [6 empty] | -37.6 |  |  | 63.95 | 45 | 9.6097 | 23.6096 |  |  |  | 0.42327 | 0.078283
2016-12-29 17:00:00 | 0.53686 | 0.52851 | 0.52851 | [6 empty] | -37.6 |  |  | 57.2 | 53.1 | 9.9456 | 24.4502 |  |  |  | 0.42716 | 0.079511
2016-12-29 18:00:00 | 0.53796 | 0.52691 | 0.52692 | [6 empty] | -37.6 |  |  | 54.02 | 54.93 | 10.1651 | 24.9244 |  |  |  | 0.42826 | 0.077917
2016-12-29 19:00:00 | 0.53499 | 0.52337 | 0.52337 | [6 empty] | -37.6 |  |  | 47.98 | 49.88 | 10.1651 | 24.9181 |  |  |  | 0.42528 | 0.074369
2016-12-29 20:00:00 | 0.51266 | 0.49936 | 0.49936 | [6 empty] | -37.6 |  |  | 42.93 | 39.89 | 9.9299 | 24.3177 |  |  |  | 0.40296 | 0.05036
2016-12-29 21:00:00 | 0.46068 | 0.44659 | 0.4466 | [6 empty] | -37.6 |  |  | 38.04 | 35.39 | 9.0875 | 22.2067 |  |  |  | 0.35097 | 0
2016-12-29 22:00:00 | 0.40223 | 0.39201 | 0.39201 | [6 empty] | -37.6 |  |  | 36.03 | 28.51 | 7.6745 | 18.6679 |  |  |  | 0.29253 | 0
2016-12-29 23:00:00 | 0.34409 | 0.34526 | 0.34527 | [6 empty] | -37.6 |  |  | 36.01 | 24.88 | 5.654 | 13.7935 |  |  |  | 0.23439 | 0
2016-12-30 00:00:00 | 0.36067 | 0.36915 | 0.36916 | [6 empty] | -37.6 |  |  | 35.96 | 20.32 | 5.3325 | 13.1269 |  |  |  | 0.25096 | 0
2016-12-30 01:00:00 | 0.37837 | 0.38594 | 0.38595 | [6 empty] | -37.6 |  |  | 32.06 | 12.65 | 5.6895 | 13.9667 |  |  |  | 0.26866 | 0
2016-12-30 02:00:00 | 0.39088 | 0.3995 | 0.39951 | [6 empty] | -37.6 |  |  | 32.54 | 14.27 | 5.8033 | 14.2494 |  |  |  | 0.28118 | 0
2016-12-30 03:00:00 | 0.42592 | 0.43457 | 0.43458 | [6 empty] | -37.6 |  |  | 33.09 | 17.7 | 6.3278 | 15.4646 |  |  |  | 0.31622 | 0
2016-12-30 04:00:00 | 0.51819 | 0.5289 | 0.52891 | [6 empty] | -37.6 |  |  | 33.09 | 18.75 | 7.7076 | 18.8624 |  |  |  | 0.40848 | 0.079911
2016-12-30 05:00:00 | 0.69177 | 0.69 | 0.69001 | [6 empty] | -37.6 |  |  | 33.94 | 25.18 | 11.636 | 28.2579 |  |  |  | 0.58207 | 0.24101
2016-12-30 06:00:00 | 0.71752 | 0.71969 | 0.71969 | [6 empty] | -37.6 |  |  | 46 | 31 | 11.9303 | 29.2827 |  |  |  | 0.60782 | 0.27069
2016-12-30 07:00:00 | 0.69703 | 0.69862 | 0.69863 | [6 empty] | -37.6 |  |  | 49.96 | 38.5 | 11.5622 | 28.2887 |  |  |  | 0.58733 | 0.24963
2016-12-30 08:00:00 | 0.67184 | 0.67285 | 0.67286 | [6 empty] | -37.6 |  |  | 47.19 | 40.63 | 11.2813 | 27.6846 |  |  |  | 0.56214 | 0.22386
2016-12-30 09:00:00 | 0.64775 | 0.64693 | 0.64693 | [6 empty] | -37.6 |  |  | 43 | 42.9 | 11.017 | 26.9975 |  |  |  | 0.53804 | 0.19793
2016-12-30 10:00:00 | 0.61964 | 0.61681 | 0.61682 | [6 empty] | -37.6 |  |  | 37.27 | 43.8 | 10.7051 | 26.1973 |  |  |  | 0.50994 | 0.16782
2016-12-30 11:00:00 | 0.59105 | 0.58806 | 0.58807 | [6 empty] | -37.6 |  |  | 36.3 | 46.5 | 10.2885 | 25.2287 |  |  |  | 0.48135 | 0.13907
2016-12-30 12:00:00 | 0.57898 | 0.57475 | 0.57475 | [6 empty] | -37.6 |  |  | 36.72 | 48.76 | 10.1887 | 24.9664 |  |  |  | 0.46927 | 0.12575
2016-12-30 13:00:00 | 0.5723 | 0.56741 | 0.56742 | [6 empty] | -37.6 |  |  | 47.19 | 44.5 | 10.1395 | 24.846 |  |  |  | 0.4626 | 0.11842
2016-12-30 14:00:00 | 0.57457 | 0.57044 | 0.57044 | [6 empty] | -37.6 |  |  | 52.78 | 42.77 | 10.1731 | 25.0025 |  |  |  | 0.46487 | 0.12144
2016-12-30 15:00:00 | 0.58077 | 0.57617 | 0.57618 | [6 empty] | -37.6 |  |  | 54.99 | 42.78 | 10.296 | 25.2793 |  |  |  | 0.47107 | 0.12718
2016-12-30 16:00:00 | 0.59071 | 0.58407 | 0.58408 | [6 empty] | -37.6 |  |  | 56.04 | 46 | 10.7262 | 26.4043 |  |  |  | 0.48101 | 0.13508
2016-12-30 17:00:00 | 0.59775 | 0.58864 | 0.58865 | [6 empty] | -37.6 |  |  | 52.92 | 57.93 | 11.1013 | 27.3453 |  |  |  | 0.48805 | 0.13965
2016-12-30 18:00:00 | 0.60101 | 0.58926 | 0.58926 | [6 empty] | -37.6 |  |  | 52.82 | 63.22 | 11.346 | 27.8746 |  |  |  | 0.49131 | 0.14026
2016-12-30 19:00:00 | 0.59446 | 0.5815 | 0.5815 | [6 empty] | -37.6 |  |  | 43.32 | 55.76 | 11.346 | 27.8674 |  |  |  | 0.48476 | 0.1325
2016-12-30 20:00:00 | 0.57171 | 0.55724 | 0.55724 | [6 empty] | -37.6 |  |  | 41.03 | 51.39 | 11.0832 | 27.1948 |  |  |  | 0.46201 | 0.10824
2016-12-30 21:00:00 | 0.51472 | 0.49951 | 0.49951 | [6 empty] | -37.6 |  |  | 40.55 | 43.13 | 10.1425 | 24.8316 |  |  |  | 0.40501 | 0.050507
2016-12-30 22:00:00 | 0.44574 | 0.4341 | 0.4341 | [6 empty] | -37.6 |  |  | 33.06 | 46.62 | 8.5634 | 20.8643 |  |  |  | 0.33604 | 0
2016-12-30 23:00:00 | 0.37891 | 0.37957 | 0.37957 | [6 empty] | -37.6 |  |  | 36.1 | 41.15 | 6.3097 | 15.42 |  |  |  | 0.26921 | 0
2016-12-31 00:00:00 | 0.35799 | 0.36401 | 0.36402 | [6 empty] | -37.6 |  |  | 33.04 | 33.23 | 5.5349 | 13.6351 |  |  |  | 0.24829 | 0
2016-12-31 01:00:00 | 0.37829 | 0.38372 | 0.38372 | [6 empty] | -37.6 |  |  | 29.9 | 30.78 | 5.9053 | 14.5068 |  |  |  | 0.26859 | 0
2016-12-31 02:00:00 | 0.39494 | 0.40209 | 0.4021 | [6 empty] | -37.6 |  |  | 27.63 | 28.28 | 6.0234 | 14.8005 |  |  |  | 0.28524 | 0
2016-12-31 03:00:00 | 0.43099 | 0.43813 | 0.43814 | [6 empty] | -37.6 |  |  | 27.52 | 24.52 | 6.5677 | 16.0624 |  |  |  | 0.32129 | 0
2016-12-31 04:00:00 | 0.52575 | 0.53487 | 0.53488 | [6 empty] | -37.6 |  |  | 27.28 | 25.79 | 7.9996 | 19.5906 |  |  |  | 0.41604 | 0.08588
2016-12-31 05:00:00 | 0.70374 | 0.69958 | 0.69959 | [6 empty] | -37.6 |  |  | 21.43 | 27.98 | 12.0764 | 29.3471 |  |  |  | 0.59403 | 0.25059
2016-12-31 06:00:00 | 0.70964 | 0.70595 | 0.70595 | [6 empty] | -37.6 |  |  | 31.68 | 24.96 | 12.3839 | 30.4212 |  |  |  | 0.59994 | 0.25695
2016-12-31 07:00:00 | 0.68852 | 0.68425 | 0.68425 | [6 empty] | -37.6 |  |  | 35.02 | 33.14 | 12.0013 | 29.3867 |  |  |  | 0.57882 | 0.23525
2016-12-31 08:00:00 | 0.65871 | 0.65318 | 0.65318 | [6 empty] | -37.6 |  |  | 41.88 | 30.94 | 11.7096 | 28.7576 |  |  |  | 0.54901 | 0.20418
2016-12-31 09:00:00 | 0.63752 | 0.63075 | 0.63076 | [6 empty] | -37.6 |  |  | 39.94 | 44.96 | 11.4352 | 28.0433 |  |  |  | 0.52782 | 0.18176
2016-12-31 10:00:00 | 0.61865 | 0.6116 | 0.61161 | [6 empty] | -37.6 |  |  | 39.96 | 51.83 | 11.1113 | 27.2115 |  |  |  | 0.50895 | 0.16261
2016-12-31 11:00:00 | 0.58276 | 0.57444 | 0.57444 | [6 empty] | -37.6 |  |  | 38.86 | 53.97 | 10.6788 | 26.2054 |  |  |  | 0.47306 | 0.12544
2016-12-31 12:00:00 | 0.56342 | 0.55262 | 0.55263 | [6 empty] | -37.6 |  |  | 35.04 | 51.94 | 10.5751 | 25.9325 |  |  |  | 0.45372 | 0.10363
2016-12-31 13:00:00 | 0.55754 | 0.54624 | 0.54624 | [6 empty] | -37.6 |  |  | 37.5 | 47.2 | 10.5241 | 25.8075 |  |  |  | 0.44784 | 0.097242
2016-12-31 14:00:00 | 0.56042 | 0.55 | 0.55 | [6 empty] | -37.6 |  |  | 43.81 | 42.44 | 10.5591 | 25.9704 |  |  |  | 0.45072 | 0.101
2016-12-31 15:00:00 | 0.5723 | 0.56235 | 0.56235 | [6 empty] | -37.6 |  |  | 49.76 | 40.56 | 10.6867 | 26.2584 |  |  |  | 0.4626 | 0.11335
2016-12-31 16:00:00 | 0.59162 | 0.58114 | 0.58114 | [6 empty] | -37.6 |  |  | 53.98 | 49.55 | 11.1334 | 27.4275 |  |  |  | 0.48192 | 0.13214
2016-12-31 17:00:00 | 0.60175 | 0.58921 | 0.58921 | [6 empty] | -37.6 |  |  | 49.76 | 56.91 | 11.5228 | 28.4052 |  |  |  | 0.49205 | 0.14021
2016-12-31 18:00:00 | 0.60105 | 0.58506 | 0.58506 | [6 empty] | -37.6 |  |  | 40.84 | 53.81 | 11.7766 | 28.9547 |  |  |  | 0.49135 | 0.13606
2016-12-31 19:00:00 | 0.59352 | 0.57614 | 0.57614 | [6 empty] | -37.6 |  |  | 35.05 | 40.24 | 11.7766 | 28.9471 |  |  |  | 0.48382 | 0.12714
2016-12-31 20:00:00 | 0.58493 | 0.56861 | 0.5686 | [6 empty] | -37.6 |  |  | 33.02 | 39.5 | 11.5038 | 28.248 |  |  |  | 0.47523 | 0.1196
2016-12-31 21:00:00 | 0.52749 | 0.51069 | 0.51069 | [6 empty] | -37.6 |  |  | 33.71 | 37.06 | 10.5273 | 25.7923 |  |  |  | 0.41779 | 0.061692
2016-12-31 22:00:00 | 0.45898 | 0.44637 | 0.44638 | [6 empty] | -37.6 |  |  | 20.9 | 39.47 | 8.8874 | 21.6674 |  |  |  | 0.34927 | 0
2016-12-31 23:00:00 | 0.39282 | 0.39352 | 0.39353 | [6 empty] | -37.6 |  |  | 20.9 | 31.46 | 6.5487 | 16.0151 |  |  |  | 0.28312 | 0