## Scenario Selection
|  | SCENARIO DESCRIPTION | [8 empty] | Kosten-Zeitreihe
|  | Notes |  |  | Select the desired scenario
On the orange cell, insert the number of the scenenario: 1,2 or 3
|  | SCENARIO SELECTION Reg Rahmen |  |  | 1
6 |  |  |  |  | 1 | 2 | 3 | 4 | 5 | 6 | 7 | 8
7 |  |  |  |  | Status quo | Status quo_kostenloser Abregelungsstrom | Test ohne Var.Costs | SITENG-V | Agora Mittel | Agora Groß | FlexFriendly | FlexFriendly
Transformer | transformer | pth_sch | variable_costs_in | pth_sch.variable_costs_in | 1 1: 139.951; 1 2: 0
| transformer | pth_sch | variable_costs_out | pth_sch.variable_costs_out | 1 1: 0.2; 1 2: 0
| transformer | pth_pr | variable_costs_in | pth_pr.variable_costs_in | 1 1: 139.951; 1 2: 139.951
| transformer | pth_pr | variable_costs_out | pth_pr.variable_costs_out | 1 1: 0.2
| transformer | boiler_pr_1 | variable_costs_in | boiler_pr_1.variable_costs_in | 1 1: 8.89
| transformer | boiler_pr_2 | variable_costs_in | boiler_pr_2.variable_costs_in | 1 1: 8.89
| transformer | boiler_pr_3 | variable_costs_in | boiler_pr_3.variable_costs_in | 1 1: 8.89
| transformer | boiler_pr_1 | variable_costs_out | boiler_pr_1.variable_costs_out | 1 1: 0.5
| transformer | boiler_pr_2 | variable_costs_out | boiler_pr_2.variable_costs_out | 1 1: 0.5
| transformer | boiler_pr_3 | variable_costs_out | boiler_pr_3.variable_costs_out | 1 1: 0.5
| transformer | boiler_pr | variable_costs_in | boiler_pr.variable_costs_in | 1 1: 8.89; 1 2: 8.89
| transformer | boiler_pr | variable_costs_out | boiler_pr.variable_costs_out | 1 1: 0.5
| transformer | boiler_sch | variable_costs_out | boiler_sch.variable_costs_out | 1 1: 0.2; 1 2: 0.2
| transformer | boiler_sch | variable_costs_in | boiler_sch.variable_costs_in | 1 1: 8.89
| transformer | wind_curtailment | variable_costs_in | wind_curtailment.variable_costs_in | 1 1: 0; 1 2: 0 | Annahme: feste Einspeisevergütung / anzulgende Wert = 40€/MWh
| transformer | wind_using | variable_costs_in | wind_using.variable_costs_in | 1 1: 0; 1 2: 0 | Annahme: feste Einspeisevergütung / anzulgende Wert = 40€/MWh
| transformer | wind_neg_spot | variable_costs_in | wind_neg_spot.variable_costs_in | 1 1: 0; 1 2: 0 | Annahme: feste Einspeisevergütung / anzulgende Wert = 40€/MWh
| transformer | negative_spot | variable_costs_in | negative_spot.variable_costs_in | 1 1: 0; 1 2: 0
| transformer | spot_to_flex | variable_costs_in | spot_to_flex.variable_costs_in | 1 1: 0; 1 2: 0; 1 4: 10
| transformer | ptg | variable_costs_in | ptg.variable_costs_in | 1 1: 109.351; 1 2: 0; 1 4: 40
| transformer | ptg | variable_costs_out | ptg.variable_costs_out | 1 1: 29.11; 1 2: 29.11
0
| transformer | pv_using | variable_costs_in | pv_using.variable_costs_in | 1 1: -40; 1 2: -40 | Annahme: feste Einspeisevergütung / anzulgende Wert = 40€/MWh
| transformer | pv_curtailment | variable_costs_in | pv_curtailment.variable_costs_in | 1 1: -40; 1 2: -40 | Annahme: feste Einspeisevergütung / anzulgende Wert = 40€/MWh
| transformer | pv_neg_spot | variable_costs_in | pv_neg_spot.variable_costs_in | 1 1: -40; 1 2: -40 | Annahme: feste Einspeisevergütung / anzulgende Wert = 40€/MWh
| transformer | dist_heat_eff_pr | variable_costs_in | dist_heat_eff_pr.variable_costs_in | 1 1: 0
| transformer | dist_heat_eff_pr | variable_costs_out | dist_heat_eff_pr.variable_costs_out | 1 1: 0
| transformer | dist_heat_eff_sch | variable_costs_in | dist_heat_eff_sch.variable_costs_in | 1 1: 0
| transformer | dist_heat_eff_sch | variable_costs_out | dist_heat_eff_sch.variable_costs_out | 1 1: 0
| chp | chp_sch | LP (+KP) für Netznutzung | chp_sch.LP (+KP) für Netznutzung | 1 1: 19440; 1 2: 19440
| chp | chp_pr | LP (+KP) für Netznutzung | chp_pr.LP (+KP) für Netznutzung | 1 1: 19440; 1 2: 19440
| chp | chp_pr_gas_1 | LP (+KP) für Netznutzung | chp_pr_gas_1.LP (+KP) für Netznutzung | 1 1: 19440
| chp | chp_pr_gas_2 | LP (+KP) für Netznutzung | chp_pr_gas_2.LP (+KP) für Netznutzung | 1 1: 19440
| chp | chp_sch_kuhheide | LP (+KP) für Netznutzung | chp_sch_kuhheide.LP (+KP) für Netznutzung | 1 1: 19440
| chp | chp_sch_m_turbine1 | LP (+KP) für Netznutzung | chp_sch_m_turbine1.LP (+KP) für Netznutzung | 1 1: 19440
| chp | chp_sch_m_turbine2 | LP (+KP) für Netznutzung | chp_sch_m_turbine2.LP (+KP) für Netznutzung | 1 1: 19440
| chp | chp_sch_contract | LP (+KP) für Netznutzung | chp_sch_contract.LP (+KP) für Netznutzung | 1 1: 19440
0
| chp | chp_sch | variable_costs_out | chp_sch.variable_costs_out | [8 empty] | Annahme: KWK-Zulage von 40/MWh_el | bar: 1 1 to 1 2
| chp | chp_pr | variable_costs_out | chp_pr.variable_costs_out | 1 1: -2.7619; 1 2: -2.7619 | Annahme: KWK-Zulage von 40/MWh_el
| chp | chp_pr_biogas | variable_costs_out | chp_pr_biogas.variable_costs_out | 1 1: -10.3333
| chp | chp_pr_klgas | variable_costs_out | chp_pr_klgas.variable_costs_out | 1 1: -3.6667
| chp | chp_pr_biogas_h2 | variable_costs_out | chp_pr_biogas_h2.variable_costs_out | 1 1: -4.6667
| chp | chp_pr_gas_1 | variable_costs_out | chp_pr_gas_1.variable_costs_out | 1 1: 3.3333
| chp | chp_pr_gas_2 | variable_costs_out | chp_pr_gas_2.variable_costs_out | 1 1: -3.6667
| chp | chp_sch_raff | variable_costs_out | chp_sch_raff.variable_costs_out | 1 1: -10.3333
| chp | chp_sch_waste | variable_costs_out | chp_sch_waste.variable_costs_out | 1 1: -10.3333
| chp | chp_sch_kuhheide | variable_costs_out | chp_sch_kuhheide.variable_costs_out | bar: 1 1
| chp | chp_sch_m_turbine1 | variable_costs_out | chp_sch_m_turbine1.variable_costs_out | 1 1: -3.6667
| chp | chp_sch_m_turbine2 | variable_costs_out | chp_sch_m_turbine2.variable_costs_out | 1 1: -3.6667
| chp | chp_sch_contract | variable_costs_out | chp_sch_contract.variable_costs_out | 1 1: 2.6667
|  | chp_sch_m_turbine | variable_costs_out | chp_sch_m_turbine.variable_costs_out | 1 1: -3.6667
|  | chp_pr | variable_costs_in | chp_pr.variable_costs_in | 1 1: 2.64
|  | chp_sch | variable_costs_in | chp_sch.variable_costs_in | 1 1: 3.39
|  | chp_pr_gas_1 | variable_costs_in | chp_pr_gas_1.variable_costs_in | 1 1: 1.24
|  | chp_pr_gas_2 | variable_costs_in | chp_pr_gas_2.variable_costs_in | 1 1: 1.24
|  | chp_sch_kuhheide | variable_costs_in | chp_sch_kuhheide.variable_costs_in | 1 1: 1.99
|  | chp_sch_m_turbine1 | variable_costs_in | chp_sch_m_turbine1.variable_costs_in | 1 1: 1.99
|  | chp_sch_m_turbine2 | variable_costs_in | chp_sch_m_turbine2.variable_costs_in | 1 1: 1.99
|  | chp_sch_contract | variable_costs_in | chp_sch_contract.variable_costs_in | 1 1: 1.99
|  | chp_sch_m_turbine | variable_costs_in | chp_sch_m_turbine.variable_costs_in | 1 1: 1.99
0
|  |  |  | . | 1 2: 0
| demand | spot_market_sink | variable_costs_in | spot_market_sink.variable_costs_in | 1 2: 0
| demand | heat_demand_sch | variable_costs_in | heat_demand_sch.variable_costs_in | 1 1: -78.51; 1 2: -78.51
| demand | heat_demand_pr | variable_costs_in | heat_demand_pr.variable_costs_in | 1 1: -80.67; 1 2: -80.67
| demand | curtailment | variable_costs_in | curtailment.variable_costs_in | 1 1: 0; 1 2: 0 | Annahme: feste Einspeisevergütung / anzulgende Wert = 40€/MWh
| demand | el_demand_uck | variable_costs_in | el_demand_uck.variable_costs_in | 1 1: 0; 1 2: 0
|  |  |  | . | 1 2: 0
| cs | cs_gas | variable_costs_out | cs_gas.variable_costs_out | 1 1: 29.11; 1 2: 29.11; 1 3: 44.37
| cs | cs_electric | variable_costs_out | cs_electric.variable_costs_out | 1 2: 0
|  |  |  | . | 1 2: 0
| storages | storage_th_pr | input_costs | storage_th_pr.input_costs | 1 1: 0.005; 1 2: 0.005
| storages | storage_th_pr | output_costs | storage_th_pr.output_costs | 1 1: 0; 1 2: 0
| storages | storage_th_sch | input_costs | storage_th_sch.input_costs | 1 1: 0.005; 1 2: 0.005
| storages | storage_th_sch | output_costs | storage_th_sch.output_costs | 1 1: 0; 1 2: 0
| storages | batt | input_costs | batt.input_costs | 1 1: 105.83; 1 2: 105.83
| storages | batt | output_costs | batt.output_costs | 1 1: -63.5; 1 2: -63.5
0
| transformer | boiler_sch | LP (+KP) für Netznutzung | boiler_sch.LP (+KP) für Netznutzung | 1 1: 11000; 1 2: 11000
| transformer | boiler_pr | LP (+KP) für Netznutzung | boiler_pr.LP (+KP) für Netznutzung | 1 1: 451396.8; 1 2: 451396.8
0
| transformer | boiler_sch | Mess./Abrechn./(GP) | boiler_sch.Mess./Abrechn./(GP) | 1 1: 1344.48; 1 2: 1344.48
| transformer | boiler_pr | Mess./Abrechn./(GP) | boiler_pr.Mess./Abrechn./(GP) | 1 1: 1344.48; 1 2: 1344.48
| chp | chp_pr | Mess./Abrechn./(GP) | chp_pr.Mess./Abrechn./(GP) | 1 1: 1344.48; 1 2: 1344.48
| chp | chp_sch | Mess./Abrechn./(GP) | chp_sch.Mess./Abrechn./(GP) | 1 1: 1344.48; 1 2: 1344.48
#REF! | Electricity | €/kWh | AP für Netznutzung | Electricity.AP für Netznutzung | 0.0306 |  |  | 0 |  | 0.0306 | 0.0235 | 0.007
#REF! | Electricity |  | EEG-Umlage | Electricity.EEG-Umlage | 0.0635 |  |  | 0.0254 |  | 0 | 0.0635 | 0.0635
#REF! | Electricity |  | Konzessionsabgaben | Electricity.Konzessionsabgaben | 0.0132 |  |  | 0.0132 |  | 0.0132 | 0.0132 | 0.0132
#REF! | Electricity |  | § 19-StromNEV-Umlage | Electricity.§ 19-StromNEV-Umlage | 0.00378 |  |  | 0 |  | 0 | 0.00378 | 0.00378
#REF! | Electricity |  | Stromsteuer | Electricity.Stromsteuer | 0.0205 |  |  | 0.0205 |  | 0 | 0.0205 | 0.0205 | § 3 StromStG
| Electricity |  | CO2-Handel | Electricity.CO2-Handel | 1 1: 0.003521
#REF! | Electricity |  | CO2-Steuer | Electricity.CO2-Steuer | 0 |  |  | 0 | 21.15 | 58.75 | 0 | 0
#REF! | Electricity |  | KWK Umlage | Electricity.KWK Umlage | 1 1: 0.00445; 1 4: 0; 1 7: 0.00445; 1 8: 0.00445
#REF! | Electricity |  | Offshore-Haftungsumlage | Electricity.Offshore-Haftungsumlage | 0.0004 |  |  | 0 |  | 0 | 0.0004 | 0.0004
#REF! | Electricity |  | § 18 Absatz 1+2 absch. L. | Electricity.§ 18 Absatz 1+2 absch. L. | 0 |  |  | 0 |  | 0 | 0 | 0
#REF! | Electricity | €/kW/a | KP | Electricity.KP | 1 1: 0; 1 4: 0; 1 7: 5.72; 1 8: 11.91
#REF! | Electricity |  | LP für Netznutzung | Electricity.LP für Netznutzung | 36.6 |  |  | 0 |  | 36.6 | 10.08 | 0
#REF! | Electricity | €/a | GP_a | Electricity.GP_a | 0 |  |  | 0 |  | 0 | 3920 | 8160
#REF! | Electricity |  | Messung/Betrieb/ Abrechnung | Electricity.Messung/Betrieb/ Abrechnung | 1939.56 |  |  | 1939.56 |  | 1939.56 | 1939.56 | 1939.56
#REF! |  |  |  | .
#REF! | Kosten Energie | €/MWh | gas_price | Kosten Energie.gas_price | 29.11 |  | 29.11 | 29.11 | 29.11 | 29.11 | 29.11 | 29.11 |  | Zone 2
#REF! |  |  |  | .
| Gas |  | AP für Netznutzung Prenzlau | Gas.AP für Netznutzung Prenzlau | 1 1: 1.2; 1 3: 4.16 | Preisblatt Prenzlau
| Gas | €/MWh | AP für Netznutzung Schwedt | Gas.AP für Netznutzung Schwedt | 1 1: 1.95; 1 3: 4.16 | Preisblatt Schwedt
| Gas |  |  | Gas.
#REF! | Gas |  | gas Steuer | Gas.gas Steuer | 1 1: 5.5; 1 3: 5.5 | \cite{Bundesnetzagentur2016a} S 340 | für den Abnahmefall 116 MWh/Jahr
| Gas |  | gas CO2-Kosten | Gas.gas CO2-Kosten | 1.4 |  | 1.4 | 1.4 | 10.4 | 26.4 | 1.4 | 1.4
#REF! | Gas |  | Konzessionsabgaben | Gas.Konzessionsabgaben | 1 1: 0.04; 1 3: 0.04 | \cite{Bundesnetzagentur2016a} S 340 | für den Abnahmefall 116 MWh/Jahr
#REF! | Gas | €/MW/a | KP | Gas.KP | [8 empty] | \cite{E.DISAG2016a} S.4 | Zone 2
#REF! | Gas |  | LP für Netznutzung | Gas.LP für Netznutzung | 1 1: 19440
#REF! | Gas | €/a | GP_a | Gas.GP_a | [8 empty] | \cite{E.DISAG2016a} S.7
#REF! | Gas |  | Messung/Betrieb/ Abrechnung | Gas.Messung/Betrieb/ Abrechnung | 1 1: 1344.48
#REF! |  |  |  | .
| CO2-Intensität | tCO2/MWh | Gas | CO2-Intensität.Gas | 0.2 |  | 0.2 | 0.2 | 0.2 | 0.2 | 0.2 | 0.2 | \cite{Buchner2018} S.148
| CO2-Intensität |  | Strommix | CO2-Intensität.Strommix | 1 5: 0.47; 1 6: 0.47
| CO2-Kosten | €/tCO2 | ETC-Handelspreis | CO2-Kosten.ETC-Handelspreis | 7 |  | 7 | 7 | 7 | 7 | 7 | 7 | \cite{Graichen2018} S. 32
| CO2-Kosten |  | CO2-Steuer | CO2-Kosten.CO2-Steuer | 1 1: 0; 1 5: 45; 1 6: 125 | \cite{Graichen2018} S. 32, 34
.
| Strom-Mix-CO2_Emiss BMWi Ref | % | EE-Anteil | Strom-Mix-CO2_Emiss BMWi Ref.EE-Anteil | 0.5168 |  |  | 0.5168 | 0.5168 | 0.5168 | 0.5168 | 0.5168
| Strom-Mix-CO2_Emiss BMWi Basis |  | EE-Anteil | Strom-Mix-CO2_Emiss BMWi Basis.EE-Anteil | 0.503 |  |  | 0.503 | 0.503 | 0.503 | 0.503 | 0.503
.
.
#REF! | Heat | €/MWh | Fernwärmepreis_pr | Heat.Fernwärmepreis_pr | 51.43 |  |  | 51.43 | 51.43 | 51.43 | 51.43 | 51.43 | AP Preisblatt Pr
| Heat | €/MWh | Fernwärmepreis_sch | Heat.Fernwärmepreis_sch | 1 1: 53.6 | AP Preisblatt Sch
#REF! |  |  |  | .
#REF! | Invest | €/MW/a | hot water boiler (1-30 MW_th) | Invest.hot water boiler (1-30 MW_th) | #N/A |  |  | #N/A | #N/A | #N/A | #N/A | #N/A | \cite{Große2017} S. 19
#REF! | Invest |  | hot water tube boiler (20-250 MW_th) | Invest.hot water tube boiler (20-250 MW_th) | #N/A |  |  | #N/A | #N/A | #N/A | #N/A | #N/A | \cite{Große2017} S. 21
#REF! | Invest |  | kwk klein (0.5-30 MW_el) | Invest.kwk klein (0.5-30 MW_el) | #N/A |  |  | #N/A | #N/A | #N/A | #N/A | #N/A | \cite{Große2017} S. 96
#REF! | Invest |  | kwk mittel (30-250 MW_el) | Invest.kwk mittel (30-250 MW_el) | 0 |  |  | 0 | 0 | 0 | 0 | 0 | \cite{Große2017} S. 99
#REF! | Invest |  | kwk groß (>250 MW_el) | Invest.kwk groß (>250 MW_el) | 0 |  |  | 0 | 0 | 0 | 0 | 0 | \cite{Große2017} S. 102
#REF! | Invest |  | pth | Invest.pth | 0 |  |  | 0 | 0 | 0 | 0 | 0 | \cite{Große2017} S. 32
#REF! | Invest |  | batt | Invest.batt | 0 |  |  | 0 | 0 | 0 | 0 | 0
#REF! | Invest |  | ptg | Invest.ptg | 0 |  |  | 0 | 0 | 0 | 0 | 0
#REF! |  |  |  | .
#REF! | variable O&M | €/MWh | hot water boiler (1-30 MW_th) | variable O&M.hot water boiler (1-30 MW_th) | 0.5 |  |  | 0.5 | 0.5 | 0.5 | 0.5 | 0.5 | \cite{Große2017} S. 19
#REF! | variable O&M |  | hot water tube boiler (20-250 MW_th) | variable O&M.hot water tube boiler (20-250 MW_th) | 0.2 |  |  | 0.2 | 0.2 | 0.2 | 0.2 | 0.2 | \cite{Große2017} S. 21
#REF! | variable O&M |  | kwk klein (0.5-30 MW_el) | variable O&M.kwk klein (0.5-30 MW_el) | 8 |  |  | 8 | 8 | 8 | 8 | 8 | \cite{Große2017} S. 96
#REF! | variable O&M |  | kwk mittel (30-250 MW_el) | variable O&M.kwk mittel (30-250 MW_el) | 7 |  |  | 7 | 7 | 7 | 7 | 7 | \cite{Große2017} S. 99
#REF! | variable O&M |  | kwk groß (>250 MW_el) | variable O&M.kwk groß (>250 MW_el) | 5 |  |  | 5 | 5 | 5 | 5 | 5 | \cite{Große2017} S. 102
#REF! | variable O&M |  | pth | variable O&M.pth | 0.2 |  |  | 0.2 | 0.2 | 0.2 | 0.2 | 0.2 | \cite{Große2017} S. 32
#REF! | variable O&M |  | batt | variable O&M.batt | 0 |  |  | 0 | 0 | 0 | 0 | 0
#REF! | variable O&M |  | ptg | variable O&M.ptg | 0 |  |  | 0 | 0 | 0 | 0 | 0
#REF! |  |  |  | .
| KWK-Zulagen (30000h) | €/MWh | KWK bis 0.05 MW | KWK-Zulagen (30000h).KWK bis 0.05 MW | 1 1: 80 | https://www.gesetze-im-internet.de/kwkg_2016/__7.html
| KWK-Zulagen (30000h) | €/MWh | KWK bis 0.1 MW | KWK-Zulagen (30000h).KWK bis 0.1 MW | 1 1: 60 | https://www.gesetze-im-internet.de/kwkg_2016/__7.html
| KWK-Zulagen (30000h) | €/MWh | KWK bis 0.25 MW | KWK-Zulagen (30000h).KWK bis 0.25 MW | 1 1: 50 | https://www.gesetze-im-internet.de/kwkg_2016/__7.html
| KWK-Zulagen (30000h) | €/MWh | KWK bis 2 MW | KWK-Zulagen (30000h).KWK bis 2 MW | 1 1: 44 | https://www.gesetze-im-internet.de/kwkg_2016/__7.html
| KWK-Zulagen (30000h) | €/MWh | KWK > 2 MW | KWK-Zulagen (30000h).KWK > 2 MW | 1 1: 31 | https://www.gesetze-im-internet.de/kwkg_2016/__7.html
| KWK-Zulagen (durchschnitt bei 4500h/a für 20a) | €/MWh | KWK bis 0.05 MW | KWK-Zulagen (durchschnitt bei 4500h/a für 20a).KWK bis 0.05 MW | 1 1: 26.6667
| KWK-Zulagen (durchschnitt bei 4500h/a für 20a) | €/MWh | KWK bis 0.1 MW | KWK-Zulagen (durchschnitt bei 4500h/a für 20a).KWK bis 0.1 MW | 1 1: 20
| KWK-Zulagen (durchschnitt bei 4500h/a für 20a) | €/MWh | KWK bis 0.25 MW | KWK-Zulagen (durchschnitt bei 4500h/a für 20a).KWK bis 0.25 MW | 1 1: 16.6667
| KWK-Zulagen (durchschnitt bei 4500h/a für 20a) | €/MWh | KWK bis 2 MW | KWK-Zulagen (durchschnitt bei 4500h/a für 20a).KWK bis 2 MW | 1 1: 14.6667
| KWK-Zulagen (durchschnitt bei 4500h/a für 20a) | €/MWh | KWK > 2 MW | KWK-Zulagen (durchschnitt bei 4500h/a für 20a).KWK > 2 MW | 1 1: 10.3333
#REF! | fixed O&M | €/MW/a | hot water boiler (1-30 MW_th) | fixed O&M.hot water boiler (1-30 MW_th) | 3000 |  |  | 3000 | 3000 | 3000 | 3000 | 3000 | \cite{Große2017} S. 19
#REF! | fixed O&M |  | hot water tube boiler (20-250 MW_th) | fixed O&M.hot water tube boiler (20-250 MW_th) | 2000 |  |  | 2000 | 2000 | 2000 | 2000 | 2000 | \cite{Große2017} S. 21
#REF! | fixed O&M |  | kwk klein (0.5-30 MW_el) | fixed O&M.kwk klein (0.5-30 MW_el) | 10000 |  |  | 10000 | 10000 | 10000 | 10000 | 10000 | \cite{Große2017} S. 96
#REF! | fixed O&M |  | kwk mittel (30-250 MW_el) | fixed O&M.kwk mittel (30-250 MW_el) | 0 |  |  | 0 | 0 | 0 | 0 | 0 | \cite{Große2017} S. 99
#REF! | fixed O&M |  | kwk groß (>250 MW_el) | fixed O&M.kwk groß (>250 MW_el) | 0 |  |  | 0 | 0 | 0 | 0 | 0 | \cite{Große2017} S. 102
#REF! | fixed O&M |  | pth | fixed O&M.pth | 5000 |  |  | 5000 | 5000 | 5000 | 5000 | 5000 | \cite{Große2017} S. 32
#REF! | fixed O&M |  | batt | fixed O&M.batt | 0 |  |  | 0 | 0 | 0 | 0 | 0
#REF! | fixed O&M |  | ptg | fixed O&M.ptg | 0 |  |  | 0 | 0 | 0 | 0 | 0
#REF!
Note on F91: 78.51 EUR/MWh MIXED PRICE Source: Slide 13 Ökologische und bezahlbare Fernwärme für eine mittelgroße Stadt https://mil.brandenburg.de/media_fast/4055/Harald%20Jahnke%202017-10-19%20Br%C3%BCssel.pdf
Note on G91: 78.51 EUR/MWh MIXED PRICE Source: Slide 13 Ökologische und bezahlbare Fernwärme für eine mittelgroße Stadt https://mil.brandenburg.de/media_fast/4055/Harald%20Jahnke%202017-10-19%20Br%C3%BCssel.pdf
Note on F92: 80.67 EUR/MWh MIXED PRICE Source: Slide 13 Ökologische und bezahlbare Fernwärme für eine mittelgroße Stadt https://mil.brandenburg.de/media_fast/4055/Harald%20Jahnke%202017-10-19%20Br%C3%BCssel.pdf
Note on G92: 80.67 EUR/MWh MIXED PRICE Source: Slide 13 Ökologische und bezahlbare Fernwärme für eine mittelgroße Stadt https://mil.brandenburg.de/media_fast/4055/Harald%20Jahnke%202017-10-19%20Br%C3%BCssel.pdf
Note on F96: 37.13 EUR/MWh Variable cost for gas=gas cost Gas cost=gas price + gas taxes. Average GAS PRICE for industrial customers 2016 2.77 cent/KWh Gas taxes: 0.943 cent/kWh Varible cost for gas= 2.77 + 0.943=3.713 cent/kWh = 37.13 EUR/MWh Gas taxes are included here because either CHP als gas boiler uses this gas commodity. Source gas taxes: (Network charges + CO2 emissions taxes) 2017 monitor bericht Page 278. https://www.bundesnetzagentur.de/SharedDocs/Downloads/EN/BNetzA/PressSection/ReportsPublications/2016/MonitoringReport_2016.pdf?__blob=publicationFile&v=3 Source average gas price: Gaspreise* für Gewerbe- und Industriekunden in Deutschland in den Jahren 2008 bis 2017 (in Euro-Cent pro Kilowattstunde) https://de.statista.com/statistik/daten/studie/168528/umfrage/gaspreise-fuer-gewerbe--und-industriekunden-seit-2006/
Note on G96: 37.13 EUR/MWh Variable cost for gas=gas cost Gas cost=gas price + gas taxes. Average GAS PRICE for industrial customers 2016 2.77 cent/KWh Gas taxes: 0.943 cent/kWh Varible cost for gas= 2.77 + 0.943=3.713 cent/kWh = 37.13 EUR/MWh Gas taxes are included here because either CHP als gas boiler uses this gas commodity. Source gas taxes: (Network charges + CO2 emissions taxes) 2017 monitor bericht Page 278. https://www.bundesnetzagentur.de/SharedDocs/Downloads/EN/BNetzA/PressSection/ReportsPublications/2016/MonitoringReport_2016.pdf?__blob=publicationFile&v=3 Source average gas price: Gaspreise* für Gewerbe- und Industriekunden in Deutschland in den Jahren 2008 bis 2017 (in Euro-Cent pro Kilowattstunde) https://de.statista.com/statistik/daten/studie/168528/umfrage/gaspreise-fuer-gewerbe--und-industriekunden-seit-2006/
Note on H96: 37.13 EUR/MWh Variable cost for gas=gas cost Gas cost=gas price + gas taxes. Average GAS PRICE for industrial customers 2016 2.77 cent/KWh Gas taxes: 0.943 cent/kWh Varible cost for gas= 2.77 + 0.943=3.713 cent/kWh = 37.13 EUR/MWh Gas taxes are included here because either CHP als gas boiler uses this gas commodity. Source gas taxes: (Network charges + CO2 emissions taxes) 2017 monitor bericht Page 278. https://www.bundesnetzagentur.de/SharedDocs/Downloads/EN/BNetzA/PressSection/ReportsPublications/2016/MonitoringReport_2016.pdf?__blob=publicationFile&v=3 Source average gas price: Gaspreise* für Gewerbe- und Industriekunden in Deutschland in den Jahren 2008 bis 2017 (in Euro-Cent pro Kilowattstunde) https://de.statista.com/statistik/daten/studie/168528/umfrage/gaspreise-fuer-gewerbe--und-industriekunden-seit-2006/
Note on C99: PRENZLAU AQUIFER WÄRMESPEICHER source: Page 11 https://www.prenzlau.eu/sixcms/media.php/569/Fernw%C3%A4rmekonzept_Innenstadt.pdf
Note on D99: Autor: variable costs
Note on D100: Autor: variable costs
Note on D101: Autor: variable costs
Note on D102: Autor: variable costs
Note on D103: Autor: variable costs
Note on D104: Autor: variable costs

## Year Selection
SCENARIO DESCRIPTION
|  | Notes |  |  | Select the desired scenario
On the orange cell, insert the number of the scenenario: 1,2 or 3
|  | SCENARIO SELECTION Year |  |  | 1
Quellen / Bemerkungen
6 |  |  |  |  | 1 | 2 | 3 |  | 1 | 2 | 3
7 | Sorte | Component | Parameter | Component.Prameter | 2016 | 2035 | 2050
#REF! | cs | cs_gas | capacity | cs_gas.capacity | 1000000000 | 1000000000 | 1000000000
| cs | cs_electric | capacity | cs_electric.capacity | 1000000000 | 1000000000 | 1000000000
| chp | chp_pr | Invest. Eq. | chp_pr.Invest. Eq. | 264600 | 25200 | 25200
| chp | chp_pr | Invest. Installation | chp_pr.Invest. Installation | 16800 | 16800 | 16800
| chp | chp_pr | fixed O&M | chp_pr.fixed O&M | 4200 | 3780 | 3360
| chp | chp_pr | lifetime | chp_pr.lifetime | 30 | 35 | 35
| chp | chp_pr | el efficiency min | chp_pr.el efficiency min | 0.25 | 0.25 | 0.25
| chp | chp_pr | el efficiency max | chp_pr.el efficiency max | 0.49 | 0.49 | 0.49
| chp | chp_pr | power el min | chp_pr.power el min | 0.21 | 0.9 | 0.9
| chp | chp_pr | power el max | chp_pr.power el max | 0.42 | 2.7 | 2.7
| chp | chp_sch | Invest. Eq. | chp_sch.Invest. Eq. | 1726200 | 164400 | 164400
| chp | chp_sch | Invest. Installation | chp_sch.Invest. Installation | 109600 | 109600 | 109600
| chp | chp_sch | fixed O&M | chp_sch.fixed O&M | 27400 | 24660 | 21920
| chp | chp_sch | lifetime | chp_sch.lifetime | 30 | 35 | 35
| chp | chp_sch | el efficiency min | chp_sch.el efficiency min | 0.25 | 0.25 | 0.25
| chp | chp_sch | el efficiency max | chp_sch.el efficiency max | 0.49 | 0.49 | 0.49
| chp | chp_sch | power el min | chp_sch.power el min | 1.37 | 8 | 8
| chp | chp_sch | power el max | chp_sch.power el max | 2.74 | 19 | 19
|  | chp_pr_gas_1 | fixed O&M | chp_pr_gas_1.fixed O&M | 200
|  | chp_pr_gas_2 | fixed O&M | chp_pr_gas_2.fixed O&M | 4000
|  | chp_sch_kuhheide | fixed O&M | chp_sch_kuhheide.fixed O&M | 1000
|  | chp_sch_m_turbine1 | fixed O&M | chp_sch_m_turbine1.fixed O&M | 1000
|  | chp_sch_m_turbine2 | fixed O&M | chp_sch_m_turbine2.fixed O&M | 1000
|  | chp_sch_contract | fixed O&M | chp_sch_contract.fixed O&M | 24400
|  | chp_pr_gas_1 | Invest. Installation | chp_pr_gas_1.Invest. Installation | 800
|  | chp_pr_gas_2 | Invest. Installation | chp_pr_gas_2.Invest. Installation | 192000
|  | chp_sch_kuhheide | Invest. Installation | chp_sch_kuhheide.Invest. Installation | 4000
|  | chp_sch_m_turbine1 | Invest. Installation | chp_sch_m_turbine1.Invest. Installation | 4000
|  | chp_sch_m_turbine2 | Invest. Installation | chp_sch_m_turbine2.Invest. Installation | 4000
|  | chp_sch_contract | Invest. Installation | chp_sch_contract.Invest. Installation | 97600
|  | chp_pr_gas_1 | Invest. Eq. | chp_pr_gas_1.Invest. Eq. | 12600
|  | chp_pr_gas_2 | Invest. Eq. | chp_pr_gas_2.Invest. Eq. | 320000
|  | chp_sch_kuhheide | Invest. Eq. | chp_sch_kuhheide.Invest. Eq. | 63000
|  | chp_sch_m_turbine1 | Invest. Eq. | chp_sch_m_turbine1.Invest. Eq. | 63000
|  | chp_sch_m_turbine2 | Invest. Eq. | chp_sch_m_turbine2.Invest. Eq. | 63000
|  | chp_sch_contract | Invest. Eq. | chp_sch_contract.Invest. Eq. | 1537200
| chp | chp_pr | variable_costs_out | chp_pr.variable_costs_out | -2.7619 |  |  |  | halbe kwk erlöse angenommen
| chp | chp_sch | variable_costs_out | chp_sch.variable_costs_out | -7
| chp | chp_pr_biogas | variable_costs_out | chp_pr_biogas.variable_costs_out | -10.3333 | 0
| chp | chp_pr_klgas | variable_costs_out | chp_pr_klgas.variable_costs_out | -3.6667 | 3.64
| chp | chp_pr_biogas_h2 | variable_costs_out | chp_pr_biogas_h2.variable_costs_out | -4.6667 | 7.32
| chp | chp_pr_gas_1 | variable_costs_out | chp_pr_gas_1.variable_costs_out | 3.3333 | 0.6
| chp | chp_pr_gas_2 | variable_costs_out | chp_pr_gas_2.variable_costs_out | -3.6667 | 4.4
| chp | chp_sch_raff | variable_costs_out | chp_sch_raff.variable_costs_out | -10.3333 | 0
| chp | chp_sch_waste | variable_costs_out | chp_sch_waste.variable_costs_out | -10.3333 | 0
| chp | chp_sch_kuhheide | variable_costs_out | chp_sch_kuhheide.variable_costs_out | -2 | 1.8
| chp | chp_sch_m_turbine1 | variable_costs_out | chp_sch_m_turbine1.variable_costs_out | -3.6667 | 1.3
| chp | chp_sch_m_turbine2 | variable_costs_out | chp_sch_m_turbine2.variable_costs_out | -3.6667 | 1.3
| chp | chp_sch_contract | variable_costs_out | chp_sch_contract.variable_costs_out | 2.6667 | 31.72
|  | chp_sch_m_turbine | variable_costs_out | chp_sch_m_turbine.variable_costs_out | -3.6667 | 2.6
| chp | chp_pr | power el max | chp_pr.power el max | 0.42
| chp | chp_sch | power el max | chp_sch.power el max | 2.74
| chp | chp_pr_biogas | power el max | chp_pr_biogas.power el max | 2
| chp | chp_pr_klgas | power el max | chp_pr_klgas.power el max | 0.28
| chp | chp_pr_biogas_h2 | power el max | chp_pr_biogas_h2.power el max | 0.732
| chp | chp_pr_gas_1 | power el max | chp_pr_gas_1.power el max | 0.02
| chp | chp_pr_gas_2 | power el max | chp_pr_gas_2.power el max | 0.4
| chp | chp_sch_raff | power el max | chp_sch_raff.power el max | 130
| chp | chp_sch_waste | power el max | chp_sch_waste.power el max | 28.9
| chp | chp_sch_kuhheide | power el max | chp_sch_kuhheide.power el max | 0.1
| chp | chp_sch_m_turbine1 | power el max | chp_sch_m_turbine1.power el max | 0.1
| chp | chp_sch_m_turbine2 | power el max | chp_sch_m_turbine2.power el max | 0.1
| chp | chp_sch_contract | power el max | chp_sch_contract.power el max | 2.44
|  | chp_sch_m_turbine | power el max | chp_sch_m_turbine.power el max | 0.2
11.9048
| chp | chp_pr | variable_O&M | chp_pr.variable_O&M | 11.9048
| chp | chp_sch | variable_O&M | chp_sch.variable_O&M | 13
| chp | chp_pr_biogas | variable_O&M | chp_pr_biogas.variable_O&M |  |  |  |  | \cite{ASUE2015} S. 15 ff
| chp | chp_pr_klgas | variable_O&M | chp_pr_klgas.variable_O&M | 13 |  |  | €/MWh_el | \cite{ASUE2015} S. 15 ff
| chp | chp_pr_biogas_h2 | variable_O&M | chp_pr_biogas_h2.variable_O&M | 10 |  |  | €/MWh_el | \cite{ASUE2015} S. 15 ff
| chp | chp_pr_gas_1 | variable_O&M | chp_pr_gas_1.variable_O&M | 30 |  |  | €/MWh_el | \cite{ASUE2015} S. 15 ff
| chp | chp_pr_gas_2 | variable_O&M | chp_pr_gas_2.variable_O&M | 11 |  |  | €/MWh_el | \cite{ASUE2015} S. 15 ff
| chp | chp_sch_raff | variable_O&M | chp_sch_raff.variable_O&M |  |  |  | €/MWh_el | \cite{ASUE2015} S. 15 ff
| chp | chp_sch_waste | variable_O&M | chp_sch_waste.variable_O&M |  |  |  | €/MWh_el | \cite{ASUE2015} S. 15 ff
| chp | chp_sch_kuhheide | variable_O&M | chp_sch_kuhheide.variable_O&M | 18 |  |  | €/MWh_el | \cite{ASUE2015} S. 15 ff
| chp | chp_sch_m_turbine1 | variable_O&M | chp_sch_m_turbine1.variable_O&M | 13 |  |  | €/MWh_el | \cite{ASUE2015} S. 15 ff
| chp | chp_sch_m_turbine2 | variable_O&M | chp_sch_m_turbine2.variable_O&M | 13 |  |  | €/MWh_el | \cite{ASUE2015} S. 15 ff
| chp | chp_sch_contract | variable_O&M | chp_sch_contract.variable_O&M | 13 |  |  | €/MWh_el | \cite{ASUE2015} S. 15 ff
|  | chp_sch_m_turbine | variable_O&M | chp_sch_m_turbine.variable_O&M | 13
| chp | chp_pr | kwk_zulage | chp_pr.kwk_zulage | -14.6667
| chp | chp_sch | kwk_zulage | chp_sch.kwk_zulage | -20
| chp | chp_pr_biogas | kwk_zulage | chp_pr_biogas.kwk_zulage | -10.3333 |  |  |  | -31
| chp | chp_pr_klgas | kwk_zulage | chp_pr_klgas.kwk_zulage | -16.6667 |  |  |  | -50
| chp | chp_pr_biogas_h2 | kwk_zulage | chp_pr_biogas_h2.kwk_zulage | -14.6667 |  |  |  | -44
| chp | chp_pr_gas_1 | kwk_zulage | chp_pr_gas_1.kwk_zulage | -26.6667 |  |  |  | -80
| chp | chp_pr_gas_2 | kwk_zulage | chp_pr_gas_2.kwk_zulage | -14.6667 |  |  |  | -44
| chp | chp_sch_raff | kwk_zulage | chp_sch_raff.kwk_zulage | -10.3333 |  |  |  | -31
| chp | chp_sch_waste | kwk_zulage | chp_sch_waste.kwk_zulage | -10.3333 |  |  |  | -31
| chp | chp_sch_kuhheide | kwk_zulage | chp_sch_kuhheide.kwk_zulage | -20 |  |  |  | -60
| chp | chp_sch_m_turbine1 | kwk_zulage | chp_sch_m_turbine1.kwk_zulage | -16.6667 |  |  |  | -50
| chp | chp_sch_m_turbine2 | kwk_zulage | chp_sch_m_turbine2.kwk_zulage | -16.6667 |  |  |  | -50
| chp | chp_sch_contract | kwk_zulage | chp_sch_contract.kwk_zulage | -10.3333 |  |  |  | -31
|  | chp_sch_m_turbine | kwk_zulage | chp_sch_m_turbine.kwk_zulage | -16.6667
| demand | spot_market_sink | nominal value | spot_market_sink.nominal value | 1000000000 | 1000000000 | 1000000000
| demand | heat_demand_sch | nominal value | heat_demand_sch.nominal value | 45.9196 | 25.3017 | 25.3017 |  | aus demandlib abzüglich der nicht betrachteten Anlagen (10.97%)
| demand | heat_demand_pr | nominal value | heat_demand_pr.nominal value | 9.4291 | 8.3947 | 8.3947 |  | aus demandlib abzüglich der nicht betrachteten Anlagen (44.9%)
| demand | curtailment | nominal value | curtailment.nominal value | 1000000000 | 1000000000 | 1000000000
| demand | el_demand_uck | nominal value | el_demand_uck.nominal value | 26.6413 | 26.6413 | 26.6413
| renwables | wind_synth | capacity | wind_synth.capacity | 717.51 | 1004.4538 | 1244.3999
| renwables | pv_synth | capacity | pv_synth.capacity | 72.261 | 117.1452 | 156.4194
| Storages | storage_th_pr | nominal capacity | storage_th_pr.nominal capacity | 66
| Storages | storage_th_pr | nominal input value | storage_th_pr.nominal input value
| Storages | storage_th_pr | nominal output value | storage_th_pr.nominal output value
| Storages | storage_th_pr | capacity loss | storage_th_pr.capacity loss | 0.01
| Storages | storage_th_pr | efficiency inflow | storage_th_pr.efficiency inflow | 0.98
| Storages | storage_th_pr | efficiency outflow | storage_th_pr.efficiency outflow | 0.98
| Storages | storage_th_pr | initial capacity | storage_th_pr.initial capacity | 0
| Storages | storage_th_pr | capacity min | storage_th_pr.capacity min | 0
| Storages | storage_th_pr | capacity max | storage_th_pr.capacity max | 1
| Storages | storage_th_sch | nominal capacity | storage_th_sch.nominal capacity | 101
| Storages | storage_th_sch | nominal input value | storage_th_sch.nominal input value
| Storages | storage_th_sch | nominal output value | storage_th_sch.nominal output value
| Storages | storage_th_sch | capacity loss | storage_th_sch.capacity loss | 0.01
| Storages | storage_th_sch | efficiency inflow | storage_th_sch.efficiency inflow | 0.98
| Storages | storage_th_sch | efficiency outflow | storage_th_sch.efficiency outflow | 0.98
| Storages | storage_th_sch | initial capacity | storage_th_sch.initial capacity | 0
| Storages | storage_th_sch | capacity min | storage_th_sch.capacity min | 0
| Storages | storage_th_sch | capacity max | storage_th_sch.capacity max | 1
| Storages | batt | nominal capacity | batt.nominal capacity | 10
| Storages | batt | nominal input value | batt.nominal input value | 5
| Storages | batt | nominal output value | batt.nominal output value | 5
| Storages | batt | capacity loss | batt.capacity loss | 0.02
| Storages | batt | efficiency inflow | batt.efficiency inflow | 0.98
| Storages | batt | efficiency outflow | batt.efficiency outflow | 0.98
| Storages | batt | initial capacity | batt.initial capacity | 0
| Storages | batt | capacity min | batt.capacity min | 0
| Storages | batt | capacity max | batt.capacity max | 0.9
| Transformer | pth_pr | efficiency | pth_pr.efficiency | 0.99
| Transformer | pth_pr | capacity | pth_pr.capacity | 6.6
| Transformer | wind_curtailment | efficiency | wind_curtailment.efficiency | 1
| Transformer | wind_curtailment | capacity | wind_curtailment.capacity | 717.51
| Transformer | wind_using | efficiency | wind_using.efficiency | 1
| Transformer | wind_using | capacity | wind_using.capacity | 717.51
| Transformer | wind_neg_spot | efficiency | wind_neg_spot.efficiency | 1
| Transformer | wind_neg_spot | capacity | wind_neg_spot.capacity | 717.51
| Transformer | negative_spot | efficiency | negative_spot.efficiency | 1
| Transformer | negative_spot | capacity | negative_spot.capacity | 30000
| Transformer | spot_to_flex | efficiency | spot_to_flex.efficiency | 1
| Transformer | spot_to_flex | capacity | spot_to_flex.capacity | 390
| Transformer | ptg | efficiency | ptg.efficiency | 0.643 | 0.844 | 0.881 |  | \cite{Smolinka2018} S3-Szenario | \cite{Smolinka2018} (HTEL-Szenario) | \cite{Smolinka2018} (HTEL-Szenario) | \cite{Smolinka2018} (HTEL-Szenario)
| Transformer | ptg | capacity | ptg.capacity | 10 | 10 | 10 |  | \cite{Smolinka2018} S3-Szenario | \cite{Smolinka2018} (HTEL-Szenario) | \cite{Smolinka2018} (HTEL-Szenario) | \cite{Smolinka2018} (HTEL-Szenario)
| Transformer | ptg | Invest | ptg.Invest | 7760000 | 8000000 | 5500000 |  | \cite{Smolinka2018} S3-Szenario | \cite{Smolinka2018} (HTEL-Szenario) | \cite{Smolinka2018} (HTEL-Szenario) | \cite{Smolinka2018} (HTEL-Szenario)
| Transformer | ptg | lifetime | ptg.lifetime | 26.8 | 20 | 20 |  | \cite{Smolinka2018} S3-Szenario | \cite{Smolinka2018} (HTEL-Szenario) | \cite{Smolinka2018} (HTEL-Szenario) | \cite{Smolinka2018} (HTEL-Szenario)
| Transformer | ptg | variable_costs_out | ptg.variable_costs_out | 271600 | 240000 | 165000 |  | \cite{Smolinka2018} S3-Szenario | \cite{Smolinka2018} (HTEL-Szenario) | \cite{Smolinka2018} (HTEL-Szenario) | \cite{Smolinka2018} (HTEL-Szenario)
| Transformer | pv_using | efficiency | pv_using.efficiency | 1
| Transformer | pv_using | capacity | pv_using.capacity | 72.261
| Transformer | pv_curtailment | efficiency | pv_curtailment.efficiency | 1
| Transformer | pv_curtailment | capacity | pv_curtailment.capacity | 72.261
| Transformer | pv_neg_spot | efficiency | pv_neg_spot.efficiency | 1
| Transformer | pv_neg_spot | capacity | pv_neg_spot.capacity | 72.261
| Transformer | boiler_pr_1 | Invest. Eq. | boiler_pr_1.Invest. Eq. | 629300
| Transformer | boiler_pr_1 | fixed O&M | boiler_pr_1.fixed O&M | 26970
| Transformer | boiler_pr_1 | lifetime | boiler_pr_1.lifetime | 25
| Transformer | boiler_pr_1 | Invest. Installation | boiler_pr_1.Invest. Installation | 359600
| Transformer | boiler_pr_1 | efficiency | boiler_pr_1.efficiency | 0.9
| Transformer | boiler_pr_1 | capacity | boiler_pr_1.capacity | 8.99
| Transformer | boiler_pr_2 | Invest. Eq. | boiler_pr_2.Invest. Eq. | 856100
| Transformer | boiler_pr_2 | fixed O&M | boiler_pr_2.fixed O&M | 36690
| Transformer | boiler_pr_2 | lifetime | boiler_pr_2.lifetime | 25
| Transformer | boiler_pr_2 | Invest. Installation | boiler_pr_2.Invest. Installation | 489200
| Transformer | boiler_pr_2 | efficiency | boiler_pr_2.efficiency | 0.9
| Transformer | boiler_pr_2 | capacity | boiler_pr_2.capacity | 12.23
| Transformer | boiler_pr_3 | Invest. Eq. | boiler_pr_3.Invest. Eq. | 140000
| Transformer | boiler_pr_3 | fixed O&M | boiler_pr_3.fixed O&M | 6000
| Transformer | boiler_pr_3 | lifetime | boiler_pr_3.lifetime | 25
| Transformer | boiler_pr_3 | Invest. Installation | boiler_pr_3.Invest. Installation | 80000
| Transformer | boiler_pr_3 | efficiency | boiler_pr_3.efficiency | 0.9
| Transformer | boiler_pr_3 | capacity | boiler_pr_3.capacity | 2
| Transformer | boiler_sch | Invest. Eq. | boiler_sch.Invest. Eq. | 2196000 | 2220000 | 2220000
| Transformer | boiler_sch | fixed O&M | boiler_sch.fixed O&M | 73200 | 70300 | 66600
| Transformer | boiler_sch | lifetime | boiler_sch.lifetime | 30 | 30 | 40
| Transformer | boiler_sch | Invest. Installation | boiler_sch.Invest. Installation | 1464000 | 1480000 | 1480000
| Transformer | boiler_sch | efficiency | boiler_sch.efficiency | 0.9 | 0.9 | 0.9
| Transformer | boiler_sch | capacity | boiler_sch.capacity | 36.6 | 37 | 37
| Transformer | boiler_pr | Invest. Eq. | boiler_pr.Invest. Eq. | 1625400 | 2590000 | 2590000
| Transformer | boiler_pr | fixed O&M | boiler_pr.fixed O&M | 69660 | 92500 | 74000
| Transformer | boiler_pr | lifetime | boiler_pr.lifetime | 25 | 25 | 25
| Transformer | boiler_pr | Invest. Installation | boiler_pr.Invest. Installation | 928800 | 1480000 | 1480000
| Transformer | boiler_pr | efficiency | boiler_pr.efficiency | 0.9 | 0.9 | 0.9
| Transformer | boiler_pr | capacity | boiler_pr.capacity | 23.22 | 37 | 37
| Transformer | pth_sch | Invest. Eq. | pth_sch.Invest. Eq. | 880000 | 880000 | 880000
| Transformer | pth_sch | Invest. Installation | pth_sch.Invest. Installation | 440000 | 440000 | 440000
| Transformer | pth_sch | efficiency | pth_sch.efficiency | 0.99 | 0.99 | 0.99
| Transformer | pth_sch | capacity | pth_sch.capacity | 11 | 11 | 11
| Transformer | pth_sch_out | efficiency | pth_sch_out.efficiency | 1 | 1 | 1
| Transformer | pth_sch_out | capacity | pth_sch_out.capacity | 11 | 11 | 11
| Transformer | pth_sch | lifetime | pth_sch.lifetime | 20 | 20 | 20
| Transformer | pth_sch | fixed O&M | pth_sch.fixed O&M | 55000 | 55000 | 55000
| transformer | dist_heat_eff_pr | efficiency | dist_heat_eff_pr.efficiency | 0.86 | 0.86 | 0.86
| transformer | dist_heat_eff_pr | capacity | dist_heat_eff_pr.capacity | 100000 | 100000 | 100000
| transformer | dist_heat_eff_sch | efficiency | dist_heat_eff_sch.efficiency | 0.82 | 0.82 | 0.82
| transformer | dist_heat_eff_sch | capacity | dist_heat_eff_sch.capacity | 100000 | 100000 | 100000
.
#REF! |  |  |  | .
#REF! | Invest. Eq. | €/MW | hot water boiler (1-30 MW_th) | Invest. Eq..hot water boiler (1-30 MW_th) | 70000 | 70000 | 70000 |  | \cite{Große2017} S. 19
| Invest. Installation | €/MW | hot water boiler (1-30 MW_th) | Invest. Installation.hot water boiler (1-30 MW_th) | 40000 | 40000 | 40000 |  | \cite{Große2017} S. 19
| fixed O&M | €/MW/a | hot water boiler (1-30 MW_th) | fixed O&M.hot water boiler (1-30 MW_th) | 3000 | 2500 | 2000 |  | \cite{Große2017} S. 19
#REF! | variable O&M | €/MWh | hot water boiler (1-30 MW_th) | variable O&M.hot water boiler (1-30 MW_th) | 0.5 | 0.5 | 0.2 |  | \cite{Große2017} S. 19
#REF! | lifetime | a | hot water boiler (1-30 MW_th) | lifetime.hot water boiler (1-30 MW_th) | 25 | 25 | 25 |  | \cite{Große2017} S. 19
#REF! | Invest. Eq. | €/MW | hot water tube boiler (20-250 MW_th) | Invest. Eq..hot water tube boiler (20-250 MW_th) | 60000 | 60000 | 60000 |  | \cite{Große2017} S. 21
| Invest. Installation | €/MW | hot water tube boiler (20-250 MW_th) | Invest. Installation.hot water tube boiler (20-250 MW_th) | 40000 | 40000 | 40000 |  | \cite{Große2017} S. 21
| fixed O&M | €/MW/a | hot water tube boiler (20-250 MW_th) | fixed O&M.hot water tube boiler (20-250 MW_th) | 2000 | 1900 | 1800 |  | \cite{Große2017} S. 21
#REF! | variable O&M | €/MWh | hot water tube boiler (20-250 MW_th) | variable O&M.hot water tube boiler (20-250 MW_th) | 0.2 | 0.2 | 0.2 |  | \cite{Große2017} S. 21
#REF! | lifetime | a | hot water tube boiler (20-250 MW_th) | lifetime.hot water tube boiler (20-250 MW_th) | 30 | 30 | 40 |  | \cite{Große2017} S. 21
#REF! | Invest. Eq. | €/MW | kwk klein (0.5-30 MW_el) | Invest. Eq..kwk klein (0.5-30 MW_el) | 630000 | 540000 | 450000 |  | \cite{Große2017} S. 96
| Invest. Installation | €/MW | kwk klein (0.5-30 MW_el) | Invest. Installation.kwk klein (0.5-30 MW_el) | 360000 | 360000 | 360000 |  | \cite{Große2017} S. 96
| fixed O&M | €/MW/a | kwk klein (0.5-30 MW_el) | fixed O&M.kwk klein (0.5-30 MW_el) | 10000 | 9000 | 8000 |  | \cite{Große2017} S. 96
#REF! | variable O&M | €/MWh | kwk klein (0.5-30 MW_el) | variable O&M.kwk klein (0.5-30 MW_el) | 8 | 8 | 8 |  | \cite{Große2017} S. 96
#REF! | lifetime | a | kwk klein (0.5-30 MW_el) | lifetime.kwk klein (0.5-30 MW_el) | 30 | 35 | 35 |  | \cite{Große2017} S. 96
| Invest. Eq. | €/MW | pth | Invest. Eq..pth | 80000 | 80000 | 80000 |  | \cite{Große2017} S. 32
| Invest. Installation | €/MW | pth | Invest. Installation.pth | 40000 | 40000 | 40000 |  | \cite{Große2017} S. 32
| fixed O&M | €/MW/a | pth | fixed O&M.pth | 5000 | 5000 | 5000 |  | \cite{Große2017} S. 32
| variable O&M | €/MWh | pth | variable O&M.pth | 0.2 | 0.2 | 0.2 |  | \cite{Große2017} S. 32
| lifetime | a | pth | lifetime.pth | 20 | 20 | 20 |  | \cite{Große2017} S. 32
#REF! | Invest | €/MW | kwk mittel (30-250 MW_el) | Invest.kwk mittel (30-250 MW_el) |  |  |  |  | \cite{Große2017} S. 99
#REF! | Invest | €/MW | kwk groß (>250 MW_el) | Invest.kwk groß (>250 MW_el) |  |  |  |  | \cite{Große2017} S. 102
#REF! | Invest | €/MW | pth | Invest.pth |  | 120000 | 120000 |  | \cite{Große2017} S. 32
#REF! | Invest | €/MW | batt | Invest.batt
#REF! | Invest | €/MW | ptg | Invest.ptg
#REF! |  |  |  | .
| efficiency | % | Li-Ion Batt | efficiency.Li-Ion Batt | 0.87 | 0.9 | 0.95 |  | \cite{Elsner2015a} S. 31
| capacity loss | % per month | Li-Ion Batt | capacity loss.Li-Ion Batt | 0.03 | 0.02 | 0.01 |  | \cite{Elsner2015a} S. 31
| lifetime | a | Li-Ion Batt | lifetime.Li-Ion Batt | 15 | 21 | 30 |  | \cite{Elsner2015a} S. 31
| cycle lifetime | # | Li-Ion Batt | cycle lifetime.Li-Ion Batt | 5000 | 7000 | 12000 |  | \cite{Elsner2015a} S. 31
| capacity max | % | Li-Ion Batt | capacity max.Li-Ion Batt | 0.85 | 0.95 | 100 |  | \cite{Elsner2015a} S. 31
| Invest | €/MWh | Li-Ion_Großspeicher | Invest.Li-Ion_Großspeicher | 445 | 141 | 105.5 |  | \cite{Elsner2015a} S. 32
| Invest | €/MWh | Li-Ion_HH-Speicher | Invest.Li-Ion_HH-Speicher | 1340 | 439 | 295 |  | \cite{Elsner2015a} S. 32
| Invest | €/MW | Umrichter_bidirektional | Invest.Umrichter_bidirektional | 160 | 72.5 | 45 |  | \cite{Elsner2015a} S. 32
| variable O&M | % von Invest/a | Li-Ion Batt | variable O&M.Li-Ion Batt | 0.01 | 0.01 | 0.01 |  | \cite{Elsner2015a} S. 32
.
| Invest |  | KWK_20kW_el | Invest.KWK_20kW_el |  | 150000 | 150000 |  | \cite{Henning2015a} S. 21
| lifetime |  | KWK_20kW_el | lifetime.KWK_20kW_el |  | 17.5 | 17.5 |  | \cite{Henning2015a} S. 21
| Invest |  | KWK_1MW_el | Invest.KWK_1MW_el |  |  | 750000 |  | \cite{Henning2015a} S. 21
| lifetime |  | KWK_1MW_el | lifetime.KWK_1MW_el |  |  | 25 |  | \cite{Henning2015a} S. 21
| Kaltstartkosten | €/MW_el*Vorgang | KWK_1MW_el | Kaltstartkosten.KWK_1MW_el |  |  | 30 |  | \cite{Henning2015a} S. 21
| Warmstartkosten | €/MW_el*Vorgang | KWK_1MW_el | Warmstartkosten.KWK_1MW_el |  |  | 5 |  | \cite{Henning2015a} S. 21
| variable O&M | % von Invest/a | KWK_1MW_el | variable O&M.KWK_1MW_el |  |  | 0.09 |  | \cite{Henning2015a} S. 21
|  | €/MWh | Wärmepreis für Einspeisung |  | 50 |  |  |  | \cite{UTEC2014} s. 11 | Annahme
|  | €/MWh | Fernwärmepreis für Endkunden in Prenzlau |  | 80.67 |  |  |  | \cite{Jahnke2017} s. 13
#REF! | variable O&M | €/MWh | kwk mittel (30-250 MW_el) | variable O&M.kwk mittel (30-250 MW_el) | 7 | 7 | 7 |  | \cite{Große2017} S. 99
#REF! | variable O&M | €/MWh | kwk groß (>250 MW_el) | variable O&M.kwk groß (>250 MW_el) | 5 | 5 | 5 |  | \cite{Große2017} S. 102
#REF! | variable O&M | €/MWh | pth | variable O&M.pth | 0.2 | 0.2 | 0.2 |  | \cite{Große2017} S. 32
#REF! | variable O&M | €/MWh | batt | variable O&M.batt
#REF! | variable O&M | €/MWh | ptg | variable O&M.ptg
#REF! |  |  |  | .
#REF! | fixed O&M | €/MW/a | hot water boiler (1-30 MW_th) | fixed O&M.hot water boiler (1-30 MW_th) | 3000 | 3000 | 3000 |  | \cite{Große2017} S. 19
#REF! | fixed O&M |  | hot water tube boiler (20-250 MW_th) | fixed O&M.hot water tube boiler (20-250 MW_th) | 2000 | 2000 | 2000 |  | \cite{Große2017} S. 21
#REF! | fixed O&M |  | kwk klein (0.5-30 MW_el) | fixed O&M.kwk klein (0.5-30 MW_el) |  |  |  |  | \cite{Große2017} S. 96
#REF! | fixed O&M |  | kwk mittel (30-250 MW_el) | fixed O&M.kwk mittel (30-250 MW_el) |  |  |  |  | \cite{Große2017} S. 99
#REF! | fixed O&M |  | kwk groß (>250 MW_el) | fixed O&M.kwk groß (>250 MW_el) |  |  |  |  | \cite{Große2017} S. 102
#REF! | fixed O&M |  | pth | fixed O&M.pth | 500 | 500 | 500 |  | \cite{Große2017} S. 32
#REF! | fixed O&M |  | batt | fixed O&M.batt
#REF! | fixed O&M |  | ptg | fixed O&M.ptg
#REF! |  |  |  | .
#REF! | Effizienz |  | hot water boiler (1-30 MW_th) | Effizienz.hot water boiler (1-30 MW_th) | 0.93 | 0.93 | 0.94 |  | \cite{Große2017} S. 19
#REF! | Effizienz |  | hot water tube boiler (20-250 MW_th) | Effizienz.hot water tube boiler (20-250 MW_th) | 0.87 | 0.87 | 0.87 |  | \cite{Große2017} S. 21
#REF! | Effizienz |  | kwk klein (0.5-30 MW_el) | Effizienz.kwk klein (0.5-30 MW_el) |  |  |  |  | \cite{Große2017} S. 96
#REF! | Effizienz |  | kwk mittel (30-250 MW_el) | Effizienz.kwk mittel (30-250 MW_el) |  |  |  |  | \cite{Große2017} S. 99
#REF! | Effizienz |  | kwk groß (>250 MW_el) | Effizienz.kwk groß (>250 MW_el) |  |  |  |  | \cite{Große2017} S. 102
#REF! | Effizienz |  | pth | Effizienz.pth | 0.98 | 0.98 | 0.98 |  | \cite{Große2017} S. 32
#REF! | Effizienz |  | batt | Effizienz.batt
#REF! | Effizienz |  | ptg | Effizienz.ptg | 0.7 |  |  |  | \cite{Ausfelder2015}
#REF! |  |  |  | .
#REF! | Effizienz chp_pr |  | el efficiency min | Effizienz chp_pr.el efficiency min | 0.25
#REF! | Effizienz chp_pr |  | el efficiency max | Effizienz chp_pr.el efficiency max | 0.49
#REF! | Effizienz chp_pr |  | power min | Effizienz chp_pr.power min | 0.9
#REF! | Effizienz chp_pr |  | power max | Effizienz chp_pr.power max | 2.7
#REF! |  |  |  | .
#REF! | Effizienz chp_sch |  | el efficiency min | Effizienz chp_sch.el efficiency min | 0.25
#REF! | Effizienz chp_sch |  | el efficiency max | Effizienz chp_sch.el efficiency max | 0.49
#REF! | Effizienz chp_sch |  | power min | Effizienz chp_sch.power min | 8
#REF! | Effizienz chp_sch |  | power max | Effizienz chp_sch.power max | 19
#REF! |  |  |  | .
#REF! | lifetime | a | kwk mittel (30-250 MW_el) | lifetime.kwk mittel (30-250 MW_el) |  |  |  |  | \cite{Große2017} S. 99
#REF! | lifetime | a | kwk groß (>250 MW_el) | lifetime.kwk groß (>250 MW_el) |  |  |  |  | \cite{Große2017} S. 102
#REF! | lifetime | a | pth | lifetime.pth | 20 | 20 | 20 |  | \cite{Große2017} S. 32
#REF! | lifetime | a | batt | lifetime.batt
#REF! | lifetime | a | ptg | lifetime.ptg
.
| CO2-Kosten | €/tCO2 | Vermeidungskosten mittel | CO2-Kosten.Vermeidungskosten mittel | 93.2 | 162.5 | 251 |  | \cite{UmweltbundesamtUBA2014} S. 6
| CO2-Kosten |  | Schadenskosten (Weu / 1%) | CO2-Kosten.Schadenskosten (Weu / 1%) | 144.162 | 158.51 | 195.455 |  | \cite{UmweltbundesamtUBA2014} S. 7
| CO2-Kosten |  | CO2-Steuer (Agora Mittel) | CO2-Kosten.CO2-Steuer (Agora Mittel) |  | 198.75 | 352.5 |  | \cite{Graichen2018} S. 32
| CO2-Kosten |  | ETC-Handelspreis | CO2-Kosten.ETC-Handelspreis | 7 | 33 | 49.6452
| CO2-Kosten |  | CO2-Steuer (Agora Groß) | CO2-Kosten.CO2-Steuer (Agora Groß) | 125 | 125 | 125 |  | \cite{Graichen2018} S. 34
.
| Kosten Energie | €/MWh | Strom | Kosten Energie.Strom | 0.5 | 0.5 | 0.2
| Kosten Energie |  | gas_price | Kosten Energie.gas_price | 29.11 | 33.7 | 37.1219
| Kosten Energie |  | Wasserstoff | Kosten Energie.Wasserstoff | 8 | 8 | 8
.
| EE-Erzeugung | MW | Wind | EE-Erzeugung.Wind | 717.51 | 1004.4538 | 1244.3999 |  | \cite{Faktor-iGmbH2018} | \cite{Bundesnetzagentur2016} S. II Sz B 2035
| EE-Erzeugung |  | solar | EE-Erzeugung.solar | 72.261 | 117.1452 | 156.4194 |  | \cite{Faktor-iGmbH2018} | \cite{Bundesnetzagentur2016} S. II Sz B 2035
| Strom-Mix-CO2_Emiss BMWi Ref | t/MWh | EE-Anteil | Strom-Mix-CO2_Emiss BMWi Ref.EE-Anteil | 0.5168 | 0.4575 | 0.357 |  | \cite{Pfluger2017a} S. 181
| Strom-Mix-CO2_Emiss BMWi Basis | t/MWh | EE-Anteil | Strom-Mix-CO2_Emiss BMWi Basis.EE-Anteil | 0.503 | 0.254 | 0.067 |  | \cite{Pfluger2017a} S. 246
.
.
| planning+installation | % von Invest |  |  | 0.1
| Heat | €/MWh | Fernwärmepreis_pr | Heat.Fernwärmepreis_pr | 51.43 | 62.133 | 72.1345 |  | Stadtwerke Prenzlau | Annahme: + 1% p.a. | Annahme: + 1% p.a.
| Heat | €/MWh | Fernwärmepreis_sch | Heat.Fernwärmepreis_sch | 53.6 | 64.7546 | 75.1781 |  | Stadtwerke Schwedt | Annahme: + 1% p.a. | Annahme: + 1% p.a.
| H2-Anteil Gasnetz | % |  |  | 2% | 5% | 10%
| fixed O&M | €/MW/a | chp_pr_biogas | fixed O&M.chp_pr_biogas
| fixed O&M |  | chp_pr_klgas | fixed O&M.chp_pr_klgas
| fixed O&M |  | chp_pr_biogas_h2 | fixed O&M.chp_pr_biogas_h2
| fixed O&M |  | chp_pr_gas_1 | fixed O&M.chp_pr_gas_1
| fixed O&M |  | chp_pr_gas_2 | fixed O&M.chp_pr_gas_2
| fixed O&M |  | chp_sch_raff | fixed O&M.chp_sch_raff
| fixed O&M |  | chp_sch_waste | fixed O&M.chp_sch_waste
| fixed O&M |  | chp_sch_kuhheide | fixed O&M.chp_sch_kuhheide
| fixed O&M |  | chp_sch_m_turbine | fixed O&M.chp_sch_m_turbine
| fixed O&M |  | chp_sch_contract | fixed O&M.chp_sch_contract
Note on C11: PCK refinery in Schwedt. It is not well defined how much heat do they supply to the district heating system; however an estimation has been done. Source: https://www.pck.de/en/company/divisions/
Note on C13: PCK refinery in Schwedt. It is not well defined how much heat do they supply to the district heating system; however an estimation has been done. Source: https://www.pck.de/en/company/divisions/
Note on C14: PCK refinery in Schwedt. It is not well defined how much heat do they supply to the district heating system; however an estimation has been done. Source: https://www.pck.de/en/company/divisions/
Note on D17: MW At a 25% electric efficiency, the input power rated is 50% of the maximum capacity. Source: Page 5 Sizing Combined Heat and Power Units and Domestic Building Energy Cost Optimisation https://doi.org/10.3390/en10060771
Note on D18: Electric maximum power MW
Note on C20: PCK refinery in Schwedt. It is not well defined how much heat do they supply to the district heating system; however an estimation has been done. Source: https://www.pck.de/en/company/divisions/
Note on C22: PCK refinery in Schwedt. It is not well defined how much heat do they supply to the district heating system; however an estimation has been done. Source: https://www.pck.de/en/company/divisions/
Note on C23: PCK refinery in Schwedt. It is not well defined how much heat do they supply to the district heating system; however an estimation has been done. Source: https://www.pck.de/en/company/divisions/
Note on C24: PCK refinery in Schwedt. It is not well defined how much heat do they supply to the district heating system; however an estimation has been done. Source: https://www.pck.de/en/company/divisions/
Note on C25: PCK refinery in Schwedt. It is not well defined how much heat do they supply to the district heating system; however an estimation has been done. Source: https://www.pck.de/en/company/divisions/
Note on C26: PCK refinery in Schwedt. It is not well defined how much heat do they supply to the district heating system; however an estimation has been done. Source: https://www.pck.de/en/company/divisions/
Note on D26: MW At a 25% electric efficiency, the input power rated is 50% of the maximum capacity. Source: Page 5 Sizing Combined Heat and Power Units and Domestic Building Energy Cost Optimisation https://doi.org/10.3390/en10060771
Note on C27: PCK refinery in Schwedt. It is not well defined how much heat do they supply to the district heating system; however an estimation has been done. Source: https://www.pck.de/en/company/divisions/
Note on D27: Electric maximum power MW
Note on D71: Electric maximum power MW
Note on D72: Electric maximum power MW
Note on D73: Electric maximum power MW
Note on D74: Electric maximum power MW
Note on D75: Electric maximum power MW
Note on D76: Electric maximum power MW
Note on D77: Electric maximum power MW
Note on D78: Electric maximum power MW
Note on D79: Electric maximum power MW
Note on D80: Electric maximum power MW
Note on D81: Electric maximum power MW
Note on D82: Electric maximum power MW
Note on D102: Electric maximum power MW
Note on D103: Electric maximum power MW
Note on D104: Electric maximum power MW
Note on D105: Electric maximum power MW
Note on D106: Electric maximum power MW
Note on D107: Electric maximum power MW
Note on D108: Electric maximum power MW
Note on D109: Electric maximum power MW
Note on D110: Electric maximum power MW
Note on D111: Electric maximum power MW
Note on D112: Electric maximum power MW
Note on D113: Electric maximum power MW
Note on C122: PRENZLAU AQUIFER WÄRMESPEICHER source: Page 11 https://www.prenzlau.eu/sixcms/media.php/569/Fernw%C3%A4rmekonzept_Innenstadt.pdf
Note on C123: PRENZLAU AQUIFER WÄRMESPEICHER source: Page 11 https://www.prenzlau.eu/sixcms/media.php/569/Fernw%C3%A4rmekonzept_Innenstadt.pdf
Note on C124: PRENZLAU AQUIFER WÄRMESPEICHER source: Page 11 https://www.prenzlau.eu/sixcms/media.php/569/Fernw%C3%A4rmekonzept_Innenstadt.pdf
Note on C125: PRENZLAU AQUIFER WÄRMESPEICHER source: Page 11 https://www.prenzlau.eu/sixcms/media.php/569/Fernw%C3%A4rmekonzept_Innenstadt.pdf
Note on C126: PRENZLAU AQUIFER WÄRMESPEICHER source: Page 11 https://www.prenzlau.eu/sixcms/media.php/569/Fernw%C3%A4rmekonzept_Innenstadt.pdf
Note on C127: PRENZLAU AQUIFER WÄRMESPEICHER source: Page 11 https://www.prenzlau.eu/sixcms/media.php/569/Fernw%C3%A4rmekonzept_Innenstadt.pdf
Note on C128: PRENZLAU AQUIFER WÄRMESPEICHER source: Page 11 https://www.prenzlau.eu/sixcms/media.php/569/Fernw%C3%A4rmekonzept_Innenstadt.pdf
Note on C129: PRENZLAU AQUIFER WÄRMESPEICHER source: Page 11 https://www.prenzlau.eu/sixcms/media.php/569/Fernw%C3%A4rmekonzept_Innenstadt.pdf
Note on C130: PRENZLAU AQUIFER WÄRMESPEICHER source: Page 11 https://www.prenzlau.eu/sixcms/media.php/569/Fernw%C3%A4rmekonzept_Innenstadt.pdf
Note on D154: MW
Note on D158: MW
Note on D160: MW
Note on D162: MW
Note on D164: MW
Note on D166: MW
Note on D174: MW
Note on D176: MW
Note on D178: MW
Note on D186: MW
Note on D193: MW
Note on D200: MW
Note on D209: MW
Note on D216: MW
Note on D222: MW
Note on D224: MW
Note on D327: MW At a 25% electric efficiency, the input power rated is 50% of the maximum capacity. Source: Page 5 Sizing Combined Heat and Power Units and Domestic Building Energy Cost Optimisation https://doi.org/10.3390/en10060771
Note on D328: Electric maximum power MW
Note on D332: MW At a 25% electric efficiency, the input power rated is 50% of the maximum capacity. Source: Page 5 Sizing Combined Heat and Power Units and Domestic Building Energy Cost Optimisation https://doi.org/10.3390/en10060771
Note on D333: Electric maximum power MW

## Parameter_2016_SQ
|  |  |  | übergreifend |  |  |  | Prenzlau | [7 empty] | Schwedt | [8 empty] | übergreifend
[8 empty] | CHP |  |  | Boiler |  |  | Wärme-speicher | Pth | CHP |  |  |  | Boiler |  |  | Wärme-speicher | Pth | Batterie | PtH
| chp_trans_parameter | trans_parameter |  | cs_to_pth_pr | flex_to_pth_pr | cs_to_pth_sch | flex_to_pth_sch | chp_pr_ee | chp_pr_gas_1 | chp_pr_gas_2 | boiler_pr_1 | boiler_pr_2 | boiler_pr_3 | storage_th_pr | pth_pr | chp_pck_waste | chp_sch_kuhheide | chp_sch_m_turbine1 | chp_sch_m_turbine2 | boiler_sch_1 | boiler_sch_contract | boiler_sch_2 | storage_th_sch | pth_sch | batt | ptg
technische Daten
P_allgemein | el_capacity_max | capacity |  | 100000 | 100000 | 100000 | 100000 | 3.057 | 0.022 | 0.4 | 8.64 | 12.232 | 2 |  | 2 | 200.133 | 0.1 | 0.1 | 0.1 | 36.6 | 3.05 | 0.62 |  | 5 | 5 | 5
P_el | el_capacity_max |  | MW_el |  |  |  |  | 3.057 | 0.022 | 0.4 | [5 empty] | 200.133 | 0.1 | 0.1 | 0.1
P_th | heat_capacity_max | capacity | MW_th |  |  |  |  | 2.778 | 0.05 | 0.5 | 8.64 | 12.232 | 2 | 33 | 2 | 18.398 | 0.162 | 0.145 | 0.145 | 36.6 | 3.05 | 0.62 | 169.5 | 5 | 5 | 5
P_Br_in |  |  | MW_Br | [5 empty] | 0.083333 | 1.0417 | 9.6 | 13.5911 | 2.2222 |  | 2.1053 | 36.796 | 0.28223 | 0.25261 | 0.25261 | 40.6667 | 3.3889 | 0.68889 |  | 5.2632 | 5.2632 | 6.25
Effizienz_el | el_conv |  | % | 1 | 1 | 1 | 1 | 0.40533 | 0.293 | 0.39 | 0 | 0 | 0 |  | 0 | 0.35 | 0.346 | 0.346 | 0.346 | 0 | 0 | 0
Effizienz_th | heat_conv | efficiency | % | 1 | 1 | 1 | 1 | 0.568 | 0.6 | 0.48 | 0.9 | 0.9 | 0.9 |  | 0.95 | 0.5 | 0.574 | 0.574 | 0.574 | 0.9 | 0.9 | 0.9 |  | 0.95 | 0.95 | 0.8
Kapazität |  | nominal capacity | MWh | [10 empty] | 66 | [8 empty] | 339
Lebensdauer | Lebensdauer |  | a |  |  |  |  | 20 | 20 | 20 | 20 | 20 | 20 |  | 20 | 20 | 20 | 20 | 20 | 20 | 20 | 20 |  | 20 | 20 | 20
Energiebilanz
angenommene Volllaststundenzahl |  |  | h/a |  |  |  |  | 4500 | 4500 | 4500 | 1000 | 1000 | 1000 |  | 500 | 4500 | 4500 | 4500 | 4500 | 1000 | 1000 | 1000 |  | 500 | 500 | 500
Stromerzeugung |  |  | MWh/a |  |  |  |  | 5067.072 | 109.875 | 877.5 | 0 | 0 | 0 |  | 0 | 57953.7 | 252.234 | 225.765 | 225.765 | 0 | 0 | 0 |  | 0 | 0 | 0
Wärmeerzeugung |  |  | MWh/a |  |  |  |  | 12501 | 225 | 2250 | 8640 | 12232 | 2000 |  | 1000 | 82791 | 729 | 652.5 | 652.5 | 36600 | 3050 | 620 |  | 2500 | 2500 | 2500
Brennstoffverbrauch |  |  | MWh/a |  |  |  |  | 22008.8028 | 375 | 4687.5 | 9600 | 13591.1111 | 2222.2222 |  | 1052.6316 | 165582 | 1270.0348 | 1136.7596 | 1136.7596 | 40666.6667 | 3388.8889 | 688.8889 |  | 2631.5789 | 2631.5789 | 3125
Vergleich mit FW-Daten
Wärmesumme der Anlagen | [7 empty] | 37848 | [7 empty] | 125095
Referenzsumme des Wärmenetzes | [7 empty] | 25400 | [7 empty] | 128000
Differenz | [7 empty] | 0.67111 | [7 empty] | 1.0232
Brennstoffkosten
Gaspreis |  |  | €/MWh | [5 empty] | 29.11 | 29.11 | 29.11 | 29.11 | 29.11 |  |  |  | 29.11 | 29.11 | 29.11 | 29.11 | 29.11 | 29.11
Strom |  |  | €/MWh | [11 empty] | Spot | [8 empty] | Spot | Spot | Spot
Sonstiges |  |  | €/MWh |  |  |  |  | 0 | [7 empty] | 0
Netzkosten Gas
LP_Gas |  |  | €/MW | [5 empty] | 22755.4869 | 20147.302 | 9917.8089 | 8972.2029 | 16957.5523 |  |  |  | 22342.3718 | 22413.3212 | 22413.3212 | 7574.774 | 14679.8232 | 21211.1863
AP_Gas |  |  | €/MWh | [5 empty] | 6.4857 | 4.7505 | 3.5816 | 3.0818 | 5.7191 |  |  |  | 6.1394 | 6.1964 | 6.1964 | 2.1589 | 5.2272 | 6.3771
Energiesteuer |  |  | €/MWh | [5 empty] | 0 | 0 | 5.5 | 5.5 | 5.5 |  |  |  | 0 | 0 | 0 | 5.5 | 5.5 | 5.5
gas CO2-Kosten |  |  | €/MWh | [5 empty] | 0 | 0 | 1.4 | 1.4 | 1.4 |  |  |  | 0 | 0 | 0 | 1.4 | 1.4 | 1.4
Konzessionsabgaben_Gas |  |  | €/MWh | [5 empty] | 0.04 | 0.04 | 0.04 | 0.04 | 0.04 |  |  |  | 0.04 | 0.04 | 0.04 | 0.04 | 0.04 | 0.04
Netzkosten und Umlagen Strom
GP_Strom |  |  | €/a
KP_Strom
LP_Strom | LP_Strom |  | €/MW | 36600 | 36600 | 36600 | 36600
AP_Strom | AP_Strom |  | €/MWh | 30.6 | 30.6 | 30.6 | 30.6
EEG-Umlage | EEG-Umlage |  | €/MWh | 63.5 | 63.5 | 63.5 | 63.5
Konzessionsabgaben | Konzessionsabgaben |  | €/MWh | 13.2 | 13.2 | 13.2 | 13.2
§ 19-StromNEV-Umlage | § 19-StromNEV-Umlage |  | €/MWh | 3.78 | 3.78 | 3.78 | 3.78
Stromsteuer | Stromsteuer |  | €/MWh | 20.5 | 20.5 | 20.5 | 20.5
CO2-Handel | CO2-Handel |  | €/MWh | 0 | 0 | 0 | 0
CO2-Steuer | CO2-Steuer |  | €/MWh | 0 | 0 | 0 | 0
KWK Umlage | KWK Umlage |  | €/MWh | 4.45 | 4.45 | 4.45 | 4.45
Offshore-Haftungsumlage | Offshore-Haftungsumlage |  | €/MWh | 0.4 | 0.4 | 0.4 | 0.4
§ 18 Absatz 1+2 absch. L. | § 18 Absatz 1+2 absch. L. |  | €/MWh | 0 | 0 | 0 | 0
Betriebskosten
variable O&M | variable O&M |  | €/MWh | [5 empty] | 30.7637 | 11.5101 | 0.5 | 0.5 | 0.5 |  | 0.2 |  | 21.069 | 21.069 | 21.069 | 0.5 | 0.5 | 0.5 |  | 0.2
Quelle | [8 empty] | [2] | [2] | Große 2017 | Große 2017 | Große 2017 |  |  |  | [2] | [2] | [2] | Große 2017 | Große 2017 | Große 2017
Erlöse
Stromerlöse |  |  | €/MWh |  |  |  |  | Base | Base | Base | [5 empty] | Base | Base | Base | Base
KWK-Zulagen für 30000 Betriebsstunden | [8 empty] | -80 | -44 | [6 empty] | -60 | -50 | -50
KWK-Zulagen verteilt auf 10 Jahre bei angenommener VLSZ |  |  | €/MWh | [5 empty] | -53.3333 | -29.3333 | [6 empty] | -40 | -33.3333 | -33.3333
Parametrierung
variable_costs_in | variable_costs_in | variable_costs_in |  | 136.43 | 136.43 | 136.43 | 136.43 | 0 | 6.5257 | 4.7905 | 10.5216 | 10.0218 | 12.6591 |  | 0 | 0 | 6.1794 | 6.2364 | 6.2364 | 9.0989 | 12.1672 | 13.3171 |  | 0
variable_costs_out | variable_costs_out | variable_costs_out |  | 0 | 0 | 0 | 0 | 0 | -22.5697 | -17.8233 | 0.5 | 0.5 | 0.5 |  | 0.2 | 0 | -18.931 | -12.2643 | -12.2643 | 0.5 | 0.5 | 0.5 |  | 0.2
Investitionskosten
Modulkotsten spezfisch |  |  | €/MW | [5 empty] | 1800000 | 700000 | 70000 | 70000 | 70000 |  | 80000 |  | 970099.0024 | 970099.0024 | 970099.0024 | 70000 | 70000 | 70000 |  | 80000 | 80000 | 80000
Quelle | [8 empty] | [2] | [2] | [1] | [1] | [1] |  |  |  | [2] | [2] | [2] | [1] | [1] | [1]
Modulkosten absolut | Modulkosten |  | € | [5 empty] | 39600 | 280000 | 604800 | 856240 | 140000 |  | 160000 |  | 97009.9002 | 97009.9002 | 97009.9002 | 2562000 | 213500 | 43400 |  | 400000 | 400000 | 400000
Kostenanteil für Transport und Abnahme | [8 empty] | 0.06 | 0.06 | 0.06 | 0.06 | 0.06 |  | 0.06 | 0.06 | 0.06 | 0.06 | 0.06 | 0.06 | 0.06 | 0.06 |  | 0.06 | 0.06 | 0.06
Einbindungskostenanteil | [8 empty] | 0.39 | 0.39 | 0.2 | 0.2 | 0.2 |  | 0.2 | 0.39 | 0.39 | 0.39 | 0.39 | 0.06 | 0.06 | 0.06 |  | 0.2 | 0.2 | 0.3
Investitionskosten gesamt | Invest_all | [6 empty] | 0 | 57420 | 406000 | 762048 | 1078862.4 | 176400 |  | 201600 | 0 | 140664.3553 | 140664.3553 | 140664.3553 | 2869440 | 239120 | 48608 |  | 504000 | 504000 | 544000
[8 empty] | [1] | H.-M. Henning, A. Palzer, und Fraunhofer, „Energiesystem Deutschland 2050“, S. 42, 2013.
[8 empty] | [2] | ASUE, „BHKW-Kenndaten 2014/2015“, S. 1–68, 2015.
Note on C5: MW At a 25% electric efficiency, the input power rated is 50% of the maximum capacity. Source: Page 5 Sizing Combined Heat and Power Units and Domestic Building Energy Cost Optimisation https://doi.org/10.3390/en10060771
Note on C6: MW At a 25% electric efficiency, the input power rated is 50% of the maximum capacity. Source: Page 5 Sizing Combined Heat and Power Units and Domestic Building Energy Cost Optimisation https://doi.org/10.3390/en10060771
Note on C7: MW At a 25% electric efficiency, the input power rated is 50% of the maximum capacity. Source: Page 5 Sizing Combined Heat and Power Units and Domestic Building Energy Cost Optimisation https://doi.org/10.3390/en10060771

## Parameter_2016_SINTEG
|  |  |  | übergreifend |  |  |  | Prenzlau | [7 empty] | Schwedt | [8 empty] | übergreifend |  | übergreifend |  |  |  | Prenzlau | [6 empty] | Schwedt | [7 empty] | übergreifend
[8 empty] | CHP |  |  | Boiler |  |  |  | Pth | CHP |  |  |  | Boiler |  |  |  | Pth | Batterie | Ptg |  |  |  |  | CHP |  |  | Boiler |  |  | Pth | CHP |  |  |  | Boiler |  |  | Pth | Batterie | PtH
| chp_trans_parameter | trans_parameter |  | cs_to_pth_pr | flex_to_pth_pr | cs_to_pth_sch | flex_to_pth_sch | chp_pr_ee | chp_pr_gas_1 | chp_pr_gas_2 | boiler_pr_1 | boiler_pr_2 | boiler_pr_3 |  | pth_pr | chp_pck_waste | chp_sch_kuhheide | chp_sch_m_turbine1 | chp_sch_m_turbine2 | boiler_sch_1 | boiler_sch_contract | boiler_sch_2 |  | pth_sch | batt | ptg | cs_to_pth_pr. | flex_to_pth_pr. | cs_to_pth_sch. | flex_to_pth_sch. | chp_pr_ee. | chp_pr_gas_1. | chp_pr_gas_2. | boiler_pr_1. | boiler_pr_2. | boiler_pr_3. | pth_pr. | chp_pck_waste. | chp_sch_kuhheide. | chp_sch_m_turbine1. | chp_sch_m_turbine2. | boiler_sch_1. | boiler_sch_contract. | boiler_sch_2. | pth_sch. | batt. | ptg.
technische Daten
P_allgemein | el_capacity_max | capacity |  | 100000 | 100000 | 100000 | 100000 | 3.057 | 0.022 | 0.4 | 8.64 | 12.232 | 2 |  | 2 | 200.133 | 0.1 | 0.1 | 0.1 | 36.6 | 3.05 | 0.62 |  | 5 | 5 | 5 | 0 | 0 | 0 | 0 | 0 | 0 | 0 | 0 | 0 | 0 | 0 | 0 | 0 | 0 | 0 | 0 | 0 | 0 | 0 | 0 | 0
P_el | el_capacity_max |  | MW_el |  |  |  |  | 3.057 | 0.022 | 0.4 | [5 empty] | 200.133 | 0.1 | 0.1 | 0.1 | [7 empty] | 0 | 0 | 0 | 0 | 0 | 0 | 0 | 0 | 0 | 0 | 0 | 0 | 0 | 0 | 0 | 0 | 0 | 0 | 0 | 0 | 0
P_th | heat_capacity_max |  | MW_th |  |  |  |  | 2.778 | 0.05 | 0.5 | 8.64 | 12.232 | 2 |  | 2 | 18.398 | 0.162 | 0.145 | 0.145 | 36.6 | 3.05 | 0.62 |  | 5 | 5 | 5 | 0 | 0 | 0 | 0 | 0 | 0 | 0 | 0 | 0 | 0 | 0 | 0 | 0 | 0 | 0 | 0 | 0 | 0 | 0 | 0 | 0
P_Br_in |  |  | MW_Br | [5 empty] | 0.083333 | 1.0417 | 9.6 | 13.5911 | 2.2222 |  | 2.1053 | 36.796 | 0.28223 | 0.25261 | 0.25261 | 40.6667 | 3.3889 | 0.68889 |  | 5.2632 | 5.2632 | 6.25 | 0 | 0 | 0 | 0 | 0 | 0 | 0 | 0 | 0 | 0 | 0 | 0 | 0 | 0 | 0 | 0 | 0 | 0 | 0 | 0 | 0
Effizienz_el | el_conv |  | % | 1 | 1 | 1 | 1 | 0.40533 | 0.293 | 0.39 | 0 | 0 | 0 |  | 0 | 0.35 | 0.346 | 0.346 | 0.346 | 0 | 0 | 0 |  |  |  |  | 0 | 0 | 0 | 0 | 0 | 0 | 0 | 0 | 0 | 0 | 0 | 0 | 0 | 0 | 0 | 0 | 0 | 0 | 0 | 0 | 0
Effizienz_th | heat_conv | efficiency | % | 1 | 1 | 1 | 1 | 0.568 | 0.6 | 0.48 | 0.9 | 0.9 | 0.9 |  | 0.95 | 0.5 | 0.574 | 0.574 | 0.574 | 0.9 | 0.9 | 0.9 |  | 0.95 | 0.95 | 0.8 | 0 | 0 | 0 | 0 | 0 | 0 | 0 | 0 | 0 | 0 | 0 | 0 | 0 | 0 | 0 | 0 | 0 | 0 | 0 | 0 | 0
Kapazität |  | nominal capacity | MWh | [10 empty] | 66 | [8 empty] | 339
Lebensdauer | Lebensdauer |  | a |  |  |  |  | 20 | 20 | 20 | 20 | 20 | 20 |  | 20 | 20 | 20 | 20 | 20 | 20 | 20 | 20 |  | 20 | 20 | 20 | 0 | 0 | 0 | 0 | 0 | 0 | 0 | 0 | 0 | 0 | 0 | 0 | 0 | 0 | 0 | 0 | 0 | 0 | 0 | 0 | 0
[27 empty] | 0 | 0 | 0 | 0 | 0 | 0 | 0 | 0 | 0 | 0 | 0 | 0 | 0 | 0 | 0 | 0 | 0 | 0 | 0 | 0 | 0
Energiebilanz | [26 empty] | 0 | 0 | 0 | 0 | 0 | 0 | 0 | 0 | 0 | 0 | 0 | 0 | 0 | 0 | 0 | 0 | 0 | 0 | 0 | 0 | 0
angenommene Volllaststundenzahl |  |  | h/a |  |  |  |  | 4500 | 4500 | 4500 | 1000 | 1000 | 1000 |  | 500 | 4500 | 4500 | 4500 | 4500 | 1000 | 1000 | 1000 |  | 500 | 500 | 500 | 0 | 0 | 0 | 0 | 0 | 0 | 0 | 0 | 0 | 0 | 0 | 0 | 0 | 0 | 0 | 0 | 0 | 0 | 0 | 0 | 0
Stromerzeugung |  |  | MWh/a |  |  |  |  | 5067.072 | 109.875 | 877.5 | 0 | 0 | 0 |  | 0 | 57953.7 | 252.234 | 225.765 | 225.765 | 0 | 0 | 0 |  | 0 | 0 | 0 | 0 | 0 | 0 | 0 | 0 | 0 | 0 | 0 | 0 | 0 | 0 | 0 | 0 | 0 | 0 | 0 | 0 | 0 | 0 | 0 | 0
Wärmeerzeugung |  |  | MWh/a |  |  |  |  | 12501 | 225 | 2250 | 8640 | 12232 | 2000 |  | 1000 | 82791 | 729 | 652.5 | 652.5 | 36600 | 3050 | 620 |  | 2500 | 2500 | 2500 | 0 | 0 | 0 | 0 | 0 | 0 | 0 | 0 | 0 | 0 | 0 | 0 | 0 | 0 | 0 | 0 | 0 | 0 | 0 | 0 | 0
Brennstoffverbrauch |  |  | MWh/a |  |  |  |  | 22008.8028 | 375 | 4687.5 | 9600 | 13591.1111 | 2222.2222 |  | 1052.6316 | 165582 | 1270.0348 | 1136.7596 | 1136.7596 | 40666.6667 | 3388.8889 | 688.8889 |  | 2631.5789 | 2631.5789 | 3125 | 0 | 0 | 0 | 0 | 0 | 0 | 0 | 0 | 0 | 0 | 0 | 0 | 0 | 0 | 0 | 0 | 0 | 0 | 0 | 0 | 0
[27 empty] | 0 | 0 | 0 | 0 | 0 | 0 | 0 | 0 | 0 | 0 | 0 | 0 | 0 | 0 | 0 | 0 | 0 | 0 | 0 | 0 | 0
Vergleich mit FW-Daten | [26 empty] | 0 | 0 | 0 | 0 | 0 | 0 | 0 | 0 | 0 | 0 | 0 | 0 | 0 | 0 | 0 | 0 | 0 | 0 | 0 | 0 | 0
Wärmesumme der Anlagen | [7 empty] | 37848 | [7 empty] | 125095 | [10 empty] | 0 | 0 | 0 | 0 | 0 | 0 | 0 | 0 | 0 | 0 | 0 | 0 | 0 | 0 | 0 | 0 | 0 | 0 | 0 | 0 | 0
Referenzsumme des Wärmenetzes | [7 empty] | 25400 | [7 empty] | 128000 | [10 empty] | 0 | 0 | 0 | 0 | 0 | 0 | 0 | 0 | 0 | 0 | 0 | 0 | 0 | 0 | 0 | 0 | 0 | 0 | 0 | 0 | 0
Differenz | [7 empty] | 0.67111 | [7 empty] | 1.0232 | [10 empty] | 0 | 0 | 0 | 0 | 0 | 0 | 0 | 0 | 0 | 0 | 0 | 0 | 0 | 0 | 0 | 0 | 0 | 0 | 0 | 0 | 0
[27 empty] | 0 | 0 | 0 | 0 | 0 | 0 | 0 | 0 | 0 | 0 | 0 | 0 | 0 | 0 | 0 | 0 | 0 | 0 | 0 | 0 | 0
Brennstoffkosten | [26 empty] | 0 | 0 | 0 | 0 | 0 | 0 | 0 | 0 | 0 | 0 | 0 | 0 | 0 | 0 | 0 | 0 | 0 | 0 | 0 | 0 | 0
Gaspreis |  |  | €/MWh | [5 empty] | 29.11 | 29.11 | 29.11 | 29.11 | 29.11 |  |  |  | 29.11 | 29.11 | 29.11 | 29.11 | 29.11 | 29.11 |  |  |  |  | 0 | 0 | 0 | 0 | 0 | 0 | 0 | 0 | 0 | 0 | 0 | 0 | 0 | 0 | 0 | 0 | 0 | 0 | 0 | 0 | 0
Strom |  |  | €/MWh | [11 empty] | Spot | [8 empty] | Spot | Spot | Spot | 0 | 0 | 0 | 0 | 0 | 0 | 0 | 0 | 0 | 0 | kein Vergleichswert | 0 | 0 | 0 | 0 | 0 | 0 | 0 | kein Vergleichswert | kein Vergleichswert | kein Vergleichswert
Sonstiges |  |  | €/MWh |  |  |  |  | 0 | [7 empty] | 0 | [10 empty] | 0 | 0 | 0 | 0 | 0 | 0 | 0 | 0 | 0 | 0 | 0 | 0 | 0 | 0 | 0 | 0 | 0 | 0 | 0 | 0 | 0
[27 empty] | 0 | 0 | 0 | 0 | 0 | 0 | 0 | 0 | 0 | 0 | 0 | 0 | 0 | 0 | 0 | 0 | 0 | 0 | 0 | 0 | 0
Netzkosten Gas | [26 empty] | 0 | 0 | 0 | 0 | 0 | 0 | 0 | 0 | 0 | 0 | 0 | 0 | 0 | 0 | 0 | 0 | 0 | 0 | 0 | 0 | 0
LP_Gas |  |  | €/MW | [5 empty] | 22755.4869 | 20147.302 | 9917.8089 | 8972.2029 | 16957.5523 |  |  |  | 22342.3718 | 22413.3212 | 22413.3212 | 7574.774 | 14679.8232 | 21211.1863 |  |  |  |  | 0 | 0 | 0 | 0 | 0 | 0 | 0 | 0 | 0 | 0 | 0 | 0 | 0 | 0 | 0 | 0 | 0 | 0 | 0 | 0 | 0
AP_Gas |  |  | €/MWh | [5 empty] | 6.4857 | 4.7505 | 3.5816 | 3.0818 | 5.7191 |  |  |  | 6.1394 | 6.1964 | 6.1964 | 2.1589 | 5.2272 | 6.3771 |  |  |  |  | 0 | 0 | 0 | 0 | 0 | 0 | 0 | 0 | 0 | 0 | 0 | 0 | 0 | 0 | 0 | 0 | 0 | 0 | 0 | 0 | 0
Energiesteuer |  |  | €/MWh | [5 empty] | 0 | 0 | 5.5 | 5.5 | 5.5 |  |  |  | 0 | 0 | 0 | 5.5 | 5.5 | 5.5 |  |  |  |  | 0 | 0 | 0 | 0 | 0 | 0 | 0 | 0 | 0 | 0 | 0 | 0 | 0 | 0 | 0 | 0 | 0 | 0 | 0 | 0 | 0
gas CO2-Kosten |  |  | €/MWh | [5 empty] | 0 | 0 | 1.4 | 1.4 | 1.4 |  |  |  | 0 | 0 | 0 | 1.4 | 1.4 | 1.4 |  |  |  |  | 0 | 0 | 0 | 0 | 0 | 0 | 0 | 0 | 0 | 0 | 0 | 0 | 0 | 0 | 0 | 0 | 0 | 0 | 0 | 0 | 0
Konzessionsabgaben_Gas |  |  | €/MWh | [5 empty] | 0.04 | 0.04 | 0.04 | 0.04 | 0.04 |  |  |  | 0.04 | 0.04 | 0.04 | 0.04 | 0.04 | 0.04 |  |  |  |  | 0 | 0 | 0 | 0 | 0 | 0 | 0 | 0 | 0 | 0 | 0 | 0 | 0 | 0 | 0 | 0 | 0 | 0 | 0 | 0 | 0
[27 empty] | 0 | 0 | 0 | 0 | 0 | 0 | 0 | 0 | 0 | 0 | 0 | 0 | 0 | 0 | 0 | 0 | 0 | 0 | 0 | 0 | 0
Netzkosten und Umlagen Strom | [26 empty] | 0 | 0 | 0 | 0 | 0 | 0 | 0 | 0 | 0 | 0 | 0 | 0 | 0 | 0 | 0 | 0 | 0 | 0 | 0 | 0 | 0
GP_Strom |  |  | €/a | 0 | 0 | 0 | 0 | [19 empty] | 0 | 0 | 0 | 0 | 0 | 0 | 0 | 0 | 0 | 0 | 0 | 0 | 0 | 0 | 0 | 0 | 0 | 0 | 0 | 0 | 0
KP_Strom |  |  |  | 0 | 0 | 0 | 0 | [19 empty] | 0 | 0 | 0 | 0 | 0 | 0 | 0 | 0 | 0 | 0 | 0 | 0 | 0 | 0 | 0 | 0 | 0 | 0 | 0 | 0 | 0
LP_Strom | LP_Strom |  | €/MW | 36600 | 0 | 36600 | 0 | [19 empty] | 0 | -36600 | 0 | -36600 | 0 | 0 | 0 | 0 | 0 | 0 | 0 | 0 | 0 | 0 | 0 | 0 | 0 | 0 | 0 | 0 | 0
AP_Strom | AP_Strom |  | €/MWh | 30.6 | 0 | 30.6 | 0 | [19 empty] | 0 | -30.6 | 0 | -30.6 | 0 | 0 | 0 | 0 | 0 | 0 | 0 | 0 | 0 | 0 | 0 | 0 | 0 | 0 | 0 | 0 | 0
EEG-Umlage | EEG-Umlage |  | €/MWh | 63.5 | 25.4 | 63.5 | 25.4 | [19 empty] | 0 | -38.1 | 0 | -38.1 | 0 | 0 | 0 | 0 | 0 | 0 | 0 | 0 | 0 | 0 | 0 | 0 | 0 | 0 | 0 | 0 | 0
Konzessionsabgaben | Konzessionsabgaben |  | €/MWh | 13.2 | 13.2 | 13.2 | 13.2 | [19 empty] | 0 | 0 | 0 | 0 | 0 | 0 | 0 | 0 | 0 | 0 | 0 | 0 | 0 | 0 | 0 | 0 | 0 | 0 | 0 | 0 | 0
§ 19-StromNEV-Umlage | § 19-StromNEV-Umlage |  | €/MWh | 3.78 | 0 | 3.78 | 0 | [19 empty] | 0 | -3.78 | 0 | -3.78 | 0 | 0 | 0 | 0 | 0 | 0 | 0 | 0 | 0 | 0 | 0 | 0 | 0 | 0 | 0 | 0 | 0
Stromsteuer | Stromsteuer |  | €/MWh | 20.5 | 20.5 | 20.5 | 20.5 | [19 empty] | 0 | 0 | 0 | 0 | 0 | 0 | 0 | 0 | 0 | 0 | 0 | 0 | 0 | 0 | 0 | 0 | 0 | 0 | 0 | 0 | 0
CO2-Handel | CO2-Handel |  | €/MWh | 0 | 0 | 0 | 0 | [19 empty] | 0 | 0 | 0 | 0 | 0 | 0 | 0 | 0 | 0 | 0 | 0 | 0 | 0 | 0 | 0 | 0 | 0 | 0 | 0 | 0 | 0
CO2-Steuer | CO2-Steuer |  | €/MWh | 0 | 0 | 0 | 0 | [19 empty] | 0 | 0 | 0 | 0 | 0 | 0 | 0 | 0 | 0 | 0 | 0 | 0 | 0 | 0 | 0 | 0 | 0 | 0 | 0 | 0 | 0
KWK Umlage | KWK Umlage |  | €/MWh | 4.45 | 0 | 4.45 | 0 | [19 empty] | 0 | -4.45 | 0 | -4.45 | 0 | 0 | 0 | 0 | 0 | 0 | 0 | 0 | 0 | 0 | 0 | 0 | 0 | 0 | 0 | 0 | 0
Offshore-Haftungsumlage | Offshore-Haftungsumlage |  | €/MWh | 0.4 | 0 | 0.4 | 0 | [19 empty] | 0 | -0.4 | 0 | -0.4 | 0 | 0 | 0 | 0 | 0 | 0 | 0 | 0 | 0 | 0 | 0 | 0 | 0 | 0 | 0 | 0 | 0
§ 18 Absatz 1+2 absch. L. | § 18 Absatz 1+2 absch. L. |  | €/MWh | 0 | 0 | 0 | 0 | [19 empty] | 0 | 0 | 0 | 0 | 0 | 0 | 0 | 0 | 0 | 0 | 0 | 0 | 0 | 0 | 0 | 0 | 0 | 0 | 0 | 0 | 0
[27 empty] | 0 | 0 | 0 | 0 | 0 | 0 | 0 | 0 | 0 | 0 | 0 | 0 | 0 | 0 | 0 | 0 | 0 | 0 | 0 | 0 | 0
[27 empty] | 0 | 0 | 0 | 0 | 0 | 0 | 0 | 0 | 0 | 0 | 0 | 0 | 0 | 0 | 0 | 0 | 0 | 0 | 0 | 0 | 0
Betriebskosten | [26 empty] | 0 | 0 | 0 | 0 | 0 | 0 | 0 | 0 | 0 | 0 | 0 | 0 | 0 | 0 | 0 | 0 | 0 | 0 | 0 | 0 | 0
variable O&M | variable O&M |  | €/MWh | [5 empty] | 30.7637 | 11.5101 | 0.5 | 0.5 | 0.5 |  | 0.2 |  | 21.069 | 21.069 | 21.069 | 0.5 | 0.5 | 0.5 |  | 0.2 |  |  | 0 | 0 | 0 | 0 | 0 | 0 | 0 | 0 | 0 | 0 | 0 | 0 | 0 | 0 | 0 | 0 | 0 | 0 | 0 | 0 | 0
Quelle | [8 empty] | [2] | [2] | Große 2017 | Große 2017 | Große 2017 |  |  |  | [2] | [2] | [2] | Große 2017 | Große 2017 | Große 2017 |  |  |  |  | 0 | 0 | 0 | 0 | 0 | kein Vergleichswert | kein Vergleichswert | kein Vergleichswert | kein Vergleichswert | kein Vergleichswert | 0 | 0 | kein Vergleichswert | kein Vergleichswert | kein Vergleichswert | kein Vergleichswert | kein Vergleichswert | kein Vergleichswert | 0 | 0 | 0
[27 empty] | 0 | 0 | 0 | 0 | 0 | 0 | 0 | 0 | 0 | 0 | 0 | 0 | 0 | 0 | 0 | 0 | 0 | 0 | 0 | 0 | 0
Erlöse | [26 empty] | 0 | 0 | 0 | 0 | 0 | 0 | 0 | 0 | 0 | 0 | 0 | 0 | 0 | 0 | 0 | 0 | 0 | 0 | 0 | 0 | 0
Stromerlöse |  |  | €/MWh |  |  |  |  | Base | Base | Base | [5 empty] | Base | Base | Base | Base | [7 empty] | 0 | 0 | 0 | 0 | kein Vergleichswert | kein Vergleichswert | kein Vergleichswert | 0 | 0 | 0 | 0 | kein Vergleichswert | kein Vergleichswert | kein Vergleichswert | kein Vergleichswert | 0 | 0 | 0 | 0 | 0 | 0
KWK-Zulagen für 30000 Betriebsstunden | [8 empty] | -80 | -44 | [6 empty] | -60 | -50 | -50 | [7 empty] | 0 | 0 | 0 | 0 | 0 | 0 | 0 | 0 | 0 | 0 | 0 | 0 | 0 | 0 | 0 | 0 | 0 | 0 | 0 | 0 | 0
KWK-Zulagen verteilt auf 10 Jahre bei angenommener VLSZ |  |  | €/MWh | [5 empty] | -53.3333 | -29.3333 | [6 empty] | -40 | -33.3333 | -33.3333 | [7 empty] | 0 | 0 | 0 | 0 | 0 | 0 | 0 | 0 | 0 | 0 | 0 | 0 | 0 | 0 | 0 | 0 | 0 | 0 | 0 | 0 | 0
[27 empty] | 0 | 0 | 0 | 0 | 0 | 0 | 0 | 0 | 0 | 0 | 0 | 0 | 0 | 0 | 0 | 0 | 0 | 0 | 0 | 0 | 0
Parametrierung | [26 empty] | 0 | 0 | 0 | 0 | 0 | 0 | 0 | 0 | 0 | 0 | 0 | 0 | 0 | 0 | 0 | 0 | 0 | 0 | 0 | 0 | 0
variable_costs_in | variable_costs_in | variable_costs_in |  | 136.43 | 59.1 | 136.43 | 59.1 | 0 | 6.5257 | 4.7905 | 10.5216 | 10.0218 | 12.6591 |  | 0 | 0 | 6.1794 | 6.2364 | 6.2364 | 9.0989 | 12.1672 | 13.3171 |  | 0 |  |  | 0 | -77.33 | 0 | -77.33 | 0 | 0 | 0 | 0 | 0 | 0 | 0 | 0 | 0 | 0 | 0 | 0 | 0 | 0 | 0 | 0 | 0
variable_costs_out | variable_costs_out | variable_costs_out |  | 0 | 0 | 0 | 0 | 0 | -22.5697 | -17.8233 | 0.5 | 0.5 | 0.5 |  | 0.2 | 0 | -18.931 | -12.2643 | -12.2643 | 0.5 | 0.5 | 0.5 |  | 0.2 |  |  | 0 | 0 | 0 | 0 | 0 | 0 | 0 | 0 | 0 | 0 | 0 | 0 | 0 | 0 | 0 | 0 | 0 | 0 | 0 | 0 | 0
[27 empty] | 0 | 0 | 0 | 0 | 0 | 0 | 0 | 0 | 0 | 0 | 0 | 0 | 0 | 0 | 0 | 0 | 0 | 0 | 0 | 0 | 0
Investitionskosten | [26 empty] | 0 | 0 | 0 | 0 | 0 | 0 | 0 | 0 | 0 | 0 | 0 | 0 | 0 | 0 | 0 | 0 | 0 | 0 | 0 | 0 | 0
Modulkotsten spezfisch |  |  | €/MW | [5 empty] | 1800000 | 700000 | 70000 | 70000 | 70000 |  | 80000 |  | 970099.0024 | 970099.0024 | 970099.0024 | 70000 | 70000 | 70000 |  | 80000 | 80000 | 80000 | 0 | 0 | 0 | 0 | 0 | 0 | 0 | 0 | 0 | 0 | 0 | 0 | 0 | 0 | 0 | 0 | 0 | 0 | 0 | 0 | 0
Quelle | [8 empty] | [2] | [2] | [1] | [1] | [1] |  |  |  | [2] | [2] | [2] | [1] | [1] | [1] |  |  |  |  | 0 | 0 | 0 | 0 | 0 | kein Vergleichswert | kein Vergleichswert | kein Vergleichswert | kein Vergleichswert | kein Vergleichswert | 0 | 0 | kein Vergleichswert | kein Vergleichswert | kein Vergleichswert | kein Vergleichswert | kein Vergleichswert | kein Vergleichswert | 0 | 0 | 0
Modulkosten absolut | Modulkosten |  | € | [5 empty] | 39600 | 280000 | 604800 | 856240 | 140000 |  | 160000 |  | 97009.9002 | 97009.9002 | 97009.9002 | 2562000 | 213500 | 43400 |  | 400000 | 400000 | 400000 | 0 | 0 | 0 | 0 | 0 | 0 | 0 | 0 | 0 | 0 | 0 | 0 | 0 | 0 | 0 | 0 | 0 | 0 | 0 | 0 | 0
Kostenanteil für Transport und Abnahme | [8 empty] | 0.06 | 0.06 | 0.06 | 0.06 | 0.06 |  | 0.06 | 0.06 | 0.06 | 0.06 | 0.06 | 0.06 | 0.06 | 0.06 |  | 0.06 | 0.06 | 0.06 | 0 | 0 | 0 | 0 | 0 | 0 | 0 | 0 | 0 | 0 | 0 | 0 | 0 | 0 | 0 | 0 | 0 | 0 | 0 | 0 | 0
Einbindungskostenanteil | [8 empty] | 0.39 | 0.39 | 0.2 | 0.2 | 0.2 |  | 0.2 | 0.39 | 0.39 | 0.39 | 0.39 | 0.06 | 0.06 | 0.06 |  | 0.2 | 0.2 | 0.3 | 0 | 0 | 0 | 0 | 0 | 0 | 0 | 0 | 0 | 0 | 0 | 0 | 0 | 0 | 0 | 0 | 0 | 0 | 0 | 0 | 0
Investitionskosten gesamt | Invest_all | [6 empty] | 0 | 57420 | 406000 | 762048 | 1078862.4 | 176400 |  | 201600 | 0 | 140664.3553 | 140664.3553 | 140664.3553 | 2869440 | 239120 | 48608 |  | 504000 | 504000 | 544000 | 0 | 0 | 0 | 0 | 0 | 0 | 0 | 0 | 0 | 0 | 0 | 0 | 0 | 0 | 0 | 0 | 0 | 0 | 0 | 0 | 0
[8 empty] | [1] | H.-M. Henning, A. Palzer, und Fraunhofer, „Energiesystem Deutschland 2050“, S. 42, 2013. | [21 empty] | [1] | H.-M. Henning, A. Palzer, und Fraunhofer, „Energiesystem Deutschland 2050“, S. 42, 2013.
[8 empty] | [2] | ASUE, „BHKW-Kenndaten 2014/2015“, S. 1–68, 2015. | [21 empty] | [2] | ASUE, „BHKW-Kenndaten 2014/2015“, S. 1–68, 2015.
Note on C5: MW At a 25% electric efficiency, the input power rated is 50% of the maximum capacity. Source: Page 5 Sizing Combined Heat and Power Units and Domestic Building Energy Cost Optimisation https://doi.org/10.3390/en10060771
Note on C6: MW At a 25% electric efficiency, the input power rated is 50% of the maximum capacity. Source: Page 5 Sizing Combined Heat and Power Units and Domestic Building Energy Cost Optimisation https://doi.org/10.3390/en10060771
Note on C7: MW At a 25% electric efficiency, the input power rated is 50% of the maximum capacity. Source: Page 5 Sizing Combined Heat and Power Units and Domestic Building Energy Cost Optimisation https://doi.org/10.3390/en10060771

## Parameter_2016_FLEXFRIENDLY
|  |  |  | übergreifend |  |  |  | Prenzlau | [7 empty] | Schwedt | [8 empty] | übergreifend |  | übergreifend |  |  |  | Prenzlau | [6 empty] | Schwedt | [7 empty] | übergreifend
[8 empty] | CHP |  |  | Boiler |  |  |  | Pth | CHP |  |  |  | Boiler |  |  |  | Pth | Batterie | Ptg |  |  |  |  | CHP |  |  | Boiler |  |  | Pth | CHP |  |  |  | Boiler |  |  | Pth | Batterie | PtH
| chp_trans_parameter | trans_parameter |  | cs_to_pth_pr | flex_to_pth_pr | cs_to_pth_sch | flex_to_pth_sch | chp_pr_ee | chp_pr_gas_1 | chp_pr_gas_2 | boiler_pr_1 | boiler_pr_2 | boiler_pr_3 | storage_th_pr | pth_pr | chp_pck_waste | chp_sch_kuhheide | chp_sch_m_turbine1 | chp_sch_m_turbine2 | boiler_sch_1 | boiler_sch_contract | boiler_sch_2 | storage_th_sch | pth_sch | batt | ptg | cs_to_pth_pr. | flex_to_pth_pr. | cs_to_pth_sch. | flex_to_pth_sch. | chp_pr_ee. | chp_pr_gas_1. | chp_pr_gas_2. | boiler_pr_1. | boiler_pr_2. | boiler_pr_3. | pth_pr. | chp_pck_waste. | chp_sch_kuhheide. | chp_sch_m_turbine1. | chp_sch_m_turbine2. | boiler_sch_1. | boiler_sch_contract. | boiler_sch_2. | pth_sch. | batt. | ptg.
technische Daten
P_allgemein | el_capacity_max | capacity |  | 100000 | 100000 | 100000 | 100000 | 3.057 | 0.022 | 0.4 | 8.64 | 12.232 | 2 |  | 2 | 200.133 | 0.1 | 0.1 | 0.1 | 36.6 | 3.05 | 0.62 |  | 5 | 5 | 5 | 0 | 0 | 0 | 0 | 0 | 0 | 0 | 0 | 0 | 0 | 0 | 0 | 0 | 0 | 0 | 0 | 0 | 0 | 0 | 0 | 0
P_el | el_capacity_max |  | MW_el |  |  |  |  | 3.057 | 0.022 | 0.4 | [5 empty] | 200.133 | 0.1 | 0.1 | 0.1 | [7 empty] | 0 | 0 | 0 | 0 | 0 | 0 | 0 | 0 | 0 | 0 | 0 | 0 | 0 | 0 | 0 | 0 | 0 | 0 | 0 | 0 | 0
P_th | heat_capacity_max | nominal input value | MW_th |  |  |  |  | 2.778 | 0.05 | 0.5 | 8.64 | 12.232 | 2 | 33 | 2 | 18.398 | 0.162 | 0.145 | 0.145 | 36.6 | 3.05 | 0.62 | 169.5 | 5 | 5 | 5 | 0 | 0 | 0 | 0 | 0 | 0 | 0 | 0 | 0 | 0 | 0 | 0 | 0 | 0 | 0 | 0 | 0 | 0 | 0 | 0 | 0
P_Br_in |  |  | MW_Br | [5 empty] | 0.083333 | 1.0417 | 9.6 | 13.5911 | 2.2222 |  | 2.1053 | 36.796 | 0.28223 | 0.25261 | 0.25261 | 40.6667 | 3.3889 | 0.68889 |  | 5.2632 | 5.2632 | 6.25 | 0 | 0 | 0 | 0 | 0 | 0 | 0 | 0 | 0 | 0 | 0 | 0 | 0 | 0 | 0 | 0 | 0 | 0 | 0 | 0 | 0
Effizienz_el | el_conv |  | % | 1 | 1 | 1 | 1 | 0.40533 | 0.293 | 0.39 | 0 | 0 | 0 |  | 0 | 0.35 | 0.346 | 0.346 | 0.346 | 0 | 0 | 0 |  |  |  |  | 0 | 0 | 0 | 0 | 0 | 0 | 0 | 0 | 0 | 0 | 0 | 0 | 0 | 0 | 0 | 0 | 0 | 0 | 0 | 0 | 0
Effizienz_th | heat_conv | efficiency | % | 1 | 1 | 1 | 1 | 0.568 | 0.6 | 0.48 | 0.9 | 0.9 | 0.9 |  | 0.95 | 0.5 | 0.574 | 0.574 | 0.574 | 0.9 | 0.9 | 0.9 |  | 0.95 | 0.95 | 0.8 | 0 | 0 | 0 | 0 | 0 | 0 | 0 | 0 | 0 | 0 | 0 | 0 | 0 | 0 | 0 | 0 | 0 | 0 | 0 | 0 | 0
Kapazität |  | nominal capacity | MWh | [10 empty] | 66 | [8 empty] | 339
Lebensdauer | Lebensdauer |  | a |  |  |  |  | 20 | 20 | 20 | 20 | 20 | 20 |  | 20 | 20 | 20 | 20 | 20 | 20 | 20 | 20 |  | 20 | 20 | 20 | 0 | 0 | 0 | 0 | 0 | 0 | 0 | 0 | 0 | 0 | 0 | 0 | 0 | 0 | 0 | 0 | 0 | 0 | 0 | 0 | 0
[27 empty] | 0 | 0 | 0 | 0 | 0 | 0 | 0 | 0 | 0 | 0 | 0 | 0 | 0 | 0 | 0 | 0 | 0 | 0 | 0 | 0 | 0
Energiebilanz | [26 empty] | 0 | 0 | 0 | 0 | 0 | 0 | 0 | 0 | 0 | 0 | 0 | 0 | 0 | 0 | 0 | 0 | 0 | 0 | 0 | 0 | 0
angenommene Volllaststundenzahl |  |  | h/a |  |  |  |  | 4500 | 4500 | 4500 | 1000 | 1000 | 1000 |  | 500 | 4500 | 4500 | 4500 | 4500 | 1000 | 1000 | 1000 |  | 500 | 500 | 500 | 0 | 0 | 0 | 0 | 0 | 0 | 0 | 0 | 0 | 0 | 0 | 0 | 0 | 0 | 0 | 0 | 0 | 0 | 0 | 0 | 0
Stromerzeugung |  |  | MWh/a |  |  |  |  | 5067.072 | 109.875 | 877.5 | 0 | 0 | 0 |  | 0 | 57953.7 | 252.234 | 225.765 | 225.765 | 0 | 0 | 0 |  | 0 | 0 | 0 | 0 | 0 | 0 | 0 | 0 | 0 | 0 | 0 | 0 | 0 | 0 | 0 | 0 | 0 | 0 | 0 | 0 | 0 | 0 | 0 | 0
Wärmeerzeugung |  |  | MWh/a |  |  |  |  | 12501 | 225 | 2250 | 8640 | 12232 | 2000 |  | 1000 | 82791 | 729 | 652.5 | 652.5 | 36600 | 3050 | 620 |  | 2500 | 2500 | 2500 | 0 | 0 | 0 | 0 | 0 | 0 | 0 | 0 | 0 | 0 | 0 | 0 | 0 | 0 | 0 | 0 | 0 | 0 | 0 | 0 | 0
Brennstoffverbrauch |  |  | MWh/a |  |  |  |  | 22008.8028 | 375 | 4687.5 | 9600 | 13591.1111 | 2222.2222 |  | 1052.6316 | 165582 | 1270.0348 | 1136.7596 | 1136.7596 | 40666.6667 | 3388.8889 | 688.8889 |  | 2631.5789 | 2631.5789 | 3125 | 0 | 0 | 0 | 0 | 0 | 0 | 0 | 0 | 0 | 0 | 0 | 0 | 0 | 0 | 0 | 0 | 0 | 0 | 0 | 0 | 0
[27 empty] | 0 | 0 | 0 | 0 | 0 | 0 | 0 | 0 | 0 | 0 | 0 | 0 | 0 | 0 | 0 | 0 | 0 | 0 | 0 | 0 | 0
Vergleich mit FW-Daten | [26 empty] | 0 | 0 | 0 | 0 | 0 | 0 | 0 | 0 | 0 | 0 | 0 | 0 | 0 | 0 | 0 | 0 | 0 | 0 | 0 | 0 | 0
Wärmesumme der Anlagen | [7 empty] | 37848 | [7 empty] | 125095 | [10 empty] | 0 | 0 | 0 | 0 | 0 | 0 | 0 | 0 | 0 | 0 | 0 | 0 | 0 | 0 | 0 | 0 | 0 | 0 | 0 | 0 | 0
Referenzsumme des Wärmenetzes | [7 empty] | 25400 | [7 empty] | 128000 | [10 empty] | 0 | 0 | 0 | 0 | 0 | 0 | 0 | 0 | 0 | 0 | 0 | 0 | 0 | 0 | 0 | 0 | 0 | 0 | 0 | 0 | 0
Differenz | [7 empty] | 0.67111 | [7 empty] | 1.0232 | [10 empty] | 0 | 0 | 0 | 0 | 0 | 0 | 0 | 0 | 0 | 0 | 0 | 0 | 0 | 0 | 0 | 0 | 0 | 0 | 0 | 0 | 0
[27 empty] | 0 | 0 | 0 | 0 | 0 | 0 | 0 | 0 | 0 | 0 | 0 | 0 | 0 | 0 | 0 | 0 | 0 | 0 | 0 | 0 | 0
Brennstoffkosten | [26 empty] | 0 | 0 | 0 | 0 | 0 | 0 | 0 | 0 | 0 | 0 | 0 | 0 | 0 | 0 | 0 | 0 | 0 | 0 | 0 | 0 | 0
Gaspreis |  |  | €/MWh | [5 empty] | 29.11 | 29.11 | 29.11 | 29.11 | 29.11 |  |  |  | 29.11 | 29.11 | 29.11 | 29.11 | 29.11 | 29.11 |  |  |  |  | 0 | 0 | 0 | 0 | 0 | 0 | 0 | 0 | 0 | 0 | 0 | 0 | 0 | 0 | 0 | 0 | 0 | 0 | 0 | 0 | 0
Strom |  |  | €/MWh | [11 empty] | Spot | [8 empty] | Spot | Spot | Spot | 0 | 0 | 0 | 0 | 0 | 0 | 0 | 0 | 0 | 0 | kein Vergleichswert | 0 | 0 | 0 | 0 | 0 | 0 | 0 | kein Vergleichswert | kein Vergleichswert | kein Vergleichswert
Sonstiges |  |  | €/MWh |  |  |  |  | 0 | [7 empty] | 0 | [10 empty] | 0 | 0 | 0 | 0 | 0 | 0 | 0 | 0 | 0 | 0 | 0 | 0 | 0 | 0 | 0 | 0 | 0 | 0 | 0 | 0 | 0
[27 empty] | 0 | 0 | 0 | 0 | 0 | 0 | 0 | 0 | 0 | 0 | 0 | 0 | 0 | 0 | 0 | 0 | 0 | 0 | 0 | 0 | 0
Netzkosten Gas | [26 empty] | 0 | 0 | 0 | 0 | 0 | 0 | 0 | 0 | 0 | 0 | 0 | 0 | 0 | 0 | 0 | 0 | 0 | 0 | 0 | 0 | 0
LP_Gas |  |  | €/MW | [5 empty] | 22755.4869 | 20147.302 | 9917.8089 | 8972.2029 | 16957.5523 |  |  |  | 22342.3718 | 22413.3212 | 22413.3212 | 7574.774 | 14679.8232 | 21211.1863 |  |  |  |  | 0 | 0 | 0 | 0 | 0 | 0 | 0 | 0 | 0 | 0 | 0 | 0 | 0 | 0 | 0 | 0 | 0 | 0 | 0 | 0 | 0
AP_Gas |  |  | €/MWh | [5 empty] | 6.4857 | 4.7505 | 3.5816 | 3.0818 | 5.7191 |  |  |  | 6.1394 | 6.1964 | 6.1964 | 2.1589 | 5.2272 | 6.3771 |  |  |  |  | 0 | 0 | 0 | 0 | 0 | 0 | 0 | 0 | 0 | 0 | 0 | 0 | 0 | 0 | 0 | 0 | 0 | 0 | 0 | 0 | 0
Energiesteuer |  |  | €/MWh | [5 empty] | 0 | 0 | 0 | 0 | 0 |  |  |  | 0 | 0 | 0 | 0 | 0 | 0 |  |  |  |  | 0 | 0 | 0 | 0 | 0 | 0 | 0 | -5.5 | -5.5 | -5.5 | 0 | 0 | 0 | 0 | 0 | -5.5 | -5.5 | -5.5 | 0 | 0 | 0
gas CO2-Kosten |  |  | €/MWh | [5 empty] | 0 | 0 | 26.4 | 26.4 | 26.4 |  |  |  | 0 | 0 | 0 | 26.4 | 26.4 | 26.4 |  |  |  |  | 0 | 0 | 0 | 0 | 0 | 0 | 0 | 25 | 25 | 25 | 0 | 0 | 0 | 0 | 0 | 25 | 25 | 25 | 0 | 0 | 0
Konzessionsabgaben_Gas |  |  | €/MWh | [5 empty] | 0.04 | 0.04 | 0.04 | 0.04 | 0.04 |  |  |  | 0.04 | 0.04 | 0.04 | 0.04 | 0.04 | 0.04 |  |  |  |  | 0 | 0 | 0 | 0 | 0 | 0 | 0 | 0 | 0 | 0 | 0 | 0 | 0 | 0 | 0 | 0 | 0 | 0 | 0 | 0 | 0
[27 empty] | 0 | 0 | 0 | 0 | 0 | 0 | 0 | 0 | 0 | 0 | 0 | 0 | 0 | 0 | 0 | 0 | 0 | 0 | 0 | 0 | 0
Netzkosten und Umlagen Strom | [26 empty] | 0 | 0 | 0 | 0 | 0 | 0 | 0 | 0 | 0 | 0 | 0 | 0 | 0 | 0 | 0 | 0 | 0 | 0 | 0 | 0 | 0
GP_Strom |  |  | €/a | 8160 | 0 | 8160 | 0 | [19 empty] | 8160 | 0 | 8160 | 0 | 0 | 0 | 0 | 0 | 0 | 0 | 0 | 0 | 0 | 0 | 0 | 0 | 0 | 0 | 0 | 0 | 0
KP_Strom |  |  |  | 11910 | 0 | 11910 | 0 | [19 empty] | 11910 | 0 | 11910 | 0 | 0 | 0 | 0 | 0 | 0 | 0 | 0 | 0 | 0 | 0 | 0 | 0 | 0 | 0 | 0 | 0 | 0
LP_Strom | LP_Strom |  | €/MW | 0 | 0 | 0 | 0 | [19 empty] | -36600 | -36600 | -36600 | -36600 | 0 | 0 | 0 | 0 | 0 | 0 | 0 | 0 | 0 | 0 | 0 | 0 | 0 | 0 | 0 | 0 | 0
AP_Strom | AP_Strom |  | €/MWh | 30.6 | 0 | 30.6 | 0 | [19 empty] | 0 | -30.6 | 0 | -30.6 | 0 | 0 | 0 | 0 | 0 | 0 | 0 | 0 | 0 | 0 | 0 | 0 | 0 | 0 | 0 | 0 | 0
EEG-Umlage | EEG-Umlage |  | €/MWh | 0 | 0 | 0 | 0 | [19 empty] | -63.5 | -63.5 | -63.5 | -63.5 | 0 | 0 | 0 | 0 | 0 | 0 | 0 | 0 | 0 | 0 | 0 | 0 | 0 | 0 | 0 | 0 | 0
Konzessionsabgaben | Konzessionsabgaben |  | €/MWh | 13.2 | 13.2 | 13.2 | 13.2 | [19 empty] | 0 | 0 | 0 | 0 | 0 | 0 | 0 | 0 | 0 | 0 | 0 | 0 | 0 | 0 | 0 | 0 | 0 | 0 | 0 | 0 | 0
§ 19-StromNEV-Umlage | § 19-StromNEV-Umlage |  | €/MWh | 0 | 0 | 0 | 0 | [19 empty] | -3.78 | -3.78 | -3.78 | -3.78 | 0 | 0 | 0 | 0 | 0 | 0 | 0 | 0 | 0 | 0 | 0 | 0 | 0 | 0 | 0 | 0 | 0
Stromsteuer | Stromsteuer |  | €/MWh | 0 | 0 | 0 | 0 | [19 empty] | -20.5 | -20.5 | -20.5 | -20.5 | 0 | 0 | 0 | 0 | 0 | 0 | 0 | 0 | 0 | 0 | 0 | 0 | 0 | 0 | 0 | 0 | 0
CO2-Handel | CO2-Handel |  | €/MWh | 0 | 0 | 0 | 0 | [19 empty] | 0 | 0 | 0 | 0 | 0 | 0 | 0 | 0 | 0 | 0 | 0 | 0 | 0 | 0 | 0 | 0 | 0 | 0 | 0 | 0 | 0
CO2-Steuer | CO2-Steuer |  | €/MWh | 0 | 0 | 0 | 0 | [19 empty] | 0 | 0 | 0 | 0 | 0 | 0 | 0 | 0 | 0 | 0 | 0 | 0 | 0 | 0 | 0 | 0 | 0 | 0 | 0 | 0 | 0
KWK Umlage | KWK Umlage |  | €/MWh | 0 | 0 | 0 | 0 | [19 empty] | -4.45 | -4.45 | -4.45 | -4.45 | 0 | 0 | 0 | 0 | 0 | 0 | 0 | 0 | 0 | 0 | 0 | 0 | 0 | 0 | 0 | 0 | 0
Offshore-Haftungsumlage | Offshore-Haftungsumlage |  | €/MWh | 0 | 0 | 0 | 0 | [19 empty] | -0.4 | -0.4 | -0.4 | -0.4 | 0 | 0 | 0 | 0 | 0 | 0 | 0 | 0 | 0 | 0 | 0 | 0 | 0 | 0 | 0 | 0 | 0
§ 18 Absatz 1+2 absch. L. | § 18 Absatz 1+2 absch. L. |  | €/MWh | 0 | 0 | 0 | 0 | [19 empty] | 0 | 0 | 0 | 0 | 0 | 0 | 0 | 0 | 0 | 0 | 0 | 0 | 0 | 0 | 0 | 0 | 0 | 0 | 0 | 0 | 0
[27 empty] | 0 | 0 | 0 | 0 | 0 | 0 | 0 | 0 | 0 | 0 | 0 | 0 | 0 | 0 | 0 | 0 | 0 | 0 | 0 | 0 | 0
[27 empty] | 0 | 0 | 0 | 0 | 0 | 0 | 0 | 0 | 0 | 0 | 0 | 0 | 0 | 0 | 0 | 0 | 0 | 0 | 0 | 0 | 0
Betriebskosten | [26 empty] | 0 | 0 | 0 | 0 | 0 | 0 | 0 | 0 | 0 | 0 | 0 | 0 | 0 | 0 | 0 | 0 | 0 | 0 | 0 | 0 | 0
variable O&M | variable O&M |  | €/MWh | [5 empty] | 30.7637 | 11.5101 | 0.5 | 0.5 | 0.5 |  | 0.2 |  | 21.069 | 21.069 | 21.069 | 0.5 | 0.5 | 0.5 |  | 0.2 |  |  | 0 | 0 | 0 | 0 | 0 | 0 | 0 | 0 | 0 | 0 | 0 | 0 | 0 | 0 | 0 | 0 | 0 | 0 | 0 | 0 | 0
Quelle | [8 empty] | [2] | [2] | Große 2017 | Große 2017 | Große 2017 |  |  |  | [2] | [2] | [2] | Große 2017 | Große 2017 | Große 2017 |  |  |  |  | 0 | 0 | 0 | 0 | 0 | kein Vergleichswert | kein Vergleichswert | kein Vergleichswert | kein Vergleichswert | kein Vergleichswert | 0 | 0 | kein Vergleichswert | kein Vergleichswert | kein Vergleichswert | kein Vergleichswert | kein Vergleichswert | kein Vergleichswert | 0 | 0 | 0
[27 empty] | 0 | 0 | 0 | 0 | 0 | 0 | 0 | 0 | 0 | 0 | 0 | 0 | 0 | 0 | 0 | 0 | 0 | 0 | 0 | 0 | 0
Erlöse | [26 empty] | 0 | 0 | 0 | 0 | 0 | 0 | 0 | 0 | 0 | 0 | 0 | 0 | 0 | 0 | 0 | 0 | 0 | 0 | 0 | 0 | 0
Stromerlöse |  |  | €/MWh |  |  |  |  | Base | Base | Base | [5 empty] | Base | Base | Base | Base | [7 empty] | 0 | 0 | 0 | 0 | kein Vergleichswert | kein Vergleichswert | kein Vergleichswert | 0 | 0 | 0 | 0 | kein Vergleichswert | kein Vergleichswert | kein Vergleichswert | kein Vergleichswert | 0 | 0 | 0 | 0 | 0 | 0
KWK-Zulagen für 30000 Betriebsstunden | [8 empty] | -80 | -44 | [6 empty] | -60 | -50 | -50 | [7 empty] | 0 | 0 | 0 | 0 | 0 | 0 | 0 | 0 | 0 | 0 | 0 | 0 | 0 | 0 | 0 | 0 | 0 | 0 | 0 | 0 | 0
KWK-Zulagen verteilt auf 10 Jahre bei angenommener VLSZ |  |  | €/MWh | [5 empty] | -53.3333 | -29.3333 | [6 empty] | -40 | -33.3333 | -33.3333 | [7 empty] | 0 | 0 | 0 | 0 | 0 | 0 | 0 | 0 | 0 | 0 | 0 | 0 | 0 | 0 | 0 | 0 | 0 | 0 | 0 | 0 | 0
[27 empty] | 0 | 0 | 0 | 0 | 0 | 0 | 0 | 0 | 0 | 0 | 0 | 0 | 0 | 0 | 0 | 0 | 0 | 0 | 0 | 0 | 0
Parametrierung | [26 empty] | 0 | 0 | 0 | 0 | 0 | 0 | 0 | 0 | 0 | 0 | 0 | 0 | 0 | 0 | 0 | 0 | 0 | 0 | 0 | 0 | 0
variable_costs_in | variable_costs_in | variable_costs_in |  | 43.8 | 13.2 | 43.8 | 13.2 | 0 | 6.5257 | 4.7905 | 30.0216 | 29.5218 | 32.1591 |  | 0 | 0 | 6.1794 | 6.2364 | 6.2364 | 28.5989 | 31.6672 | 32.8171 |  | 0 |  |  | -92.63 | -123.23 | -92.63 | -123.23 | 0 | 0 | 0 | 19.5 | 19.5 | 19.5 | 0 | 0 | 0 | 0 | 0 | 19.5 | 19.5 | 19.5 | 0 | 0 | 0
variable_costs_out | variable_costs_out | variable_costs_out |  | 0 | 0 | 0 | 0 | 0 | -22.5697 | -17.8233 | 0.5 | 0.5 | 0.5 |  | 0.2 | 0 | -18.931 | -12.2643 | -12.2643 | 0.5 | 0.5 | 0.5 |  | 0.2 |  |  | 0 | 0 | 0 | 0 | 0 | 0 | 0 | 0 | 0 | 0 | 0 | 0 | 0 | 0 | 0 | 0 | 0 | 0 | 0 | 0 | 0
[27 empty] | 0 | 0 | 0 | 0 | 0 | 0 | 0 | 0 | 0 | 0 | 0 | 0 | 0 | 0 | 0 | 0 | 0 | 0 | 0 | 0 | 0
Investitionskosten | [26 empty] | 0 | 0 | 0 | 0 | 0 | 0 | 0 | 0 | 0 | 0 | 0 | 0 | 0 | 0 | 0 | 0 | 0 | 0 | 0 | 0 | 0
Modulkotsten spezfisch |  |  | €/MW | [5 empty] | 1800000 | 700000 | 70000 | 70000 | 70000 |  | 80000 |  | 970099.0024 | 970099.0024 | 970099.0024 | 70000 | 70000 | 70000 |  | 80000 | 80000 | 80000 | 0 | 0 | 0 | 0 | 0 | 0 | 0 | 0 | 0 | 0 | 0 | 0 | 0 | 0 | 0 | 0 | 0 | 0 | 0 | 0 | 0
Quelle | [8 empty] | [2] | [2] | [1] | [1] | [1] |  |  |  | [2] | [2] | [2] | [1] | [1] | [1] |  |  |  |  | 0 | 0 | 0 | 0 | 0 | kein Vergleichswert | kein Vergleichswert | kein Vergleichswert | kein Vergleichswert | kein Vergleichswert | 0 | 0 | kein Vergleichswert | kein Vergleichswert | kein Vergleichswert | kein Vergleichswert | kein Vergleichswert | kein Vergleichswert | 0 | 0 | 0
Modulkosten absolut | Modulkosten |  | € | [5 empty] | 39600 | 280000 | 604800 | 856240 | 140000 |  | 160000 |  | 97009.9002 | 97009.9002 | 97009.9002 | 2562000 | 213500 | 43400 |  | 400000 | 400000 | 400000 | 0 | 0 | 0 | 0 | 0 | 0 | 0 | 0 | 0 | 0 | 0 | 0 | 0 | 0 | 0 | 0 | 0 | 0 | 0 | 0 | 0
Kostenanteil für Transport und Abnahme | [8 empty] | 0.06 | 0.06 | 0.06 | 0.06 | 0.06 |  | 0.06 | 0.06 | 0.06 | 0.06 | 0.06 | 0.06 | 0.06 | 0.06 |  | 0.06 | 0.06 | 0.06 | 0 | 0 | 0 | 0 | 0 | 0 | 0 | 0 | 0 | 0 | 0 | 0 | 0 | 0 | 0 | 0 | 0 | 0 | 0 | 0 | 0
Einbindungskostenanteil | [8 empty] | 0.39 | 0.39 | 0.2 | 0.2 | 0.2 |  | 0.2 | 0.39 | 0.39 | 0.39 | 0.39 | 0.06 | 0.06 | 0.06 |  | 0.2 | 0.2 | 0.3 | 0 | 0 | 0 | 0 | 0 | 0 | 0 | 0 | 0 | 0 | 0 | 0 | 0 | 0 | 0 | 0 | 0 | 0 | 0 | 0 | 0
Investitionskosten gesamt | Invest_all | [6 empty] | 0 | 57420 | 406000 | 762048 | 1078862.4 | 176400 |  | 201600 | 0 | 140664.3553 | 140664.3553 | 140664.3553 | 2869440 | 239120 | 48608 |  | 504000 | 504000 | 544000 | 0 | 0 | 0 | 0 | 0 | 0 | 0 | 0 | 0 | 0 | 0 | 0 | 0 | 0 | 0 | 0 | 0 | 0 | 0 | 0 | 0
[8 empty] | [1] | H.-M. Henning, A. Palzer, und Fraunhofer, „Energiesystem Deutschland 2050“, S. 42, 2013. | [21 empty] | [1] | H.-M. Henning, A. Palzer, und Fraunhofer, „Energiesystem Deutschland 2050“, S. 42, 2013.
[8 empty] | [2] | ASUE, „BHKW-Kenndaten 2014/2015“, S. 1–68, 2015. | [21 empty] | [2] | ASUE, „BHKW-Kenndaten 2014/2015“, S. 1–68, 2015.
Note on C5: MW At a 25% electric efficiency, the input power rated is 50% of the maximum capacity. Source: Page 5 Sizing Combined Heat and Power Units and Domestic Building Energy Cost Optimisation https://doi.org/10.3390/en10060771
Note on C6: MW At a 25% electric efficiency, the input power rated is 50% of the maximum capacity. Source: Page 5 Sizing Combined Heat and Power Units and Domestic Building Energy Cost Optimisation https://doi.org/10.3390/en10060771
Note on C7: MW At a 25% electric efficiency, the input power rated is 50% of the maximum capacity. Source: Page 5 Sizing Combined Heat and Power Units and Domestic Building Energy Cost Optimisation https://doi.org/10.3390/en10060771