## INFO
Scenario Description | Basic scenario
=SVERWEIS($A2&"."&H$1;INFO!B33] Selection'!$E:$H;'[scenario_data.xlsx]Year Selection'!$F$4+1;0)
This Excel file defines an oemof energy system.
The components can be defined in the several sheets.
Sheet | Notes
Scenario Selectio | Select the economic/legal scenario you want to work. Status quo, with SINTEG-V regulation or withourt any surcharges
buses | Defines the buses used in the energy system
-If excess or shortage flag is set (=1), an additional sink resp. source is added AUTOMATICALLY
chp | Defines CHP plants
-many parameters are currently defined manually, see "create_nodes()" -> move to sheet
commodity_sources | Defines the commodity sources such as oil, gas etc.
demand | Defines demand components such as heat demand
powerlines | Defines power lines between 2 buses
-Creates 2 oemof transformers (A->B, B->A)
renewables | Defines the renewable sources (fixed generation)
storages | Defines storages
transformers | Defines the transformers like power2gas plants etc.
-variable costs refer to input values!
- capacity is the nominal value of the output; "max nom in" is the maximum input which is multiplied with the timeseries transformer.max
-Power lines are defined in the sheet "powerlines"
time_series | Time series
-Format of column must follow the format NODE.PARAMETER (e.g. wind.actual_value)
time series are implemented for renewables, demands and transformer inputs
Notes
-For details on how this data is used (and to alter) during creation of the energy system refer to function "create_nodes()".
-Unit of values is MW / MWh and €
-If column "active" is set to 0, the component will not be created in the energy system

## buses
label | active | excess | shortage | shortage costs | excess costs
bus_el | 1 | 0 | 0 | 1000 | 1000
bus_flex | 1 | 0 | 0 | 1000 | 1000
bus_th_sch | 1 | 0 | 0 | 1000 | 1000
bus_gas | 1 | 0 | 0 | 1000 | 1000
bus_wind | 1 | 0 | 0 | 1000 | 1000
bus_chp_sch_el | 1 | 0 | 0 | 1000 | 1000
bus_cs_el | 0 | 0 | 0 | 1000 | 1000
bus_pv | 0 | 0 | 0 | 1000 | 1000
bus_th_pr | 0 | 0 | 0 | 1000 | 1000
bus_ptg_gas | 0 | 0 | 0 | 1000 | 1000
bus_meth | 0 | 0 | 0 | 1000 | 1000
bus_curtailed | 0 | 0 | 0 | 1000 | 1000
bus_pth_sch_heat | 0 | 0 | 0 | 1000 | 1000
bus_chp_pr_el | 0 | 0 | 0 | 1000 | 1000
Note on C1: Elisa Gaudchau: soll excess für diesen Bus angelegt werden?
Note on D1: Elisa Gaudchau: soll shortage für diesen bus angelegt werden?
Note on E4: Very high price because can not really be imported.
Note on E5: Grenzübergangspreis 2017 17 EUR/MWh Source: https://de.statista.com/statistik/daten/studie/162224/umfrage/entwicklung-der-bafa-grenzuebergangspreise-fuer-erdgas-in-deutschland-seit-200
Note on E10: Very high price because can not really be imported.

## chp
label | active | from | to_el | to_th | back_pressure | variable_costs | el efficiency min | el efficiency max | power min | power max
chp_sch | 1 | bus_gas | bus_chp_sch_el | bus_th_sch | 0 | 8 | 0.25 | 0.49 | 8 | 19
chp_pr | 0 | bus_gas | bus_chp_pr_el | bus_th_pr | 0 | 8 | 0.25 | 0.49 | 0.9 | 2.7
Note on J1: MW At a 25% electric efficiency, the input power rated is 50% of the maximum capacity. Source: Page 5 Sizing Combined Heat and Power Units and Domestic Building Energy Cost Optimisation https://doi.org/10.3390/en10060771
Note on K1: Electric maximum power MW
Note on A2: PCK refinery in Schwedt. It is not well defined how much heat do they supply to the district heating system; however an estimation has been done. Source: https://www.pck.de/en/company/divisions/
Note on G2: spot_market.variable_costs Time series See time series of electricity prices for the year 2016. Tab: time_series
Note on K2: MW PCK refinery in Schwedt. It is not well defined how much heat do they supply to the district heating system; however an estimation has been done. Source: https://www.pck.de/en/company/divisions/
Note on G3: 10,000 EUR/MW/y Fixe Betriebskosten 10 EUR/kW/y (2013) DT1 5,000kW leistung Source: Page 33 Potenzial- und Kosten-Nutzen-Analyse zu den Einsatzmöglichkeiten von Kraft-Wärme-Kopplung (Umsetzung der EU-Energieeffizienzrichtlinie) sowie Evaluierung des KWKG im Jahr 2014. https://ec.europa.eu/energy/sites/ener/files/documents/151221%20Mitteilung%20an%20KOM%20EED%20KWK%20Anlage%20Analyse.pdf
Note on H3: Electric Efficiency of natural gas BHKW Min: 25% Max: 49% Source: Pag.9 BHKW-Kenndaten 2011 https://asue.de/sites/default/files/asue/themen/blockheizkraftwerke/2011/broschueren/05_07_11_asue-bhkw-kenndaten-0311.pdf

## commodity_sources
label | active | to | variable_costs | capacity
cs_gas | 1 | bus_gas | 40.21 | 1000000000
cs_electric | 1 | bus_el | 0 | 1000000000
Note on D1: Variable costs (EUR/MWh) For variable costs, the user can provide either: 1) variable cost "fixed" 2) time series (hourly) of the variable cost If a time series for variable cost exists, this time series should be place on the tab time_series. If a time series for variable costs exists, then the value in this cell will be overwritten. If there is any time series for variable cost, the value in this cell will be taken into account
Note on D2: 37.13 EUR/MWh Variable cost for gas=gas cost Gas cost=gas price + gas taxes. Average GAS PRICE for industrial customers 2016 2.77 cent/KWh Gas taxes: 0.943 cent/kWh Varible cost for gas= 2.77 + 0.943=3.713 cent/kWh = 37.13 EUR/MWh Gas taxes are included here because either CHP als gas boiler uses this gas commodity. Source gas taxes: (Network charges + CO2 emissions taxes) 2017 monitor bericht Page 278. https://www.bundesnetzagentur.de/SharedDocs/Downloads/EN/BNetzA/PressSection/ReportsPublications/2016/MonitoringReport_2016.pdf?__blob=publicationFile&v=3 Source average gas price: Gaspreise* für Gewerbe- und Industriekunden in Deutschland in den Jahren 2008 bis 2017 (in Euro-Cent pro Kilowattstunde) https://de.statista.com/statistik/daten/studie/168528/umfrage/gaspreise-fuer-gewerbe--und-industriekunden-seit-2006/
Note on E2: 366 MW Total gas capacity for Schwedt + Prenzlau cities (CHP + gas boilers)
Note on D3: cs_electric.variable_costs Time series (EUR/MWh) See time series iof electricity prices for the year 2016. Tab: time_series
Note on E3: 390 MW Wind farm capacity

## demand
label | active | from | nominal value | fixed | variable_costs
spot_market_sink | 0 | bus_el | 1000000000 | 0 | 0
dist_heat_sch | 1 | bus_th_sch | 52 | 1 | -50
el_demand_uck | 1 | bus_el | 1000000000 | 1 | 0
dist_heat_pr | 0 | bus_th_pr | 13.21 | 1 | -50
curtailment | 1 | bus_flex | 789.771 | 0 | 0
Note on E1: Fixed demand? 0=open demand 1=time series required
Note on D2: 37.13 EUR/MWh Variable cost for gas=gas cost Gas cost=gas price + gas taxes. Average GAS PRICE for industrial customers 2016 2.77 cent/KWh Gas taxes: 0.943 cent/kWh Varible cost for gas= 2.77 + 0.943=3.713 cent/kWh = 37.13 EUR/MWh Gas taxes are included here because either CHP als gas boiler uses this gas commodity. Source gas taxes: (Network charges + CO2 emissions taxes) 2017 monitor bericht Page 278. https://www.bundesnetzagentur.de/SharedDocs/Downloads/EN/BNetzA/PressSection/ReportsPublications/2016/MonitoringReport_2016.pdf?__blob=publicationFile&v=3 Source average gas price: Gaspreise* für Gewerbe- und Industriekunden in Deutschland in den Jahren 2008 bis 2017 (in Euro-Cent pro Kilowattstunde) https://de.statista.com/statistik/daten/studie/168528/umfrage/gaspreise-fuer-gewerbe--und-industriekunden-seit-2006/
Note on F2: spot_market.variable_costs Time series See time series of electricity prices for the year 2016. Tab: time_series
Note on D3: ABSOLUTE VALUE!! See absolute values on the time-series. Tab: time_series
Note on E3: dist_heat_sch.actual_value Time series Tab: time_series
Note on F3: 78.51 EUR/MWh MIXED PRICE Source: Slide 13 Ökologische und bezahlbare Fernwärme für eine mittelgroße Stadt https://mil.brandenburg.de/media_fast/4055/Harald%20Jahnke%202017-10-19%20Br%C3%BCssel.pdf
Note on D5: ABSOLUTE VALUE!! See absolute values on the time-series. Tab: time_series
Note on E5: dist_heat_pr.actual_value Time series Tab: time_series
Note on F5: 80.67 EUR/MWh MIXED PRICE Source: Slide 13 Ökologische und bezahlbare Fernwärme für eine mittelgroße Stadt https://mil.brandenburg.de/media_fast/4055/Harald%20Jahnke%202017-10-19%20Br%C3%BCssel.pdf

## powerlines
label | active | bus_1 | bus_2 | efficiency | capacity

## renewables
label | active | to | capacity
wind_synth | 1 | bus_wind | 717.51
pv_synth | 0 | bus_pv | 72.261
Note on D2: Nominal capacity of the windfarm

## storages
label | active | bus | nominal capacity | nominal input value | nominal output value | capacity loss | efficiency inflow | efficiency outflow | initial capacity | capacity min | capacity max | input_costs | output_costs
batt | 1 | bus_el | 10 | 5 | 5 | 0.02 | 0.98 | 0.98 | 0 | 0 | 0.9 | 105.83 | -63.5
storage_th_pr | 0 | bus_th_pr | 66 | 0 | 0 | 0.01 | 0.98 | 0.98 | 0 | 0 | 1 | 0.005 | 0
storage_th_sch | 0 | bus_th_sch | 101 | 0 | 0 | 0.01 | 0.98 | 0.98 | 0 | 0 | 1 | 0.005 | 0
Note on M1: Elisa Gaudchau: variable costs
Note on N1: Elisa Gaudchau: variable costs
Note on A3: PRENZLAU AQUIFER WÄRMESPEICHER source: Page 11 https://www.prenzlau.eu/sixcms/media.php/569/Fernw%C3%A4rmekonzept_Innenstadt.pdf
Note on M3: EUR/MWh Source: Page. 32 http://publications.jrc.ec.europa.eu/repository/bitstream/JRC109006/kjna28859enn.pdf

## transformers
label | active | from | to | efficiency | capacity | variable_costs | fixed
boiler_sch | 1 | bus_gas | bus_th_sch | 0.9 | 37 | 0.2 | 0
chp_sch_el | 1 | bus_chp_sch_el | bus_el | 1 | 19 | 0 | 0
wind_curtailment | 1 | bus_wind | bus_flex | 1 | 717.51 | 0 | 1
wind_neg_spot | 1 | bus_wind | bus_flex | 1 | 717.51 | 5 | 1
wind_using | 1 | bus_wind | bus_el | 1 | 717.51 | 0 | 1
pth_sch | 1 | bus_flex | bus_th_sch | 0.99 | 11 | 0 | 0
boiler_pr | 0 | bus_gas | bus_th_pr | 0.9 | 37 | 0.5 | 0
chp_pr_el | 0 | bus_chp_pr_el | bus_el | 1 | 2.7 | 0 | 0
pv_curtailment | 0 | bus_pv | bus_flex | 1 | 72.261 | -40 | 1
pv_neg_spot | 0 | bus_pv | bus_flex | 1 | 72.261 | -40 | 1
pv_using | 0 | bus_pv | bus_el | 1 | 72.261 | -40 | 1
meth | 0 | bus_meth | bus_gas | 0.8 | 5 | 0 | 0
negative_spot | 0 | bus_el | bus_flex | 1 | 30000 | 0 | 0
ptg | 0 | bus_flex | bus_ptg_gas | 0.7 | 5 | 0 | 0
ptg_out | 0 | bus_ptg_gas | bus_meth | 1 | 5 | -9.66 | 0
pth_pr | 0 | bus_flex | bus_th_pr | 0.99 | 6.6 | 0 | 0
pth_sch_out | 0 | bus_pth_sch_heat | bus_th_sch | 1 | 11 | 0 | 0
spot_to_flex | 0 | bus_cs_el | bus_flex | 1 | 390 | 0 | 0
Note on F1: MW
Note on G2: 0.07 EUR/MWh Source: Page 3. Electric Boilers in District Heating Systems: A Comparative Study of the Scandinavian market conditions https://www.ltu.se/cms_fs/1.156688!/file/Emilie%20Rosenlund%20Soysal%20-%20Full%20text.pdf
Note on H4: Data fixed out of: Tab: time_series in secret xls sheet Column: curtailment.actual_value Time series
Note on E7: 99% Source: Page 32. European Commission Long term (2050) projections of techno-economic performance of large- scale heating and cooling in the EU http://publications.jrc.ec.europa.eu/repository/bitstream/JRC109006/kjna28859enn.pdf
Note on E8: 90% Source: Page 24 Potential for Power-to-Heat in the Netherlands https://www.ce.nl/publicaties/1741/potential-for-power-to-heat-in-the-netherlands
Note on G8: 0.07 EUR/MWh Source: Page 3. Electric Boilers in District Heating Systems: A Comparative Study of the Scandinavian market conditions https://www.ltu.se/cms_fs/1.156688!/file/Emilie%20Rosenlund%20Soysal%20-%20Full%20text.pdf
Note on G10: negative_spot.variable_costs Time series Tab: time_series
Note on G11: negative_spot.variable_costs Time series Tab: time_series
Note on F12: Maggi T440s: E-Konzept Uckermark: Gesamtleistung PV-Anlagen
Note on G12: negative_spot.variable_costs Time series Tab: time_series
Note on E13: \cite{Ausfelder2015}
Note on G13: negative_spot.variable_costs Time series Tab: time_series
Note on G14: negative_spot.variable_costs Time series Tab: time_series
Note on E15: \cite{Ausfelder2015}
Note on G19: Variable costs = 0 This transformer is used to connect bus_cs_el and bus_flex. This transformer doesn`t represent a real physical plant, for that reason he costs are zero.

## time_series
timestamp | dist_heat_pr.actual_value | dist_heat_sch.actual_value | el_demand_uck.actual_value | spot_market_sink.variable_costs |  | negative_spot.variable_costs | batt.input_costs | batt.output_costs | wind_neg_spot.variable_costs | pv_neg_spot.variable_costs | spot_to_flex.variable_costs | chp_sch_el.variable_costs | chp_pr_el.variable_costs | 2011_spot | 2016_spot
2016-01-01 00:00:00 | 0.58167 | 0.6 | 0.39659 | 22.39 | -22.39 | 22.39 | 128.22 | -85.89 | 1000 | 1000 | -22.39 | 22.39 | 22.39 | 28.82 | 22.39
2016-01-01 01:00:00 | 0.57202 | 0.59077 | 0.29555 | 20.59 | -20.59 | 20.59 | 126.42 | -84.09 | 1000 | 1000 | -20.59 | 20.59 | 20.59 | 22.73 | 20.59
2016-01-01 02:00:00 | 0.55914 | 0.57846 | 0.24054 | 16.81 | -16.81 | 16.81 | 122.64 | -80.31 | 1000 | 1000 | -16.81 | 16.81 | 16.81 | 14.98 | 16.81
2016-01-01 03:00:00 | 0.54305 | 0.56308 | 0.21979 | 17.41 | -17.41 | 17.41 | 123.24 | -80.91 | 1000 | 1000 | -17.41 | 17.41 | 17.41 | 9.93 | 17.41
2016-01-01 04:00:00 | 0.56558 | 0.58462 | 0.20895 | 17.02 | -17.02 | 17.02 | 122.85 | -80.52 | 1000 | 1000 | -17.02 | 17.02 | 17.02 | 16.12 | 17.02
2016-01-01 05:00:00 | 0.54627 | 0.56615 | 0.2107 | 15.86 | -15.86 | 15.86 | 121.69 | -79.36 | 1000 | 1000 | -15.86 | 15.86 | 15.86 | 9.91 | 15.86
2016-01-01 06:00:00 | 0.54627 | 0.56615 | 0.22636 | 18.16 | -18.16 | 18.16 | 123.99 | -81.66 | 1000 | 1000 | -18.16 | 18.16 | 18.16 | -34.08 | 18.16
2016-01-01 07:00:00 | 0.55271 | 0.57231 | 0.26686 | 17.73 | -17.73 | 17.73 | 123.56 | -81.23 | 1000 | 1000 | -17.73 | 17.73 | 17.73 | -34.22 | 17.73
2016-01-01 08:00:00 | 0.56558 | 0.58462 | 0.42994 | 19.77 | -19.77 | 19.77 | 125.6 | -83.27 | 1000 | 1000 | -19.77 | 19.77 | 19.77 | -5.95 | 19.77 | spot_market_sink.variable_costs | cs_electric.variable_costs | negative_spot.variable_costs | batt.input_costs | batt.output_costs | wind_neg_spot.variable_costs | pv_neg_spot.variable_costs | spot_to_flex.variable_costs | chp_sch_el.variable_costs | chp_pr_el.variable_costs
2016-01-01 09:00:00 | 0.56236 | 0.58154 | 0.65048 | 23.75 | -23.75 | 23.75 | 129.58 | -87.25 | 1000 | 1000 | -23.75 | 23.75 | 23.75 | -0.03 | 23.75
2016-01-01 10:00:00 | 0.5688 | 0.58769 | 0.81425 | 26.03 | -26.03 | 26.03 | 131.86 | -89.53 | 1000 | 1000 | -26.03 | 26.03 | 26.03 | 14.9 | 26.03 |  | spot_2011 | spot_2016
2016-01-01 11:00:00 | 0.56236 | 0.58154 | 0.94383 | 27.06 | -27.06 | 27.06 | 132.89 | -90.56 | 1000 | 1000 | -27.06 | 27.06 | 27.06 | 16.86 | 27.06 | Mittelwert | 51.1491 | 28.9814
2016-01-01 12:00:00 | 0.54949 | 0.56923 | 0.96576 | 26.59 | -26.59 | 26.59 | 132.42 | -90.09 | 1000 | 1000 | -26.59 | 26.59 | 26.59 | 20.55 | 26.59 | Max | 117.49 | 104.96
2016-01-01 13:00:00 | 0.54305 | 0.56308 | 0.82374 | 25 | -25 | 25 | 130.83 | -88.5 | 1000 | 1000 | -25 | 25 | 25 | 16.31 | 25 | Min | -36.82 | -130.09
2016-01-01 14:00:00 | 0.5334 | 0.55385 | 0.65983 | 24.43 | -24.43 | 24.43 | 130.26 | -87.93 | 1000 | 1000 | -24.43 | 24.43 | 24.43 | 16.87 | 24.43
2016-01-01 15:00:00 | 0.53984 | 0.56 | 0.56761 | 28.87 | -28.87 | 28.87 | 134.7 | -92.37 | 1000 | 1000 | -28.87 | 28.87 | 28.87 | 20.05 | 28.87
2016-01-01 16:00:00 | 0.54627 | 0.56615 | 0.52133 | 37.44 | -37.44 | 37.44 | 143.27 | -100.94 | 1000 | 1000 | -37.44 | 37.44 | 37.44 | 30.38 | 37.44
2016-01-01 17:00:00 | 0.55271 | 0.57231 | 0.61979 | 37.41 | -37.41 | 37.41 | 143.24 | -100.91 | 1000 | 1000 | -37.41 | 37.41 | 37.41 | 45.94 | 37.41
2016-01-01 18:00:00 | 0.55914 | 0.57846 | 0.76472 | 35.34 | -35.34 | 35.34 | 141.17 | -98.84 | 1000 | 1000 | -35.34 | 35.34 | 35.34 | 49.94 | 35.34
2016-01-01 19:00:00 | 0.5688 | 0.58769 | 0.85205 | 33.07 | -33.07 | 33.07 | 138.9 | -96.57 | 1000 | 1000 | -33.07 | 33.07 | 33.07 | 52.08 | 33.07
2016-01-01 20:00:00 | 0.57523 | 0.59385 | 0.77783 | 29.52 | -29.52 | 29.52 | 135.35 | -93.02 | 1000 | 1000 | -29.52 | 29.52 | 29.52 | 47.79 | 29.52
2016-01-01 21:00:00 | 0.57845 | 0.59692 | 0.66127 | 30.1 | -30.1 | 30.1 | 135.93 | -93.6 | 1000 | 1000 | -30.1 | 30.1 | 30.1 | 48.23 | 30.1
2016-01-01 22:00:00 | 0.5688 | 0.58769 | 0.5638 | 24.57 | -24.57 | 24.57 | 130.4 | -88.07 | 1000 | 1000 | -24.57 | 24.57 | 24.57 | 53 | 24.57
2016-01-01 23:00:00 | 0.58167 | 0.6 | 0.42608 | 22.2 | -22.2 | 22.2 | 128.03 | -85.7 | 1000 | 1000 | -22.2 | 22.2 | 22.2 | 37.64 | 22.2
2016-01-02 00:00:00 | 0.59132 | 0.60923 | 0.36334 | 16.57 | -16.57 | 16.57 | 122.4 | -80.07 | 1000 | 1000 | -16.57 | 16.57 | 16.57 | 42.97 | 16.57
2016-01-02 01:00:00 | 0.60741 | 0.62462 | 0.30185 | 15.35 | -15.35 | 15.35 | 121.18 | -78.85 | 1000 | 1000 | -15.35 | 15.35 | 15.35 | 32.3 | 15.35
2016-01-02 02:00:00 | 0.61707 | 0.63385 | 0.247 | 12.77 | -12.77 | 12.77 | 118.6 | -76.27 | 1000 | 1000 | -12.77 | 12.77 | 12.77 | 26.13 | 12.77
2016-01-02 03:00:00 | 0.64925 | 0.66462 | 0.23565 | 11.27 | -11.27 | 11.27 | 117.1 | -74.77 | 1000 | 1000 | -11.27 | 11.27 | 11.27 | 21.9 | 11.27
2016-01-02 04:00:00 | 0.67177 | 0.68615 | 0.23258 | 11.91 | -11.91 | 11.91 | 117.74 | -75.41 | 1000 | 1000 | -11.91 | 11.91 | 11.91 | 18.47 | 11.91
2016-01-02 05:00:00 | 0.71682 | 0.72923 | 0.24426 | 12.62 | -12.62 | 12.62 | 118.45 | -76.12 | 1000 | 1000 | -12.62 | 12.62 | 12.62 | 22.71 | 12.62
2016-01-02 06:00:00 | 0.72969 | 0.74154 | 0.30966 | 13.83 | -13.83 | 13.83 | 119.66 | -77.33 | 1000 | 1000 | -13.83 | 13.83 | 13.83 | 16.27 | 13.83
2016-01-02 07:00:00 | 0.76831 | 0.77846 | 0.47243 | 16.12 | -16.12 | 16.12 | 121.95 | -79.62 | 1000 | 1000 | -16.12 | 16.12 | 16.12 | 23.56 | 16.12
2016-01-02 08:00:00 | 0.80692 | 0.81538 | 0.68704 | 18.12 | -18.12 | 18.12 | 123.95 | -81.62 | 1000 | 1000 | -18.12 | 18.12 | 18.12 | 30 | 18.12
2016-01-02 09:00:00 | 0.81658 | 0.82462 | 0.80606 | 19.59 | -19.59 | 19.59 | 125.42 | -83.09 | 1000 | 1000 | -19.59 | 19.59 | 19.59 | 44.69 | 19.59
2016-01-02 10:00:00 | 0.81658 | 0.82462 | 0.84283 | 21.07 | -21.07 | 21.07 | 126.9 | -84.57 | 1000 | 1000 | -21.07 | 21.07 | 21.07 | 50.39 | 21.07
2016-01-02 11:00:00 | 0.8198 | 0.82769 | 0.87704 | 22.54 | -22.54 | 22.54 | 128.37 | -86.04 | 1000 | 1000 | -22.54 | 22.54 | 22.54 | 55.11 | 22.54
2016-01-02 12:00:00 | 0.80692 | 0.81538 | 0.91636 | 19.79 | -19.79 | 19.79 | 125.62 | -83.29 | 1000 | 1000 | -19.79 | 19.79 | 19.79 | 59.62 | 19.79
2016-01-02 13:00:00 | 0.81336 | 0.82154 | 0.88755 | 16.9 | -16.9 | 16.9 | 122.73 | -80.4 | 1000 | 1000 | -16.9 | 16.9 | 16.9 | 50.03 | 16.9
2016-01-02 14:00:00 | 0.8198 | 0.82769 | 0.79022 | 16.97 | -16.97 | 16.97 | 122.8 | -80.47 | 1000 | 1000 | -16.97 | 16.97 | 16.97 | 47.6 | 16.97
2016-01-02 15:00:00 | 0.82301 | 0.83077 | 0.71445 | 19.25 | -19.25 | 19.25 | 125.08 | -82.75 | 1000 | 1000 | -19.25 | 19.25 | 19.25 | 47.5 | 19.25
2016-01-02 16:00:00 | 0.82623 | 0.83385 | 0.70607 | 28.01 | -28.01 | 28.01 | 133.84 | -91.51 | 1000 | 1000 | -28.01 | 28.01 | 28.01 | 47.27 | 28.01
2016-01-02 17:00:00 | 0.83267 | 0.84 | 0.8672 | 28.36 | -28.36 | 28.36 | 134.19 | -91.86 | 1000 | 1000 | -28.36 | 28.36 | 28.36 | 55.05 | 28.36
2016-01-02 18:00:00 | 0.84232 | 0.84923 | 0.99703 | 26.56 | -26.56 | 26.56 | 132.39 | -90.06 | 1000 | 1000 | -26.56 | 26.56 | 26.56 | 63 | 26.56
2016-01-02 19:00:00 | 0.85519 | 0.86154 | 1 | 17.38 | -17.38 | 17.38 | 123.21 | -80.88 | 1000 | 1000 | -17.38 | 17.38 | 17.38 | 61.08 | 17.38
2016-01-02 20:00:00 | 0.86485 | 0.87077 | 0.83309 | 15.83 | -15.83 | 15.83 | 121.66 | -79.33 | 1000 | 1000 | -15.83 | 15.83 | 15.83 | 56.41 | 15.83
2016-01-02 21:00:00 | 0.87772 | 0.88308 | 0.66229 | 16.97 | -16.97 | 16.97 | 122.8 | -80.47 | 1000 | 1000 | -16.97 | 16.97 | 16.97 | 55.85 | 16.97
2016-01-02 22:00:00 | 0.88737 | 0.89231 | 0.60399 | 15.31 | -15.31 | 15.31 | 121.14 | -78.81 | 1000 | 1000 | -15.31 | 15.31 | 15.31 | 59.27 | 15.31
2016-01-02 23:00:00 | 0.89381 | 0.89846 | 0.51572 | 6.99 | -6.99 | 6.99 | 112.82 | -70.49 | 1000 | 1000 | -6.99 | 6.99 | 6.99 | 48.69 | 6.99
2016-01-03 00:00:00 | 0.90346 | 0.90769 | 0.39659 | -0.01 | 0.01001 | -0.01 | 105.82 | -63.49 | -0.01 | -0.01 | 0.01 | -0.01 | -0.01 | 43.38 | -0.01
2016-01-03 01:00:00 | 0.91312 | 0.91692 | 0.29555 | 0.23 | -0.22999 | 0.23 | 106.06 | -63.73 | 1000 | 1000 | -0.23 | 0.23 | 0.23 | 43.38 | 0.23
2016-01-03 02:00:00 | 0.92277 | 0.92615 | 0.24054 | 4.51 | -4.51 | 4.51 | 110.34 | -68.01 | 1000 | 1000 | -4.51 | 4.51 | 4.51 | 42.83 | 4.51
2016-01-03 03:00:00 | 0.92921 | 0.93231 | 0.21979 | 4.12 | -4.12 | 4.12 | 109.95 | -67.62 | 1000 | 1000 | -4.12 | 4.12 | 4.12 | 34.69 | 4.12
2016-01-03 04:00:00 | 0.93564 | 0.93846 | 0.20895 | 6.76 | -6.76 | 6.76 | 112.59 | -70.26 | 1000 | 1000 | -6.76 | 6.76 | 6.76 | 31.44 | 6.76
2016-01-03 05:00:00 | 0.9453 | 0.94769 | 0.2107 | 0.75 | -0.74999 | 0.75 | 106.58 | -64.25 | 1000 | 1000 | -0.75 | 0.75 | 0.75 | 43.05 | 0.75
2016-01-03 06:00:00 | 0.94851 | 0.95077 | 0.22636 | 4.27 | -4.27 | 4.27 | 110.1 | -67.77 | 1000 | 1000 | -4.27 | 4.27 | 4.27 | 52.7 | 4.27
2016-01-03 07:00:00 | 0.95173 | 0.95385 | 0.26686 | 9.11 | -9.11 | 9.11 | 114.94 | -72.61 | 1000 | 1000 | -9.11 | 9.11 | 9.11 | 69.76 | 9.11
2016-01-03 08:00:00 | 0.96138 | 0.96308 | 0.42994 | 15.92 | -15.92 | 15.92 | 121.75 | -79.42 | 1000 | 1000 | -15.92 | 15.92 | 15.92 | 68.95 | 15.92
2016-01-03 09:00:00 | 0.95817 | 0.96 | 0.65048 | 17.06 | -17.06 | 17.06 | 122.89 | -80.56 | 1000 | 1000 | -17.06 | 17.06 | 17.06 | 68.9 | 17.06
2016-01-03 10:00:00 | 0.9453 | 0.94769 | 0.81425 | 19.28 | -19.28 | 19.28 | 125.11 | -82.78 | 1000 | 1000 | -19.28 | 19.28 | 19.28 | 66.67 | 19.28
2016-01-03 11:00:00 | 0.91955 | 0.92308 | 0.94383 | 20.25 | -20.25 | 20.25 | 126.08 | -83.75 | 1000 | 1000 | -20.25 | 20.25 | 20.25 | 67.47 | 20.25
2016-01-03 12:00:00 | 0.9099 | 0.91385 | 0.96576 | 17.66 | -17.66 | 17.66 | 123.49 | -81.16 | 1000 | 1000 | -17.66 | 17.66 | 17.66 | 66.29 | 17.66
2016-01-03 13:00:00 | 0.89381 | 0.89846 | 0.82374 | 18.49 | -18.49 | 18.49 | 124.32 | -81.99 | 1000 | 1000 | -18.49 | 18.49 | 18.49 | 68.9 | 18.49
2016-01-03 14:00:00 | 0.88737 | 0.89231 | 0.65983 | 16.51 | -16.51 | 16.51 | 122.34 | -80.01 | 1000 | 1000 | -16.51 | 16.51 | 16.51 | 68.03 | 16.51
2016-01-03 15:00:00 | 0.89381 | 0.89846 | 0.56761 | 18.76 | -18.76 | 18.76 | 124.59 | -82.26 | 1000 | 1000 | -18.76 | 18.76 | 18.76 | 67.24 | 18.76
2016-01-03 16:00:00 | 0.9099 | 0.91385 | 0.52133 | 22.21 | -22.21 | 22.21 | 128.04 | -85.71 | 1000 | 1000 | -22.21 | 22.21 | 22.21 | 69 | 22.21
2016-01-03 17:00:00 | 0.91633 | 0.92 | 0.61979 | 26.76 | -26.76 | 26.76 | 132.59 | -90.26 | 1000 | 1000 | -26.76 | 26.76 | 26.76 | 74.33 | 26.76
2016-01-03 18:00:00 | 0.91633 | 0.92 | 0.76472 | 27.08 | -27.08 | 27.08 | 132.91 | -90.58 | 1000 | 1000 | -27.08 | 27.08 | 27.08 | 77.51 | 27.08
2016-01-03 19:00:00 | 0.91633 | 0.92 | 0.85205 | 25.33 | -25.33 | 25.33 | 131.16 | -88.83 | 1000 | 1000 | -25.33 | 25.33 | 25.33 | 73.48 | 25.33
2016-01-03 20:00:00 | 0.92277 | 0.92615 | 0.77783 | 22.11 | -22.11 | 22.11 | 127.94 | -85.61 | 1000 | 1000 | -22.11 | 22.11 | 22.11 | 65.06 | 22.11
2016-01-03 21:00:00 | 0.92599 | 0.92923 | 0.66127 | 20.91 | -20.91 | 20.91 | 126.74 | -84.41 | 1000 | 1000 | -20.91 | 20.91 | 20.91 | 59.88 | 20.91
2016-01-03 22:00:00 | 0.93564 | 0.93846 | 0.5638 | 14.43 | -14.43 | 14.43 | 120.26 | -77.93 | 1000 | 1000 | -14.43 | 14.43 | 14.43 | 58.15 | 14.43
2016-01-03 23:00:00 | 0.94208 | 0.94462 | 0.42608 | 13.78 | -13.78 | 13.78 | 119.61 | -77.28 | 1000 | 1000 | -13.78 | 13.78 | 13.78 | 55.54 | 13.78
2016-01-04 00:00:00 | 0.94851 | 0.95077 | 0.31267 | 12.77 | -12.77 | 12.77 | 118.6 | -76.27 | 1000 | 1000 | -12.77 | 12.77 | 12.77 | 48.54 | 12.77
2016-01-04 01:00:00 | 0.95495 | 0.95692 | 0.2388 | 10.56 | -10.56 | 10.56 | 116.39 | -74.06 | 1000 | 1000 | -10.56 | 10.56 | 10.56 | 48.03 | 10.56
2016-01-04 02:00:00 | 0.9646 | 0.96615 | 0.2191 | 3.87 | -3.87 | 3.87 | 109.7 | -67.37 | 1000 | 1000 | -3.87 | 3.87 | 3.87 | 45.81 | 3.87
2016-01-04 03:00:00 | 0.97104 | 0.97231 | 0.21612 | 3.2 | -3.2 | 3.2 | 109.03 | -66.7 | 1000 | 1000 | -3.2 | 3.2 | 3.2 | 41.93 | 3.2
2016-01-04 04:00:00 | 0.98069 | 0.98154 | 0.22876 | 8.67 | -8.67 | 8.67 | 114.5 | -72.17 | 1000 | 1000 | -8.67 | 8.67 | 8.67 | 39.01 | 8.67
2016-01-04 05:00:00 | 0.98713 | 0.98769 | 0.26928 | 18.01 | -18.01 | 18.01 | 123.84 | -81.51 | 1000 | 1000 | -18.01 | 18.01 | 18.01 | 45.93 | 18.01
2016-01-04 06:00:00 | 0.99356 | 0.99385 | 0.46874 | 28.52 | -28.52 | 28.52 | 134.35 | -92.02 | 1000 | 1000 | -28.52 | 28.52 | 28.52 | 48.47 | 28.52
2016-01-04 07:00:00 | 0.99035 | 0.99077 | 0.67301 | 34.74 | -34.74 | 34.74 | 140.57 | -98.24 | 1000 | 1000 | -34.74 | 34.74 | 34.74 | 66.92 | 34.74
2016-01-04 08:00:00 | 0.98713 | 0.98769 | 0.76549 | 33.46 | -33.46 | 33.46 | 139.29 | -96.96 | 1000 | 1000 | -33.46 | 33.46 | 33.46 | 69.35 | 33.46
2016-01-04 09:00:00 | 0.97426 | 0.97538 | 0.7631 | 33.24 | -33.24 | 33.24 | 139.07 | -96.74 | 1000 | 1000 | -33.24 | 33.24 | 33.24 | 68.99 | 33.24
2016-01-04 10:00:00 | 0.94208 | 0.94462 | 0.73645 | 35.09 | -35.09 | 35.09 | 140.92 | -98.59 | 1000 | 1000 | -35.09 | 35.09 | 35.09 | 69.09 | 35.09
2016-01-04 11:00:00 | 0.91633 | 0.92 | 0.75244 | 35 | -35 | 35 | 140.83 | -98.5 | 1000 | 1000 | -35 | 35 | 35 | 68.94 | 35
2016-01-04 12:00:00 | 0.89703 | 0.90154 | 0.78569 | 35 | -35 | 35 | 140.83 | -98.5 | 1000 | 1000 | -35 | 35 | 35 | 65.69 | 35
2016-01-04 13:00:00 | 0.87772 | 0.88308 | 0.74358 | 34.94 | -34.94 | 34.94 | 140.77 | -98.44 | 1000 | 1000 | -34.94 | 34.94 | 34.94 | 63.06 | 34.94
2016-01-04 14:00:00 | 0.86806 | 0.87385 | 0.6716 | 34.92 | -34.92 | 34.92 | 140.75 | -98.42 | 1000 | 1000 | -34.92 | 34.92 | 34.92 | 59.68 | 34.92
2016-01-04 15:00:00 | 0.88094 | 0.88615 | 0.6447 | 38 | -38 | 38 | 143.83 | -101.5 | 1000 | 1000 | -38 | 38 | 38 | 61.73 | 38
2016-01-04 16:00:00 | 0.86163 | 0.86769 | 0.65698 | 41.21 | -41.21 | 41.21 | 147.04 | -104.71 | 1000 | 1000 | -41.21 | 41.21 | 41.21 | 65.05 | 41.21
2016-01-04 17:00:00 | 0.86163 | 0.86769 | 0.76076 | 42.95 | -42.95 | 42.95 | 148.78 | -106.45 | 1000 | 1000 | -42.95 | 42.95 | 42.95 | 70.21 | 42.95
2016-01-04 18:00:00 | 0.8745 | 0.88 | 0.8848 | 41.96 | -41.96 | 41.96 | 147.79 | -105.46 | 1000 | 1000 | -41.96 | 41.96 | 41.96 | 70.08 | 41.96
2016-01-04 19:00:00 | 0.88094 | 0.88615 | 0.92169 | 34.94 | -34.94 | 34.94 | 140.77 | -98.44 | 1000 | 1000 | -34.94 | 34.94 | 34.94 | 69.27 | 34.94
2016-01-04 20:00:00 | 0.90346 | 0.90769 | 0.81915 | 30.66 | -30.66 | 30.66 | 136.49 | -94.16 | 1000 | 1000 | -30.66 | 30.66 | 30.66 | 56.34 | 30.66
2016-01-04 21:00:00 | 0.91633 | 0.92 | 0.69019 | 30 | -30 | 30 | 135.83 | -93.5 | 1000 | 1000 | -30 | 30 | 30 | 50.06 | 30
2016-01-04 22:00:00 | 0.92277 | 0.92615 | 0.57811 | 23.9 | -23.9 | 23.9 | 129.73 | -87.4 | 1000 | 1000 | -23.9 | 23.9 | 23.9 | 46.94 | 23.9
2016-01-04 23:00:00 | 0.93242 | 0.93538 | 0.44327 | 25.03 | -25.03 | 25.03 | 130.86 | -88.53 | 1000 | 1000 | -25.03 | 25.03 | 25.03 | 44.19 | 25.03
2016-01-05 00:00:00 | 0.92921 | 0.93231 | 0.31267 | 24.42 | -24.42 | 24.42 | 130.25 | -87.92 | 1000 | 1000 | -24.42 | 24.42 | 24.42 | 46.36 | 24.42
2016-01-05 01:00:00 | 0.93886 | 0.94154 | 0.2388 | 22.34 | -22.34 | 22.34 | 128.17 | -85.84 | 1000 | 1000 | -22.34 | 22.34 | 22.34 | 45.08 | 22.34
2016-01-05 02:00:00 | 0.9453 | 0.94769 | 0.2191 | 21.5 | -21.5 | 21.5 | 127.33 | -85 | 1000 | 1000 | -21.5 | 21.5 | 21.5 | 43.01 | 21.5
2016-01-05 03:00:00 | 0.95173 | 0.95385 | 0.21612 | 20 | -20 | 20 | 125.83 | -83.5 | 1000 | 1000 | -20 | 20 | 20 | 39.52 | 20
2016-01-05 04:00:00 | 0.97104 | 0.97231 | 0.22876 | 23.53 | -23.53 | 23.53 | 129.36 | -87.03 | 1000 | 1000 | -23.53 | 23.53 | 23.53 | 39.96 | 23.53
2016-01-05 05:00:00 | 0.98069 | 0.98154 | 0.26928 | 28.96 | -28.96 | 28.96 | 134.79 | -92.46 | 1000 | 1000 | -28.96 | 28.96 | 28.96 | 44.74 | 28.96
2016-01-05 06:00:00 | 0.98713 | 0.98769 | 0.46874 | 38.32 | -38.32 | 38.32 | 144.15 | -101.82 | 1000 | 1000 | -38.32 | 38.32 | 38.32 | 54.24 | 38.32
2016-01-05 07:00:00 | 0.99678 | 0.99692 | 0.67301 | 41.45 | -41.45 | 41.45 | 147.28 | -104.95 | 1000 | 1000 | -41.45 | 41.45 | 41.45 | 58.42 | 41.45
2016-01-05 08:00:00 | 0.98713 | 0.98769 | 0.76549 | 40.72 | -40.72 | 40.72 | 146.55 | -104.22 | 1000 | 1000 | -40.72 | 40.72 | 40.72 | 59.8 | 40.72
2016-01-05 09:00:00 | 0.9453 | 0.94769 | 0.7631 | 40.66 | -40.66 | 40.66 | 146.49 | -104.16 | 1000 | 1000 | -40.66 | 40.66 | 40.66 | 61.07 | 40.66
2016-01-05 10:00:00 | 0.90346 | 0.90769 | 0.73645 | 40.33 | -40.33 | 40.33 | 146.16 | -103.83 | 1000 | 1000 | -40.33 | 40.33 | 40.33 | 63.42 | 40.33
2016-01-05 11:00:00 | 0.89381 | 0.89846 | 0.75244 | 38.25 | -38.25 | 38.25 | 144.08 | -101.75 | 1000 | 1000 | -38.25 | 38.25 | 38.25 | 63.59 | 38.25
2016-01-05 12:00:00 | 0.88737 | 0.89231 | 0.78569 | 36.98 | -36.98 | 36.98 | 142.81 | -100.48 | 1000 | 1000 | -36.98 | 36.98 | 36.98 | 60.98 | 36.98
2016-01-05 13:00:00 | 0.89059 | 0.89538 | 0.74358 | 34.91 | -34.91 | 34.91 | 140.74 | -98.41 | 1000 | 1000 | -34.91 | 34.91 | 34.91 | 62.75 | 34.91
2016-01-05 14:00:00 | 0.89703 | 0.90154 | 0.6716 | 33.5 | -33.5 | 33.5 | 139.33 | -97 | 1000 | 1000 | -33.5 | 33.5 | 33.5 | 58.5 | 33.5
2016-01-05 15:00:00 | 0.92277 | 0.92615 | 0.6447 | 35.1 | -35.1 | 35.1 | 140.93 | -98.6 | 1000 | 1000 | -35.1 | 35.1 | 35.1 | 59.07 | 35.1
2016-01-05 16:00:00 | 0.91955 | 0.92308 | 0.65698 | 42.44 | -42.44 | 42.44 | 148.27 | -105.94 | 1000 | 1000 | -42.44 | 42.44 | 42.44 | 64.59 | 42.44
2016-01-05 17:00:00 | 0.91633 | 0.92 | 0.76076 | 42.94 | -42.94 | 42.94 | 148.77 | -106.44 | 1000 | 1000 | -42.94 | 42.94 | 42.94 | 69.77 | 42.94
2016-01-05 18:00:00 | 0.9099 | 0.91385 | 0.8848 | 41.74 | -41.74 | 41.74 | 147.57 | -105.24 | 1000 | 1000 | -41.74 | 41.74 | 41.74 | 66.99 | 41.74
2016-01-05 19:00:00 | 0.91312 | 0.91692 | 0.92169 | 36.47 | -36.47 | 36.47 | 142.3 | -99.97 | 1000 | 1000 | -36.47 | 36.47 | 36.47 | 58.01 | 36.47
2016-01-05 20:00:00 | 0.91955 | 0.92308 | 0.81915 | 33.01 | -33.01 | 33.01 | 138.84 | -96.51 | 1000 | 1000 | -33.01 | 33.01 | 33.01 | 58.56 | 33.01
2016-01-05 21:00:00 | 0.91633 | 0.92 | 0.69019 | 31.75 | -31.75 | 31.75 | 137.58 | -95.25 | 1000 | 1000 | -31.75 | 31.75 | 31.75 | 52.68 | 31.75
2016-01-05 22:00:00 | 0.93564 | 0.93846 | 0.57811 | 26.99 | -26.99 | 26.99 | 132.82 | -90.49 | 1000 | 1000 | -26.99 | 26.99 | 26.99 | 49.94 | 26.99
2016-01-05 23:00:00 | 0.93886 | 0.94154 | 0.44327 | 26.62 | -26.62 | 26.62 | 132.45 | -90.12 | 1000 | 1000 | -26.62 | 26.62 | 26.62 | 40.78 | 26.62
2016-01-06 00:00:00 | 0.94208 | 0.94462 | 0.31267 | 25.58 | -25.58 | 25.58 | 131.41 | -89.08 | 1000 | 1000 | -25.58 | 25.58 | 25.58 | 42.68 | 25.58
2016-01-06 01:00:00 | 0.95173 | 0.95385 | 0.2388 | 24.59 | -24.59 | 24.59 | 130.42 | -88.09 | 1000 | 1000 | -24.59 | 24.59 | 24.59 | 25.5 | 24.59
2016-01-06 02:00:00 | 0.9646 | 0.96615 | 0.2191 | 22.5 | -22.5 | 22.5 | 128.33 | -86 | 1000 | 1000 | -22.5 | 22.5 | 22.5 | 21.53 | 22.5
2016-01-06 03:00:00 | 0.97426 | 0.97538 | 0.21612 | 23.16 | -23.16 | 23.16 | 128.99 | -86.66 | 1000 | 1000 | -23.16 | 23.16 | 23.16 | 20.06 | 23.16
2016-01-06 04:00:00 | 0.97747 | 0.97846 | 0.22876 | 24.99 | -24.99 | 24.99 | 130.82 | -88.49 | 1000 | 1000 | -24.99 | 24.99 | 24.99 | 20.14 | 24.99
2016-01-06 05:00:00 | 0.97747 | 0.97846 | 0.26928 | 26.62 | -26.62 | 26.62 | 132.45 | -90.12 | 1000 | 1000 | -26.62 | 26.62 | 26.62 | 26.9 | 26.62
2016-01-06 06:00:00 | 0.99356 | 0.99385 | 0.46874 | 28.03 | -28.03 | 28.03 | 133.86 | -91.53 | 1000 | 1000 | -28.03 | 28.03 | 28.03 | 38.99 | 28.03
2016-01-06 07:00:00 | 1 | 1 | 0.67301 | 29.34 | -29.34 | 29.34 | 135.17 | -92.84 | 1000 | 1000 | -29.34 | 29.34 | 29.34 | 44.71 | 29.34
2016-01-06 08:00:00 | 0.99035 | 0.99077 | 0.76549 | 32.94 | -32.94 | 32.94 | 138.77 | -96.44 | 1000 | 1000 | -32.94 | 32.94 | 32.94 | 45.06 | 32.94
2016-01-06 09:00:00 | 0.97104 | 0.97231 | 0.7631 | 37.71 | -37.71 | 37.71 | 143.54 | -101.21 | 1000 | 1000 | -37.71 | 37.71 | 37.71 | 48.56 | 37.71
2016-01-06 10:00:00 | 0.89703 | 0.90154 | 0.73645 | 40.08 | -40.08 | 40.08 | 145.91 | -103.58 | 1000 | 1000 | -40.08 | 40.08 | 40.08 | 49.63 | 40.08
2016-01-06 11:00:00 | 0.86485 | 0.87077 | 0.75244 | 40.73 | -40.73 | 40.73 | 146.56 | -104.23 | 1000 | 1000 | -40.73 | 40.73 | 40.73 | 50.73 | 40.73
2016-01-06 12:00:00 | 0.82945 | 0.83692 | 0.78569 | 38.26 | -38.26 | 38.26 | 144.09 | -101.76 | 1000 | 1000 | -38.26 | 38.26 | 38.26 | 56.33 | 38.26
2016-01-06 13:00:00 | 0.80371 | 0.81231 | 0.74358 | 35.44 | -35.44 | 35.44 | 141.27 | -98.94 | 1000 | 1000 | -35.44 | 35.44 | 35.44 | 56.09 | 35.44
2016-01-06 14:00:00 | 0.80371 | 0.81231 | 0.6716 | 36.92 | -36.92 | 36.92 | 142.75 | -100.42 | 1000 | 1000 | -36.92 | 36.92 | 36.92 | 55 | 36.92
2016-01-06 15:00:00 | 0.84232 | 0.84923 | 0.6447 | 41.28 | -41.28 | 41.28 | 147.11 | -104.78 | 1000 | 1000 | -41.28 | 41.28 | 41.28 | 54.93 | 41.28
2016-01-06 16:00:00 | 0.86806 | 0.87385 | 0.65698 | 44.95 | -44.95 | 44.95 | 150.78 | -108.45 | 1000 | 1000 | -44.95 | 44.95 | 44.95 | 58.23 | 44.95
2016-01-06 17:00:00 | 0.88415 | 0.88923 | 0.76076 | 46.9 | -46.9 | 46.9 | 152.73 | -110.4 | 1000 | 1000 | -46.9 | 46.9 | 46.9 | 66.99 | 46.9
2016-01-06 18:00:00 | 0.89703 | 0.90154 | 0.8848 | 43.95 | -43.95 | 43.95 | 149.78 | -107.45 | 1000 | 1000 | -43.95 | 43.95 | 43.95 | 69.48 | 43.95
2016-01-06 19:00:00 | 0.90346 | 0.90769 | 0.92169 | 39.94 | -39.94 | 39.94 | 145.77 | -103.44 | 1000 | 1000 | -39.94 | 39.94 | 39.94 | 66.69 | 39.94
2016-01-06 20:00:00 | 0.92277 | 0.92615 | 0.81915 | 32.4 | -32.4 | 32.4 | 138.23 | -95.9 | 1000 | 1000 | -32.4 | 32.4 | 32.4 | 59.73 | 32.4
2016-01-06 21:00:00 | 0.93564 | 0.93846 | 0.69019 | 33.51 | -33.51 | 33.51 | 139.34 | -97.01 | 1000 | 1000 | -33.51 | 33.51 | 33.51 | 53.07 | 33.51
2016-01-06 22:00:00 | 0.94208 | 0.94462 | 0.57811 | 30.11 | -30.11 | 30.11 | 135.94 | -93.61 | 1000 | 1000 | -30.11 | 30.11 | 30.11 | 54.25 | 30.11
2016-01-06 23:00:00 | 0.95173 | 0.95385 | 0.44327 | 26.41 | -26.41 | 26.41 | 132.24 | -89.91 | 1000 | 1000 | -26.41 | 26.41 | 26.41 | 49.49 | 26.41
2016-01-07 00:00:00 | 0.95495 | 0.95692 | 0.31267 | 26.05 | -26.05 | 26.05 | 131.88 | -89.55 | 1000 | 1000 | -26.05 | 26.05 | 26.05 | 44.58 | 26.05
2016-01-07 01:00:00 | 0.96138 | 0.96308 | 0.2388 | 24.93 | -24.93 | 24.93 | 130.76 | -88.43 | 1000 | 1000 | -24.93 | 24.93 | 24.93 | 42.92 | 24.93
2016-01-07 02:00:00 | 0.92277 | 0.92615 | 0.2191 | 22.39 | -22.39 | 22.39 | 128.22 | -85.89 | 1000 | 1000 | -22.39 | 22.39 | 22.39 | 30.51 | 22.39
2016-01-07 03:00:00 | 0.88415 | 0.88923 | 0.21612 | 22.32 | -22.32 | 22.32 | 128.15 | -85.82 | 1000 | 1000 | -22.32 | 22.32 | 22.32 | 21.5 | 22.32
2016-01-07 04:00:00 | 0.88415 | 0.88923 | 0.22876 | 24.2 | -24.2 | 24.2 | 130.03 | -87.7 | 1000 | 1000 | -24.2 | 24.2 | 24.2 | 23.19 | 24.2
2016-01-07 05:00:00 | 0.87772 | 0.88308 | 0.26928 | 31 | -31 | 31 | 136.83 | -94.5 | 1000 | 1000 | -31 | 31 | 31 | 40.05 | 31
2016-01-07 06:00:00 | 0.86485 | 0.87077 | 0.46874 | 42.47 | -42.47 | 42.47 | 148.3 | -105.97 | 1000 | 1000 | -42.47 | 42.47 | 42.47 | 49.03 | 42.47
2016-01-07 07:00:00 | 0.85519 | 0.86154 | 0.67301 | 42.97 | -42.97 | 42.97 | 148.8 | -106.47 | 1000 | 1000 | -42.97 | 42.97 | 42.97 | 64.48 | 42.97
2016-01-07 08:00:00 | 0.89059 | 0.89538 | 0.76549 | 41.93 | -41.93 | 41.93 | 147.76 | -105.43 | 1000 | 1000 | -41.93 | 41.93 | 41.93 | 63.77 | 41.93
2016-01-07 09:00:00 | 0.85841 | 0.86462 | 0.7631 | 41.62 | -41.62 | 41.62 | 147.45 | -105.12 | 1000 | 1000 | -41.62 | 41.62 | 41.62 | 63.75 | 41.62
2016-01-07 10:00:00 | 0.81658 | 0.82462 | 0.73645 | 41.5 | -41.5 | 41.5 | 147.33 | -105 | 1000 | 1000 | -41.5 | 41.5 | 41.5 | 64.41 | 41.5
2016-01-07 11:00:00 | 0.77475 | 0.78462 | 0.75244 | 40.66 | -40.66 | 40.66 | 146.49 | -104.16 | 1000 | 1000 | -40.66 | 40.66 | 40.66 | 64.97 | 40.66
2016-01-07 12:00:00 | 0.76509 | 0.77538 | 0.78569 | 40.33 | -40.33 | 40.33 | 146.16 | -103.83 | 1000 | 1000 | -40.33 | 40.33 | 40.33 | 64.07 | 40.33
2016-01-07 13:00:00 | 0.75544 | 0.76615 | 0.74358 | 36.51 | -36.51 | 36.51 | 142.34 | -100.01 | 1000 | 1000 | -36.51 | 36.51 | 36.51 | 62.88 | 36.51
2016-01-07 14:00:00 | 0.749 | 0.76 | 0.6716 | 33.49 | -33.49 | 33.49 | 139.32 | -96.99 | 1000 | 1000 | -33.49 | 33.49 | 33.49 | 57.19 | 33.49
2016-01-07 15:00:00 | 0.74578 | 0.75692 | 0.6447 | 34.19 | -34.19 | 34.19 | 140.02 | -97.69 | 1000 | 1000 | -34.19 | 34.19 | 34.19 | 53.46 | 34.19
2016-01-07 16:00:00 | 0.73613 | 0.74769 | 0.65698 | 40.66 | -40.66 | 40.66 | 146.49 | -104.16 | 1000 | 1000 | -40.66 | 40.66 | 40.66 | 59.55 | 40.66
2016-01-07 17:00:00 | 0.73935 | 0.75077 | 0.76076 | 40.8 | -40.8 | 40.8 | 146.63 | -104.3 | 1000 | 1000 | -40.8 | 40.8 | 40.8 | 63 | 40.8
2016-01-07 18:00:00 | 0.73935 | 0.75077 | 0.8848 | 37.19 | -37.19 | 37.19 | 143.02 | -100.69 | 1000 | 1000 | -37.19 | 37.19 | 37.19 | 61.86 | 37.19
2016-01-07 19:00:00 | 0.74257 | 0.75385 | 0.92169 | 31.94 | -31.94 | 31.94 | 137.77 | -95.44 | 1000 | 1000 | -31.94 | 31.94 | 31.94 | 56.13 | 31.94
2016-01-07 20:00:00 | 0.73291 | 0.74462 | 0.81915 | 27.01 | -27.01 | 27.01 | 132.84 | -90.51 | 1000 | 1000 | -27.01 | 27.01 | 27.01 | 51.14 | 27.01
2016-01-07 21:00:00 | 0.71682 | 0.72923 | 0.69019 | 27.52 | -27.52 | 27.52 | 133.35 | -91.02 | 1000 | 1000 | -27.52 | 27.52 | 27.52 | 49.93 | 27.52
2016-01-07 22:00:00 | 0.70717 | 0.72 | 0.57811 | 23.4 | -23.4 | 23.4 | 129.23 | -86.9 | 1000 | 1000 | -23.4 | 23.4 | 23.4 | 52.48 | 23.4
2016-01-07 23:00:00 | 0.6943 | 0.70769 | 0.44327 | 12.12 | -12.12 | 12.12 | 117.95 | -75.62 | 1000 | 1000 | -12.12 | 12.12 | 12.12 | 48.69 | 12.12
2016-01-08 00:00:00 | 0.68786 | 0.70154 | 0.31267 | 17.23 | -17.23 | 17.23 | 123.06 | -80.73 | 1000 | 1000 | -17.23 | 17.23 | 17.23 | 27 | 17.23
2016-01-08 01:00:00 | 0.68143 | 0.69538 | 0.2388 | 13.9 | -13.9 | 13.9 | 119.73 | -77.4 | 1000 | 1000 | -13.9 | 13.9 | 13.9 | 24.82 | 13.9
2016-01-08 02:00:00 | 0.67177 | 0.68615 | 0.2191 | 12.11 | -12.11 | 12.11 | 117.94 | -75.61 | 1000 | 1000 | -12.11 | 12.11 | 12.11 | 20.1 | 12.11
2016-01-08 03:00:00 | 0.67499 | 0.68923 | 0.21612 | 12.99 | -12.99 | 12.99 | 118.82 | -76.49 | 1000 | 1000 | -12.99 | 12.99 | 12.99 | 15.76 | 12.99
2016-01-08 04:00:00 | 0.66212 | 0.67692 | 0.22876 | 16.98 | -16.98 | 16.98 | 122.81 | -80.48 | 1000 | 1000 | -16.98 | 16.98 | 16.98 | 18.09 | 16.98
2016-01-08 05:00:00 | 0.64603 | 0.66154 | 0.26928 | 22.02 | -22.02 | 22.02 | 127.85 | -85.52 | 1000 | 1000 | -22.02 | 22.02 | 22.02 | 14.02 | 22.02
2016-01-08 06:00:00 | 0.63316 | 0.64923 | 0.46874 | 28.4 | -28.4 | 28.4 | 134.23 | -91.9 | 1000 | 1000 | -28.4 | 28.4 | 28.4 | 14.69 | 28.4
2016-01-08 07:00:00 | 0.58167 | 0.6 | 0.67301 | 29.31 | -29.31 | 29.31 | 135.14 | -92.81 | 1000 | 1000 | -29.31 | 29.31 | 29.31 | 23.54 | 29.31
2016-01-08 08:00:00 | 0.52375 | 0.54462 | 0.76549 | 26.6 | -26.6 | 26.6 | 132.43 | -90.1 | 1000 | 1000 | -26.6 | 26.6 | 26.6 | 38.27 | 26.6
2016-01-08 09:00:00 | 0.50766 | 0.52923 | 0.7631 | 25.55 | -25.55 | 25.55 | 131.38 | -89.05 | 1000 | 1000 | -25.55 | 25.55 | 25.55 | 46.2 | 25.55
2016-01-08 10:00:00 | 0.498 | 0.52 | 0.73645 | 25.76 | -25.76 | 25.76 | 131.59 | -89.26 | 1000 | 1000 | -25.76 | 25.76 | 25.76 | 49.94 | 25.76
2016-01-08 11:00:00 | 0.49157 | 0.51385 | 0.75244 | 25.13 | -25.13 | 25.13 | 130.96 | -88.63 | 1000 | 1000 | -25.13 | 25.13 | 25.13 | 49.42 | 25.13
2016-01-08 12:00:00 | 0.51087 | 0.53231 | 0.78569 | 25.58 | -25.58 | 25.58 | 131.41 | -89.08 | 1000 | 1000 | -25.58 | 25.58 | 25.58 | 42.9 | 25.58
2016-01-08 13:00:00 | 0.498 | 0.52 | 0.74358 | 27.6 | -27.6 | 27.6 | 133.43 | -91.1 | 1000 | 1000 | -27.6 | 27.6 | 27.6 | 36.38 | 27.6
2016-01-08 14:00:00 | 0.46904 | 0.49231 | 0.6716 | 32.08 | -32.08 | 32.08 | 137.91 | -95.58 | 1000 | 1000 | -32.08 | 32.08 | 32.08 | 31.49 | 32.08
2016-01-08 15:00:00 | 0.47226 | 0.49538 | 0.6447 | 37.16 | -37.16 | 37.16 | 142.99 | -100.66 | 1000 | 1000 | -37.16 | 37.16 | 37.16 | 24.21 | 37.16
2016-01-08 16:00:00 | 0.48835 | 0.51077 | 0.65698 | 45 | -45 | 45 | 150.83 | -108.5 | 1000 | 1000 | -45 | 45 | 45 | 36.32 | 45
2016-01-08 17:00:00 | 0.4787 | 0.50154 | 0.76076 | 46.97 | -46.97 | 46.97 | 152.8 | -110.47 | 1000 | 1000 | -46.97 | 46.97 | 46.97 | 53.02 | 46.97
2016-01-08 18:00:00 | 0.49479 | 0.51692 | 0.8848 | 40.09 | -40.09 | 40.09 | 145.92 | -103.59 | 1000 | 1000 | -40.09 | 40.09 | 40.09 | 55.45 | 40.09
2016-01-08 19:00:00 | 0.50444 | 0.52615 | 0.92169 | 34.61 | -34.61 | 34.61 | 140.44 | -98.11 | 1000 | 1000 | -34.61 | 34.61 | 34.61 | 52.94 | 34.61
2016-01-08 20:00:00 | 0.52053 | 0.54154 | 0.81915 | 31.52 | -31.52 | 31.52 | 137.35 | -95.02 | 1000 | 1000 | -31.52 | 31.52 | 31.52 | 48.14 | 31.52
2016-01-08 21:00:00 | 0.53984 | 0.56 | 0.69019 | 32.5 | -32.5 | 32.5 | 138.33 | -96 | 1000 | 1000 | -32.5 | 32.5 | 32.5 | 41.02 | 32.5
2016-01-08 22:00:00 | 0.53662 | 0.55692 | 0.57811 | 26.01 | -26.01 | 26.01 | 131.84 | -89.51 | 1000 | 1000 | -26.01 | 26.01 | 26.01 | 46.97 | 26.01
2016-01-08 23:00:00 | 0.55271 | 0.57231 | 0.44327 | 26.1 | -26.1 | 26.1 | 131.93 | -89.6 | 1000 | 1000 | -26.1 | 26.1 | 26.1 | 34.38 | 26.1
2016-01-09 00:00:00 | 0.53984 | 0.56 | 0.36334 | 25.1 | -25.1 | 25.1 | 130.93 | -88.6 | 1000 | 1000 | -25.1 | 25.1 | 25.1 | 32.54 | 25.1
2016-01-09 01:00:00 | 0.58489 | 0.60308 | 0.30185 | 24.3 | -24.3 | 24.3 | 130.13 | -87.8 | 1000 | 1000 | -24.3 | 24.3 | 24.3 | 21.55 | 24.3
2016-01-09 02:00:00 | 0.59454 | 0.61231 | 0.247 | 23.23 | -23.23 | 23.23 | 129.06 | -86.73 | 1000 | 1000 | -23.23 | 23.23 | 23.23 | 15.71 | 23.23
2016-01-09 03:00:00 | 0.62994 | 0.64615 | 0.23565 | 21.96 | -21.96 | 21.96 | 127.79 | -85.46 | 1000 | 1000 | -21.96 | 21.96 | 21.96 | 10.58 | 21.96
2016-01-09 04:00:00 | 0.58489 | 0.60308 | 0.23258 | 22.45 | -22.45 | 22.45 | 128.28 | -85.95 | 1000 | 1000 | -22.45 | 22.45 | 22.45 | 10.32 | 22.45
2016-01-09 05:00:00 | 0.59454 | 0.61231 | 0.24426 | 23.07 | -23.07 | 23.07 | 128.9 | -86.57 | 1000 | 1000 | -23.07 | 23.07 | 23.07 | 10.33 | 23.07
2016-01-09 06:00:00 | 0.60419 | 0.62154 | 0.30966 | 25 | -25 | 25 | 130.83 | -88.5 | 1000 | 1000 | -25 | 25 | 25 | 9.22 | 25
2016-01-09 07:00:00 | 0.61063 | 0.62769 | 0.47243 | 32.11 | -32.11 | 32.11 | 137.94 | -95.61 | 1000 | 1000 | -32.11 | 32.11 | 32.11 | 10 | 32.11
2016-01-09 08:00:00 | 0.61385 | 0.63077 | 0.68704 | 37.12 | -37.12 | 37.12 | 142.95 | -100.62 | 1000 | 1000 | -37.12 | 37.12 | 37.12 | 10.19 | 37.12
2016-01-09 09:00:00 | 0.57523 | 0.59385 | 0.80606 | 36.13 | -36.13 | 36.13 | 141.96 | -99.63 | 1000 | 1000 | -36.13 | 36.13 | 36.13 | 30 | 36.13
2016-01-09 10:00:00 | 0.52375 | 0.54462 | 0.84283 | 35.76 | -35.76 | 35.76 | 141.59 | -99.26 | 1000 | 1000 | -35.76 | 35.76 | 35.76 | 46.02 | 35.76
2016-01-09 11:00:00 | 0.48191 | 0.50462 | 0.87704 | 34.06 | -34.06 | 34.06 | 139.89 | -97.56 | 1000 | 1000 | -34.06 | 34.06 | 34.06 | 50.83 | 34.06
2016-01-09 12:00:00 | 0.45939 | 0.48308 | 0.91636 | 31.54 | -31.54 | 31.54 | 137.37 | -95.04 | 1000 | 1000 | -31.54 | 31.54 | 31.54 | 53.02 | 31.54
2016-01-09 13:00:00 | 0.46261 | 0.48615 | 0.88755 | 27.92 | -27.92 | 27.92 | 133.75 | -91.42 | 1000 | 1000 | -27.92 | 27.92 | 27.92 | 46.62 | 27.92
2016-01-09 14:00:00 | 0.47226 | 0.49538 | 0.79022 | 27 | -27 | 27 | 132.83 | -90.5 | 1000 | 1000 | -27 | 27 | 27 | 43.44 | 27
2016-01-09 15:00:00 | 0.51409 | 0.53538 | 0.71445 | 30.5 | -30.5 | 30.5 | 136.33 | -94 | 1000 | 1000 | -30.5 | 30.5 | 30.5 | 36.36 | 30.5
2016-01-09 16:00:00 | 0.51731 | 0.53846 | 0.70607 | 36.99 | -36.99 | 36.99 | 142.82 | -100.49 | 1000 | 1000 | -36.99 | 36.99 | 36.99 | 39.22 | 36.99
2016-01-09 17:00:00 | 0.53662 | 0.55692 | 0.8672 | 36.8 | -36.8 | 36.8 | 142.63 | -100.3 | 1000 | 1000 | -36.8 | 36.8 | 36.8 | 56.28 | 36.8
2016-01-09 18:00:00 | 0.53662 | 0.55692 | 0.99703 | 35 | -35 | 35 | 140.83 | -98.5 | 1000 | 1000 | -35 | 35 | 35 | 63.02 | 35
2016-01-09 19:00:00 | 0.55271 | 0.57231 | 1 | 29 | -29 | 29 | 134.83 | -92.5 | 1000 | 1000 | -29 | 29 | 29 | 62.38 | 29
2016-01-09 20:00:00 | 0.5688 | 0.58769 | 0.83309 | 25.01 | -25.01 | 25.01 | 130.84 | -88.51 | 1000 | 1000 | -25.01 | 25.01 | 25.01 | 57.47 | 25.01
2016-01-09 21:00:00 | 0.57523 | 0.59385 | 0.66229 | 25.1 | -25.1 | 25.1 | 130.93 | -88.6 | 1000 | 1000 | -25.1 | 25.1 | 25.1 | 49.37 | 25.1
2016-01-09 22:00:00 | 0.59454 | 0.61231 | 0.60399 | 22.28 | -22.28 | 22.28 | 128.11 | -85.78 | 1000 | 1000 | -22.28 | 22.28 | 22.28 | 52.01 | 22.28
2016-01-09 23:00:00 | 0.59776 | 0.61538 | 0.51572 | 15.58 | -15.58 | 15.58 | 121.41 | -79.08 | 1000 | 1000 | -15.58 | 15.58 | 15.58 | 44.89 | 15.58
2016-01-10 00:00:00 | 0.62028 | 0.63692 | 0.39659 | 19.05 | -19.05 | 19.05 | 124.88 | -82.55 | 1000 | 1000 | -19.05 | 19.05 | 19.05 | 30 | 19.05
2016-01-10 01:00:00 | 0.63637 | 0.65231 | 0.29555 | 16.87 | -16.87 | 16.87 | 122.7 | -80.37 | 1000 | 1000 | -16.87 | 16.87 | 16.87 | 25.09 | 16.87
2016-01-10 02:00:00 | 0.64281 | 0.65846 | 0.24054 | 12.75 | -12.75 | 12.75 | 118.58 | -76.25 | 1000 | 1000 | -12.75 | 12.75 | 12.75 | 20.57 | 12.75
2016-01-10 03:00:00 | 0.64603 | 0.66154 | 0.21979 | 10.81 | -10.81 | 10.81 | 116.64 | -74.31 | 1000 | 1000 | -10.81 | 10.81 | 10.81 | 15.04 | 10.81
2016-01-10 04:00:00 | 0.63959 | 0.65538 | 0.20895 | 10.85 | -10.85 | 10.85 | 116.68 | -74.35 | 1000 | 1000 | -10.85 | 10.85 | 10.85 | 15.7 | 10.85
2016-01-10 05:00:00 | 0.64603 | 0.66154 | 0.2107 | 9.85 | -9.85 | 9.85 | 115.68 | -73.35 | 1000 | 1000 | -9.85 | 9.85 | 9.85 | 25.63 | 9.85
2016-01-10 06:00:00 | 0.63637 | 0.65231 | 0.22636 | 11.92 | -11.92 | 11.92 | 117.75 | -75.42 | 1000 | 1000 | -11.92 | 11.92 | 11.92 | 51.64 | 11.92
2016-01-10 07:00:00 | 0.62028 | 0.63692 | 0.26686 | 15.44 | -15.44 | 15.44 | 121.27 | -78.94 | 1000 | 1000 | -15.44 | 15.44 | 15.44 | 63.3 | 15.44
2016-01-10 08:00:00 | 0.60419 | 0.62154 | 0.42994 | 18.99 | -18.99 | 18.99 | 124.82 | -82.49 | 1000 | 1000 | -18.99 | 18.99 | 18.99 | 62.99 | 18.99
2016-01-10 09:00:00 | 0.58167 | 0.6 | 0.65048 | 19.66 | -19.66 | 19.66 | 125.49 | -83.16 | 1000 | 1000 | -19.66 | 19.66 | 19.66 | 61.2 | 19.66
2016-01-10 10:00:00 | 0.55593 | 0.57538 | 0.81425 | 21.59 | -21.59 | 21.59 | 127.42 | -85.09 | 1000 | 1000 | -21.59 | 21.59 | 21.59 | 62.67 | 21.59
2016-01-10 11:00:00 | 0.54627 | 0.56615 | 0.94383 | 21.83 | -21.83 | 21.83 | 127.66 | -85.33 | 1000 | 1000 | -21.83 | 21.83 | 21.83 | 62.98 | 21.83
2016-01-10 12:00:00 | 0.53984 | 0.56 | 0.96576 | 20.82 | -20.82 | 20.82 | 126.65 | -84.32 | 1000 | 1000 | -20.82 | 20.82 | 20.82 | 62.88 | 20.82
2016-01-10 13:00:00 | 0.5334 | 0.55385 | 0.82374 | 20.06 | -20.06 | 20.06 | 125.89 | -83.56 | 1000 | 1000 | -20.06 | 20.06 | 20.06 | 61.41 | 20.06
2016-01-10 14:00:00 | 0.54627 | 0.56615 | 0.65983 | 21.45 | -21.45 | 21.45 | 127.28 | -84.95 | 1000 | 1000 | -21.45 | 21.45 | 21.45 | 60.5 | 21.45
2016-01-10 15:00:00 | 0.53662 | 0.55692 | 0.56761 | 23.92 | -23.92 | 23.92 | 129.75 | -87.42 | 1000 | 1000 | -23.92 | 23.92 | 23.92 | 57.52 | 23.92
2016-01-10 16:00:00 | 0.54305 | 0.56308 | 0.52133 | 27.93 | -27.93 | 27.93 | 133.76 | -91.43 | 1000 | 1000 | -27.93 | 27.93 | 27.93 | 59.92 | 27.93
2016-01-10 17:00:00 | 0.53018 | 0.55077 | 0.61979 | 35 | -35 | 35 | 140.83 | -98.5 | 1000 | 1000 | -35 | 35 | 35 | 67.1 | 35
2016-01-10 18:00:00 | 0.52375 | 0.54462 | 0.76472 | 33 | -33 | 33 | 138.83 | -96.5 | 1000 | 1000 | -33 | 33 | 33 | 69.93 | 33
2016-01-10 19:00:00 | 0.54627 | 0.56615 | 0.85205 | 30.03 | -30.03 | 30.03 | 135.86 | -93.53 | 1000 | 1000 | -30.03 | 30.03 | 30.03 | 63.18 | 30.03
2016-01-10 20:00:00 | 0.56558 | 0.58462 | 0.77783 | 26.06 | -26.06 | 26.06 | 131.89 | -89.56 | 1000 | 1000 | -26.06 | 26.06 | 26.06 | 54.72 | 26.06
2016-01-10 21:00:00 | 0.58167 | 0.6 | 0.66127 | 26.93 | -26.93 | 26.93 | 132.76 | -90.43 | 1000 | 1000 | -26.93 | 26.93 | 26.93 | 43.94 | 26.93
2016-01-10 22:00:00 | 0.59132 | 0.60923 | 0.5638 | 23.12 | -23.12 | 23.12 | 128.95 | -86.62 | 1000 | 1000 | -23.12 | 23.12 | 23.12 | 43.37 | 23.12
2016-01-10 23:00:00 | 0.59132 | 0.60923 | 0.42608 | 21.95 | -21.95 | 21.95 | 127.78 | -85.45 | 1000 | 1000 | -21.95 | 21.95 | 21.95 | 32.32 | 21.95
2016-01-11 00:00:00 | 0.58489 | 0.60308 | 0.31267 | 20.04 | -20.04 | 20.04 | 125.87 | -83.54 | 1000 | 1000 | -20.04 | 20.04 | 20.04 | 47.31 | 20.04
2016-01-11 01:00:00 | 0.57202 | 0.59077 | 0.2388 | 19.78 | -19.78 | 19.78 | 125.61 | -83.28 | 1000 | 1000 | -19.78 | 19.78 | 19.78 | 45.01 | 19.78
2016-01-11 02:00:00 | 0.57202 | 0.59077 | 0.2191 | 19.36 | -19.36 | 19.36 | 125.19 | -82.86 | 1000 | 1000 | -19.36 | 19.36 | 19.36 | 41.91 | 19.36
2016-01-11 03:00:00 | 0.58167 | 0.6 | 0.21612 | 19.56 | -19.56 | 19.56 | 125.39 | -83.06 | 1000 | 1000 | -19.56 | 19.56 | 19.56 | 34.15 | 19.56
2016-01-11 04:00:00 | 0.59776 | 0.61538 | 0.22876 | 21.67 | -21.67 | 21.67 | 127.5 | -85.17 | 1000 | 1000 | -21.67 | 21.67 | 21.67 | 35.01 | 21.67
2016-01-11 05:00:00 | 0.57845 | 0.59692 | 0.26928 | 28.5 | -28.5 | 28.5 | 134.33 | -92 | 1000 | 1000 | -28.5 | 28.5 | 28.5 | 44.92 | 28.5
2016-01-11 06:00:00 | 0.57523 | 0.59385 | 0.46874 | 41.61 | -41.61 | 41.61 | 147.44 | -105.11 | 1000 | 1000 | -41.61 | 41.61 | 41.61 | 49.81 | 41.61
2016-01-11 07:00:00 | 0.57523 | 0.59385 | 0.67301 | 45.93 | -45.93 | 45.93 | 151.76 | -109.43 | 1000 | 1000 | -45.93 | 45.93 | 45.93 | 63.08 | 45.93
2016-01-11 08:00:00 | 0.58489 | 0.60308 | 0.76549 | 44 | -44 | 44 | 149.83 | -107.5 | 1000 | 1000 | -44 | 44 | 44 | 64.85 | 44
2016-01-11 09:00:00 | 0.58489 | 0.60308 | 0.7631 | 41.94 | -41.94 | 41.94 | 147.77 | -105.44 | 1000 | 1000 | -41.94 | 41.94 | 41.94 | 63.04 | 41.94
2016-01-11 10:00:00 | 0.55593 | 0.57538 | 0.73645 | 41.96 | -41.96 | 41.96 | 147.79 | -105.46 | 1000 | 1000 | -41.96 | 41.96 | 41.96 | 62.68 | 41.96
2016-01-11 11:00:00 | 0.54305 | 0.56308 | 0.75244 | 42.33 | -42.33 | 42.33 | 148.16 | -105.83 | 1000 | 1000 | -42.33 | 42.33 | 42.33 | 63.7 | 42.33
2016-01-11 12:00:00 | 0.52696 | 0.54769 | 0.78569 | 42.1 | -42.1 | 42.1 | 147.93 | -105.6 | 1000 | 1000 | -42.1 | 42.1 | 42.1 | 65.03 | 42.1
2016-01-11 13:00:00 | 0.53018 | 0.55077 | 0.74358 | 39.88 | -39.88 | 39.88 | 145.71 | -103.38 | 1000 | 1000 | -39.88 | 39.88 | 39.88 | 65.04 | 39.88
2016-01-11 14:00:00 | 0.52053 | 0.54154 | 0.6716 | 37.5 | -37.5 | 37.5 | 143.33 | -101 | 1000 | 1000 | -37.5 | 37.5 | 37.5 | 62.95 | 37.5
2016-01-11 15:00:00 | 0.53018 | 0.55077 | 0.6447 | 37.95 | -37.95 | 37.95 | 143.78 | -101.45 | 1000 | 1000 | -37.95 | 37.95 | 37.95 | 60 | 37.95
2016-01-11 16:00:00 | 0.53984 | 0.56 | 0.65698 | 44.69 | -44.69 | 44.69 | 150.52 | -108.19 | 1000 | 1000 | -44.69 | 44.69 | 44.69 | 62.94 | 44.69
2016-01-11 17:00:00 | 0.54627 | 0.56615 | 0.76076 | 42.88 | -42.88 | 42.88 | 148.71 | -106.38 | 1000 | 1000 | -42.88 | 42.88 | 42.88 | 69.04 | 42.88
2016-01-11 18:00:00 | 0.55271 | 0.57231 | 0.8848 | 40 | -40 | 40 | 145.83 | -103.5 | 1000 | 1000 | -40 | 40 | 40 | 71.61 | 40
2016-01-11 19:00:00 | 0.56558 | 0.58462 | 0.92169 | 33.09 | -33.09 | 33.09 | 138.92 | -96.59 | 1000 | 1000 | -33.09 | 33.09 | 33.09 | 67.99 | 33.09
2016-01-11 20:00:00 | 0.57523 | 0.59385 | 0.81915 | 27.93 | -27.93 | 27.93 | 133.76 | -91.43 | 1000 | 1000 | -27.93 | 27.93 | 27.93 | 63.67 | 27.93
2016-01-11 21:00:00 | 0.59132 | 0.60923 | 0.69019 | 28 | -28 | 28 | 133.83 | -91.5 | 1000 | 1000 | -28 | 28 | 28 | 53.28 | 28
2016-01-11 22:00:00 | 0.58489 | 0.60308 | 0.57811 | 24.14 | -24.14 | 24.14 | 129.97 | -87.64 | 1000 | 1000 | -24.14 | 24.14 | 24.14 | 56.18 | 24.14
2016-01-11 23:00:00 | 0.58489 | 0.60308 | 0.44327 | 21.51 | -21.51 | 21.51 | 127.34 | -85.01 | 1000 | 1000 | -21.51 | 21.51 | 21.51 | 49.33 | 21.51
2016-01-12 00:00:00 | 0.58489 | 0.60308 | 0.31267 | 19.81 | -19.81 | 19.81 | 125.64 | -83.31 | 1000 | 1000 | -19.81 | 19.81 | 19.81 | 37.93 | 19.81
2016-01-12 01:00:00 | 0.58167 | 0.6 | 0.2388 | 19.1 | -19.1 | 19.1 | 124.93 | -82.6 | 1000 | 1000 | -19.1 | 19.1 | 19.1 | 34.02 | 19.1
2016-01-12 02:00:00 | 0.57845 | 0.59692 | 0.2191 | 15.74 | -15.74 | 15.74 | 121.57 | -79.24 | 1000 | 1000 | -15.74 | 15.74 | 15.74 | 24.29 | 15.74
2016-01-12 03:00:00 | 0.57523 | 0.59385 | 0.21612 | 15.54 | -15.54 | 15.54 | 121.37 | -79.04 | 1000 | 1000 | -15.54 | 15.54 | 15.54 | 16.51 | 15.54
2016-01-12 04:00:00 | 0.5688 | 0.58769 | 0.22876 | 20.19 | -20.19 | 20.19 | 126.02 | -83.69 | 1000 | 1000 | -20.19 | 20.19 | 20.19 | 14.06 | 20.19
2016-01-12 05:00:00 | 0.56558 | 0.58462 | 0.26928 | 24.38 | -24.38 | 24.38 | 130.21 | -87.88 | 1000 | 1000 | -24.38 | 24.38 | 24.38 | 32.55 | 24.38
2016-01-12 06:00:00 | 0.56236 | 0.58154 | 0.46874 | 35.92 | -35.92 | 35.92 | 141.75 | -99.42 | 1000 | 1000 | -35.92 | 35.92 | 35.92 | 43.69 | 35.92
2016-01-12 07:00:00 | 0.56236 | 0.58154 | 0.67301 | 40.5 | -40.5 | 40.5 | 146.33 | -104 | 1000 | 1000 | -40.5 | 40.5 | 40.5 | 57.65 | 40.5
2016-01-12 08:00:00 | 0.55914 | 0.57846 | 0.76549 | 41 | -41 | 41 | 146.83 | -104.5 | 1000 | 1000 | -41 | 41 | 41 | 60 | 41
2016-01-12 09:00:00 | 0.55271 | 0.57231 | 0.7631 | 38.66 | -38.66 | 38.66 | 144.49 | -102.16 | 1000 | 1000 | -38.66 | 38.66 | 38.66 | 60.38 | 38.66
2016-01-12 10:00:00 | 0.54305 | 0.56308 | 0.73645 | 36.46 | -36.46 | 36.46 | 142.29 | -99.96 | 1000 | 1000 | -36.46 | 36.46 | 36.46 | 61.43 | 36.46
2016-01-12 11:00:00 | 0.53984 | 0.56 | 0.75244 | 35 | -35 | 35 | 140.83 | -98.5 | 1000 | 1000 | -35 | 35 | 35 | 63.05 | 35
2016-01-12 12:00:00 | 0.5334 | 0.55385 | 0.78569 | 33.3 | -33.3 | 33.3 | 139.13 | -96.8 | 1000 | 1000 | -33.3 | 33.3 | 33.3 | 60.43 | 33.3
2016-01-12 13:00:00 | 0.5334 | 0.55385 | 0.74358 | 32.21 | -32.21 | 32.21 | 138.04 | -95.71 | 1000 | 1000 | -32.21 | 32.21 | 32.21 | 59.85 | 32.21
2016-01-12 14:00:00 | 0.55271 | 0.57231 | 0.6716 | 33 | -33 | 33 | 138.83 | -96.5 | 1000 | 1000 | -33 | 33 | 33 | 60 | 33
2016-01-12 15:00:00 | 0.55914 | 0.57846 | 0.6447 | 36.08 | -36.08 | 36.08 | 141.91 | -99.58 | 1000 | 1000 | -36.08 | 36.08 | 36.08 | 57.91 | 36.08
2016-01-12 16:00:00 | 0.55271 | 0.57231 | 0.65698 | 41.94 | -41.94 | 41.94 | 147.77 | -105.44 | 1000 | 1000 | -41.94 | 41.94 | 41.94 | 59.42 | 41.94
2016-01-12 17:00:00 | 0.54627 | 0.56615 | 0.76076 | 40.33 | -40.33 | 40.33 | 146.16 | -103.83 | 1000 | 1000 | -40.33 | 40.33 | 40.33 | 66.17 | 40.33
2016-01-12 18:00:00 | 0.53984 | 0.56 | 0.8848 | 29.69 | -29.69 | 29.69 | 135.52 | -93.19 | 1000 | 1000 | -29.69 | 29.69 | 29.69 | 66.75 | 29.69
2016-01-12 19:00:00 | 0.51087 | 0.53231 | 0.92169 | 26.05 | -26.05 | 26.05 | 131.88 | -89.55 | 1000 | 1000 | -26.05 | 26.05 | 26.05 | 59.94 | 26.05
2016-01-12 20:00:00 | 0.48191 | 0.50462 | 0.81915 | 24.76 | -24.76 | 24.76 | 130.59 | -88.26 | 1000 | 1000 | -24.76 | 24.76 | 24.76 | 52.1 | 24.76
2016-01-12 21:00:00 | 0.50766 | 0.52923 | 0.69019 | 24.03 | -24.03 | 24.03 | 129.86 | -87.53 | 1000 | 1000 | -24.03 | 24.03 | 24.03 | 46.83 | 24.03
2016-01-12 22:00:00 | 0.498 | 0.52 | 0.57811 | 21.51 | -21.51 | 21.51 | 127.34 | -85.01 | 1000 | 1000 | -21.51 | 21.51 | 21.51 | 48.56 | 21.51
2016-01-12 23:00:00 | 0.50444 | 0.52615 | 0.44327 | 21 | -21 | 21 | 126.83 | -84.5 | 1000 | 1000 | -21 | 21 | 21 | 43.89 | 21
2016-01-13 00:00:00 | 0.50122 | 0.52308 | 0.31267 | 19.66 | -19.66 | 19.66 | 125.49 | -83.16 | 1000 | 1000 | -19.66 | 19.66 | 19.66 | 31.04 | 19.66
2016-01-13 01:00:00 | 0.498 | 0.52 | 0.2388 | 18.13 | -18.13 | 18.13 | 123.96 | -81.63 | 1000 | 1000 | -18.13 | 18.13 | 18.13 | 24.93 | 18.13
2016-01-13 02:00:00 | 0.50766 | 0.52923 | 0.2191 | 15.3 | -15.3 | 15.3 | 121.13 | -78.8 | 1000 | 1000 | -15.3 | 15.3 | 15.3 | 16.66 | 15.3
2016-01-13 03:00:00 | 0.52696 | 0.54769 | 0.21612 | 18.05 | -18.05 | 18.05 | 123.88 | -81.55 | 1000 | 1000 | -18.05 | 18.05 | 18.05 | 10.46 | 18.05
2016-01-13 04:00:00 | 0.52053 | 0.54154 | 0.22876 | 20.83 | -20.83 | 20.83 | 126.66 | -84.33 | 1000 | 1000 | -20.83 | 20.83 | 20.83 | 21.54 | 20.83
2016-01-13 05:00:00 | 0.52053 | 0.54154 | 0.26928 | 24.1 | -24.1 | 24.1 | 129.93 | -87.6 | 1000 | 1000 | -24.1 | 24.1 | 24.1 | 34.94 | 24.1
2016-01-13 06:00:00 | 0.52696 | 0.54769 | 0.46874 | 27.87 | -27.87 | 27.87 | 133.7 | -91.37 | 1000 | 1000 | -27.87 | 27.87 | 27.87 | 49.87 | 27.87
2016-01-13 07:00:00 | 0.52696 | 0.54769 | 0.67301 | 29.98 | -29.98 | 29.98 | 135.81 | -93.48 | 1000 | 1000 | -29.98 | 29.98 | 29.98 | 62.11 | 29.98
2016-01-13 08:00:00 | 0.51731 | 0.53846 | 0.76549 | 30.73 | -30.73 | 30.73 | 136.56 | -94.23 | 1000 | 1000 | -30.73 | 30.73 | 30.73 | 63.06 | 30.73
2016-01-13 09:00:00 | 0.50766 | 0.52923 | 0.7631 | 31.45 | -31.45 | 31.45 | 137.28 | -94.95 | 1000 | 1000 | -31.45 | 31.45 | 31.45 | 58.89 | 31.45
2016-01-13 10:00:00 | 0.498 | 0.52 | 0.73645 | 33.56 | -33.56 | 33.56 | 139.39 | -97.06 | 1000 | 1000 | -33.56 | 33.56 | 33.56 | 57.08 | 33.56
2016-01-13 11:00:00 | 0.498 | 0.52 | 0.75244 | 33.99 | -33.99 | 33.99 | 139.82 | -97.49 | 1000 | 1000 | -33.99 | 33.99 | 33.99 | 59.22 | 33.99
2016-01-13 12:00:00 | 0.52375 | 0.54462 | 0.78569 | 34.09 | -34.09 | 34.09 | 139.92 | -97.59 | 1000 | 1000 | -34.09 | 34.09 | 34.09 | 56.19 | 34.09
2016-01-13 13:00:00 | 0.55593 | 0.57538 | 0.74358 | 34.02 | -34.02 | 34.02 | 139.85 | -97.52 | 1000 | 1000 | -34.02 | 34.02 | 34.02 | 54.93 | 34.02
2016-01-13 14:00:00 | 0.55914 | 0.57846 | 0.6716 | 37.44 | -37.44 | 37.44 | 143.27 | -100.94 | 1000 | 1000 | -37.44 | 37.44 | 37.44 | 50.54 | 37.44
2016-01-13 15:00:00 | 0.56558 | 0.58462 | 0.6447 | 39.58 | -39.58 | 39.58 | 145.41 | -103.08 | 1000 | 1000 | -39.58 | 39.58 | 39.58 | 50.05 | 39.58
2016-01-13 16:00:00 | 0.57845 | 0.59692 | 0.65698 | 43 | -43 | 43 | 148.83 | -106.5 | 1000 | 1000 | -43 | 43 | 43 | 56.38 | 43
2016-01-13 17:00:00 | 0.59132 | 0.60923 | 0.76076 | 42.22 | -42.22 | 42.22 | 148.05 | -105.72 | 1000 | 1000 | -42.22 | 42.22 | 42.22 | 63.09 | 42.22
2016-01-13 18:00:00 | 0.59776 | 0.61538 | 0.8848 | 38.86 | -38.86 | 38.86 | 144.69 | -102.36 | 1000 | 1000 | -38.86 | 38.86 | 38.86 | 64.95 | 38.86
2016-01-13 19:00:00 | 0.61063 | 0.62769 | 0.92169 | 29.62 | -29.62 | 29.62 | 135.45 | -93.12 | 1000 | 1000 | -29.62 | 29.62 | 29.62 | 57.92 | 29.62
2016-01-13 20:00:00 | 0.60098 | 0.61846 | 0.81915 | 26.97 | -26.97 | 26.97 | 132.8 | -90.47 | 1000 | 1000 | -26.97 | 26.97 | 26.97 | 54.45 | 26.97
2016-01-13 21:00:00 | 0.60741 | 0.62462 | 0.69019 | 25.88 | -25.88 | 25.88 | 131.71 | -89.38 | 1000 | 1000 | -25.88 | 25.88 | 25.88 | 48.6 | 25.88
2016-01-13 22:00:00 | 0.60741 | 0.62462 | 0.57811 | 23.52 | -23.52 | 23.52 | 129.35 | -87.02 | 1000 | 1000 | -23.52 | 23.52 | 23.52 | 49.44 | 23.52
2016-01-13 23:00:00 | 0.60098 | 0.61846 | 0.44327 | 24.29 | -24.29 | 24.29 | 130.12 | -87.79 | 1000 | 1000 | -24.29 | 24.29 | 24.29 | 43.81 | 24.29
2016-01-14 00:00:00 | 0.58167 | 0.6 | 0.31267 | 23.06 | -23.06 | 23.06 | 128.89 | -86.56 | 1000 | 1000 | -23.06 | 23.06 | 23.06 | 25.21 | 23.06
2016-01-14 01:00:00 | 0.5688 | 0.58769 | 0.2388 | 22.22 | -22.22 | 22.22 | 128.05 | -85.72 | 1000 | 1000 | -22.22 | 22.22 | 22.22 | 18.03 | 22.22
2016-01-14 02:00:00 | 0.5688 | 0.58769 | 0.2191 | 22.03 | -22.03 | 22.03 | 127.86 | -85.53 | 1000 | 1000 | -22.03 | 22.03 | 22.03 | 14.08 | 22.03
2016-01-14 03:00:00 | 0.5688 | 0.58769 | 0.21612 | 22.53 | -22.53 | 22.53 | 128.36 | -86.03 | 1000 | 1000 | -22.53 | 22.53 | 22.53 | 10.36 | 22.53
2016-01-14 04:00:00 | 0.56236 | 0.58154 | 0.22876 | 23.9 | -23.9 | 23.9 | 129.73 | -87.4 | 1000 | 1000 | -23.9 | 23.9 | 23.9 | 10.51 | 23.9
2016-01-14 05:00:00 | 0.56558 | 0.58462 | 0.26928 | 29.99 | -29.99 | 29.99 | 135.82 | -93.49 | 1000 | 1000 | -29.99 | 29.99 | 29.99 | 23.05 | 29.99
2016-01-14 06:00:00 | 0.56558 | 0.58462 | 0.46874 | 44.07 | -44.07 | 44.07 | 149.9 | -107.57 | 1000 | 1000 | -44.07 | 44.07 | 44.07 | 43.09 | 44.07
2016-01-14 07:00:00 | 0.56236 | 0.58154 | 0.67301 | 44.99 | -44.99 | 44.99 | 150.82 | -108.49 | 1000 | 1000 | -44.99 | 44.99 | 44.99 | 62.21 | 44.99
2016-01-14 08:00:00 | 0.55914 | 0.57846 | 0.76549 | 41.39 | -41.39 | 41.39 | 147.22 | -104.89 | 1000 | 1000 | -41.39 | 41.39 | 41.39 | 65.01 | 41.39
2016-01-14 09:00:00 | 0.54305 | 0.56308 | 0.7631 | 34.95 | -34.95 | 34.95 | 140.78 | -98.45 | 1000 | 1000 | -34.95 | 34.95 | 34.95 | 64.48 | 34.95
2016-01-14 10:00:00 | 0.5334 | 0.55385 | 0.73645 | 33.18 | -33.18 | 33.18 | 139.01 | -96.68 | 1000 | 1000 | -33.18 | 33.18 | 33.18 | 61.26 | 33.18
2016-01-14 11:00:00 | 0.52696 | 0.54769 | 0.75244 | 31.17 | -31.17 | 31.17 | 137 | -94.67 | 1000 | 1000 | -31.17 | 31.17 | 31.17 | 61.42 | 31.17
2016-01-14 12:00:00 | 0.52375 | 0.54462 | 0.78569 | 33.52 | -33.52 | 33.52 | 139.35 | -97.02 | 1000 | 1000 | -33.52 | 33.52 | 33.52 | 57 | 33.52
2016-01-14 13:00:00 | 0.5334 | 0.55385 | 0.74358 | 39.97 | -39.97 | 39.97 | 145.8 | -103.47 | 1000 | 1000 | -39.97 | 39.97 | 39.97 | 54.28 | 39.97
2016-01-14 14:00:00 | 0.53984 | 0.56 | 0.6716 | 42.99 | -42.99 | 42.99 | 148.82 | -106.49 | 1000 | 1000 | -42.99 | 42.99 | 42.99 | 50.7 | 42.99
2016-01-14 15:00:00 | 0.57845 | 0.59692 | 0.6447 | 42.34 | -42.34 | 42.34 | 148.17 | -105.84 | 1000 | 1000 | -42.34 | 42.34 | 42.34 | 48.1 | 42.34
2016-01-14 16:00:00 | 0.5688 | 0.58769 | 0.65698 | 45.5 | -45.5 | 45.5 | 151.33 | -109 | 1000 | 1000 | -45.5 | 45.5 | 45.5 | 50.93 | 45.5
2016-01-14 17:00:00 | 0.55914 | 0.57846 | 0.76076 | 41.06 | -41.06 | 41.06 | 146.89 | -104.56 | 1000 | 1000 | -41.06 | 41.06 | 41.06 | 58.44 | 41.06
2016-01-14 18:00:00 | 0.55271 | 0.57231 | 0.8848 | 40.02 | -40.02 | 40.02 | 145.85 | -103.52 | 1000 | 1000 | -40.02 | 40.02 | 40.02 | 61.28 | 40.02
2016-01-14 19:00:00 | 0.56558 | 0.58462 | 0.92169 | 38.34 | -38.34 | 38.34 | 144.17 | -101.84 | 1000 | 1000 | -38.34 | 38.34 | 38.34 | 58.35 | 38.34
2016-01-14 20:00:00 | 0.58811 | 0.60615 | 0.81915 | 30.86 | -30.86 | 30.86 | 136.69 | -94.36 | 1000 | 1000 | -30.86 | 30.86 | 30.86 | 51.41 | 30.86
2016-01-14 21:00:00 | 0.60741 | 0.62462 | 0.69019 | 28.16 | -28.16 | 28.16 | 133.99 | -91.66 | 1000 | 1000 | -28.16 | 28.16 | 28.16 | 49.36 | 28.16
2016-01-14 22:00:00 | 0.61385 | 0.63077 | 0.57811 | 25.73 | -25.73 | 25.73 | 131.56 | -89.23 | 1000 | 1000 | -25.73 | 25.73 | 25.73 | 51.4 | 25.73
2016-01-14 23:00:00 | 0.61063 | 0.62769 | 0.44327 | 24.58 | -24.58 | 24.58 | 130.41 | -88.08 | 1000 | 1000 | -24.58 | 24.58 | 24.58 | 44.08 | 24.58
2016-01-15 00:00:00 | 0.61385 | 0.63077 | 0.31267 | 25.03 | -25.03 | 25.03 | 130.86 | -88.53 | 1000 | 1000 | -25.03 | 25.03 | 25.03 | 36.54 | 25.03
2016-01-15 01:00:00 | 0.63316 | 0.64923 | 0.2388 | 24.36 | -24.36 | 24.36 | 130.19 | -87.86 | 1000 | 1000 | -24.36 | 24.36 | 24.36 | 30.3 | 24.36
2016-01-15 02:00:00 | 0.62994 | 0.64615 | 0.2191 | 23.5 | -23.5 | 23.5 | 129.33 | -87 | 1000 | 1000 | -23.5 | 23.5 | 23.5 | 21.78 | 23.5
2016-01-15 03:00:00 | 0.61707 | 0.63385 | 0.21612 | 22.94 | -22.94 | 22.94 | 128.77 | -86.44 | 1000 | 1000 | -22.94 | 22.94 | 22.94 | 15.19 | 22.94
2016-01-15 04:00:00 | 0.6235 | 0.64 | 0.22876 | 23.17 | -23.17 | 23.17 | 129 | -86.67 | 1000 | 1000 | -23.17 | 23.17 | 23.17 | 14.64 | 23.17
2016-01-15 05:00:00 | 0.64281 | 0.65846 | 0.26928 | 26.35 | -26.35 | 26.35 | 132.18 | -89.85 | 1000 | 1000 | -26.35 | 26.35 | 26.35 | 15.29 | 26.35
2016-01-15 06:00:00 | 0.63637 | 0.65231 | 0.46874 | 40.9 | -40.9 | 40.9 | 146.73 | -104.4 | 1000 | 1000 | -40.9 | 40.9 | 40.9 | 17.11 | 40.9
2016-01-15 07:00:00 | 0.62672 | 0.64308 | 0.67301 | 45.21 | -45.21 | 45.21 | 151.04 | -108.71 | 1000 | 1000 | -45.21 | 45.21 | 45.21 | 40.6 | 45.21
2016-01-15 08:00:00 | 0.6235 | 0.64 | 0.76549 | 45.46 | -45.46 | 45.46 | 151.29 | -108.96 | 1000 | 1000 | -45.46 | 45.46 | 45.46 | 49.04 | 45.46
2016-01-15 09:00:00 | 0.6235 | 0.64 | 0.7631 | 45.99 | -45.99 | 45.99 | 151.82 | -109.49 | 1000 | 1000 | -45.99 | 45.99 | 45.99 | 53.12 | 45.99
2016-01-15 10:00:00 | 0.62028 | 0.63692 | 0.73645 | 46.95 | -46.95 | 46.95 | 152.78 | -110.45 | 1000 | 1000 | -46.95 | 46.95 | 46.95 | 53.2 | 46.95
2016-01-15 11:00:00 | 0.61707 | 0.63385 | 0.75244 | 44 | -44 | 44 | 149.83 | -107.5 | 1000 | 1000 | -44 | 44 | 44 | 52.99 | 44
2016-01-15 12:00:00 | 0.61063 | 0.62769 | 0.78569 | 42.05 | -42.05 | 42.05 | 147.88 | -105.55 | 1000 | 1000 | -42.05 | 42.05 | 42.05 | 53.9 | 42.05
2016-01-15 13:00:00 | 0.60098 | 0.61846 | 0.74358 | 39.99 | -39.99 | 39.99 | 145.82 | -103.49 | 1000 | 1000 | -39.99 | 39.99 | 39.99 | 47.79 | 39.99
2016-01-15 14:00:00 | 0.60098 | 0.61846 | 0.6716 | 37.65 | -37.65 | 37.65 | 143.48 | -101.15 | 1000 | 1000 | -37.65 | 37.65 | 37.65 | 45 | 37.65
2016-01-15 15:00:00 | 0.61063 | 0.62769 | 0.6447 | 38 | -38 | 38 | 143.83 | -101.5 | 1000 | 1000 | -38 | 38 | 38 | 43.28 | 38
2016-01-15 16:00:00 | 0.61707 | 0.63385 | 0.65698 | 45.26 | -45.26 | 45.26 | 151.09 | -108.76 | 1000 | 1000 | -45.26 | 45.26 | 45.26 | 53.91 | 45.26
2016-01-15 17:00:00 | 0.63316 | 0.64923 | 0.76076 | 48.04 | -48.04 | 48.04 | 153.87 | -111.54 | 1000 | 1000 | -48.04 | 48.04 | 48.04 | 65.04 | 48.04
2016-01-15 18:00:00 | 0.63637 | 0.65231 | 0.8848 | 44.36 | -44.36 | 44.36 | 150.19 | -107.86 | 1000 | 1000 | -44.36 | 44.36 | 44.36 | 63.21 | 44.36
2016-01-15 19:00:00 | 0.62672 | 0.64308 | 0.92169 | 34.38 | -34.38 | 34.38 | 140.21 | -97.88 | 1000 | 1000 | -34.38 | 34.38 | 34.38 | 56.19 | 34.38
2016-01-15 20:00:00 | 0.61385 | 0.63077 | 0.81915 | 29.34 | -29.34 | 29.34 | 135.17 | -92.84 | 1000 | 1000 | -29.34 | 29.34 | 29.34 | 44.96 | 29.34
2016-01-15 21:00:00 | 0.59776 | 0.61538 | 0.69019 | 27.17 | -27.17 | 27.17 | 133 | -90.67 | 1000 | 1000 | -27.17 | 27.17 | 27.17 | 37.43 | 27.17
2016-01-15 22:00:00 | 0.57523 | 0.59385 | 0.57811 | 25.02 | -25.02 | 25.02 | 130.85 | -88.52 | 1000 | 1000 | -25.02 | 25.02 | 25.02 | 43.78 | 25.02
2016-01-15 23:00:00 | 0.58167 | 0.6 | 0.44327 | 27.13 | -27.13 | 27.13 | 132.96 | -90.63 | 1000 | 1000 | -27.13 | 27.13 | 27.13 | 36.79 | 27.13
2016-01-16 00:00:00 | 0.59454 | 0.61231 | 0.36334 | 26.37 | -26.37 | 26.37 | 132.2 | -89.87 | 1000 | 1000 | -26.37 | 26.37 | 26.37 | 19.97 | 26.37
2016-01-16 01:00:00 | 0.61385 | 0.63077 | 0.30185 | 25.58 | -25.58 | 25.58 | 131.41 | -89.08 | 1000 | 1000 | -25.58 | 25.58 | 25.58 | 11.9 | 25.58
2016-01-16 02:00:00 | 0.61707 | 0.63385 | 0.247 | 24.73 | -24.73 | 24.73 | 130.56 | -88.23 | 1000 | 1000 | -24.73 | 24.73 | 24.73 | 14.99 | 24.73
2016-01-16 03:00:00 | 0.63637 | 0.65231 | 0.23565 | 24.08 | -24.08 | 24.08 | 129.91 | -87.58 | 1000 | 1000 | -24.08 | 24.08 | 24.08 | 10.06 | 24.08
2016-01-16 04:00:00 | 0.67177 | 0.68615 | 0.23258 | 25.32 | -25.32 | 25.32 | 131.15 | -88.82 | 1000 | 1000 | -25.32 | 25.32 | 25.32 | 10.2 | 25.32
2016-01-16 05:00:00 | 0.68143 | 0.69538 | 0.24426 | 24.77 | -24.77 | 24.77 | 130.6 | -88.27 | 1000 | 1000 | -24.77 | 24.77 | 24.77 | 11.58 | 24.77
2016-01-16 06:00:00 | 0.68464 | 0.69846 | 0.30966 | 25.03 | -25.03 | 25.03 | 130.86 | -88.53 | 1000 | 1000 | -25.03 | 25.03 | 25.03 | 10.17 | 25.03
2016-01-16 07:00:00 | 0.68464 | 0.69846 | 0.47243 | 27.55 | -27.55 | 27.55 | 133.38 | -91.05 | 1000 | 1000 | -27.55 | 27.55 | 27.55 | 10.2 | 27.55
2016-01-16 08:00:00 | 0.6943 | 0.70769 | 0.68704 | 32.4 | -32.4 | 32.4 | 138.23 | -95.9 | 1000 | 1000 | -32.4 | 32.4 | 32.4 | 16.6 | 32.4
2016-01-16 09:00:00 | 0.67821 | 0.69231 | 0.80606 | 34.21 | -34.21 | 34.21 | 140.04 | -97.71 | 1000 | 1000 | -34.21 | 34.21 | 34.21 | 27.9 | 34.21
2016-01-16 10:00:00 | 0.67177 | 0.68615 | 0.84283 | 33.23 | -33.23 | 33.23 | 139.06 | -96.73 | 1000 | 1000 | -33.23 | 33.23 | 33.23 | 39.94 | 33.23
2016-01-16 11:00:00 | 0.66212 | 0.67692 | 0.87704 | 29.16 | -29.16 | 29.16 | 134.99 | -92.66 | 1000 | 1000 | -29.16 | 29.16 | 29.16 | 45.12 | 29.16
2016-01-16 12:00:00 | 0.64925 | 0.66462 | 0.91636 | 26.31 | -26.31 | 26.31 | 132.14 | -89.81 | 1000 | 1000 | -26.31 | 26.31 | 26.31 | 45.11 | 26.31
2016-01-16 13:00:00 | 0.62672 | 0.64308 | 0.88755 | 25.47 | -25.47 | 25.47 | 131.3 | -88.97 | 1000 | 1000 | -25.47 | 25.47 | 25.47 | 35.13 | 25.47
2016-01-16 14:00:00 | 0.61707 | 0.63385 | 0.79022 | 25.6 | -25.6 | 25.6 | 131.43 | -89.1 | 1000 | 1000 | -25.6 | 25.6 | 25.6 | 25.45 | 25.6
2016-01-16 15:00:00 | 0.61707 | 0.63385 | 0.71445 | 30.15 | -30.15 | 30.15 | 135.98 | -93.65 | 1000 | 1000 | -30.15 | 30.15 | 30.15 | 23.93 | 30.15
2016-01-16 16:00:00 | 0.62672 | 0.64308 | 0.70607 | 39.77 | -39.77 | 39.77 | 145.6 | -103.27 | 1000 | 1000 | -39.77 | 39.77 | 39.77 | 38.17 | 39.77
2016-01-16 17:00:00 | 0.62672 | 0.64308 | 0.8672 | 40.03 | -40.03 | 40.03 | 145.86 | -103.53 | 1000 | 1000 | -40.03 | 40.03 | 40.03 | 56.09 | 40.03
2016-01-16 18:00:00 | 0.6235 | 0.64 | 0.99703 | 30.99 | -30.99 | 30.99 | 136.82 | -94.49 | 1000 | 1000 | -30.99 | 30.99 | 30.99 | 64.15 | 30.99
2016-01-16 19:00:00 | 0.62672 | 0.64308 | 1 | 26.19 | -26.19 | 26.19 | 132.02 | -89.69 | 1000 | 1000 | -26.19 | 26.19 | 26.19 | 65 | 26.19
2016-01-16 20:00:00 | 0.62672 | 0.64308 | 0.83309 | 25.9 | -25.9 | 25.9 | 131.73 | -89.4 | 1000 | 1000 | -25.9 | 25.9 | 25.9 | 55.15 | 25.9
2016-01-16 21:00:00 | 0.62672 | 0.64308 | 0.66229 | 25.53 | -25.53 | 25.53 | 131.36 | -89.03 | 1000 | 1000 | -25.53 | 25.53 | 25.53 | 49.32 | 25.53
2016-01-16 22:00:00 | 0.62672 | 0.64308 | 0.60399 | 24.12 | -24.12 | 24.12 | 129.95 | -87.62 | 1000 | 1000 | -24.12 | 24.12 | 24.12 | 51.31 | 24.12
2016-01-16 23:00:00 | 0.62672 | 0.64308 | 0.51572 | 20.86 | -20.86 | 20.86 | 126.69 | -84.36 | 1000 | 1000 | -20.86 | 20.86 | 20.86 | 46.14 | 20.86
2016-01-17 00:00:00 | 0.62994 | 0.64615 | 0.39659 | 20.25 | -20.25 | 20.25 | 126.08 | -83.75 | 1000 | 1000 | -20.25 | 20.25 | 20.25 | 22.73 | 20.25
2016-01-17 01:00:00 | 0.64281 | 0.65846 | 0.29555 | 20.76 | -20.76 | 20.76 | 126.59 | -84.26 | 1000 | 1000 | -20.76 | 20.76 | 20.76 | 16.75 | 20.76
2016-01-17 02:00:00 | 0.65246 | 0.66769 | 0.24054 | 20.97 | -20.97 | 20.97 | 126.8 | -84.47 | 1000 | 1000 | -20.97 | 20.97 | 20.97 | 17.1 | 20.97
2016-01-17 03:00:00 | 0.66212 | 0.67692 | 0.21979 | 20.89 | -20.89 | 20.89 | 126.72 | -84.39 | 1000 | 1000 | -20.89 | 20.89 | 20.89 | 12.72 | 20.89
2016-01-17 04:00:00 | 0.66212 | 0.67692 | 0.20895 | 20.94 | -20.94 | 20.94 | 126.77 | -84.44 | 1000 | 1000 | -20.94 | 20.94 | 20.94 | 14.87 | 20.94
2016-01-17 05:00:00 | 0.6589 | 0.67385 | 0.2107 | 19.64 | -19.64 | 19.64 | 125.47 | -83.14 | 1000 | 1000 | -19.64 | 19.64 | 19.64 | 23.53 | 19.64
2016-01-17 06:00:00 | 0.6589 | 0.67385 | 0.22636 | 22.35 | -22.35 | 22.35 | 128.18 | -85.85 | 1000 | 1000 | -22.35 | 22.35 | 22.35 | 45.48 | 22.35
2016-01-17 07:00:00 | 0.66855 | 0.68308 | 0.26686 | 23.52 | -23.52 | 23.52 | 129.35 | -87.02 | 1000 | 1000 | -23.52 | 23.52 | 23.52 | 62.43 | 23.52
2016-01-17 08:00:00 | 0.65568 | 0.67077 | 0.42994 | 26.54 | -26.54 | 26.54 | 132.37 | -90.04 | 1000 | 1000 | -26.54 | 26.54 | 26.54 | 65.91 | 26.54
2016-01-17 09:00:00 | 0.64603 | 0.66154 | 0.65048 | 30.11 | -30.11 | 30.11 | 135.94 | -93.61 | 1000 | 1000 | -30.11 | 30.11 | 30.11 | 61.19 | 30.11
2016-01-17 10:00:00 | 0.62994 | 0.64615 | 0.81425 | 36.29 | -36.29 | 36.29 | 142.12 | -99.79 | 1000 | 1000 | -36.29 | 36.29 | 36.29 | 58.62 | 36.29
2016-01-17 11:00:00 | 0.61707 | 0.63385 | 0.94383 | 32.44 | -32.44 | 32.44 | 138.27 | -95.94 | 1000 | 1000 | -32.44 | 32.44 | 32.44 | 59.9 | 32.44
2016-01-17 12:00:00 | 0.61063 | 0.62769 | 0.96576 | 26.93 | -26.93 | 26.93 | 132.76 | -90.43 | 1000 | 1000 | -26.93 | 26.93 | 26.93 | 60.14 | 26.93
2016-01-17 13:00:00 | 0.61385 | 0.63077 | 0.82374 | 26.19 | -26.19 | 26.19 | 132.02 | -89.69 | 1000 | 1000 | -26.19 | 26.19 | 26.19 | 58.4 | 26.19
2016-01-17 14:00:00 | 0.60741 | 0.62462 | 0.65983 | 27.07 | -27.07 | 27.07 | 132.9 | -90.57 | 1000 | 1000 | -27.07 | 27.07 | 27.07 | 52.54 | 27.07
2016-01-17 15:00:00 | 0.60419 | 0.62154 | 0.56761 | 31.94 | -31.94 | 31.94 | 137.77 | -95.44 | 1000 | 1000 | -31.94 | 31.94 | 31.94 | 52.93 | 31.94
2016-01-17 16:00:00 | 0.60741 | 0.62462 | 0.52133 | 39.49 | -39.49 | 39.49 | 145.32 | -102.99 | 1000 | 1000 | -39.49 | 39.49 | 39.49 | 58.52 | 39.49
2016-01-17 17:00:00 | 0.61385 | 0.63077 | 0.61979 | 42.8 | -42.8 | 42.8 | 148.63 | -106.3 | 1000 | 1000 | -42.8 | 42.8 | 42.8 | 67.26 | 42.8
2016-01-17 18:00:00 | 0.61385 | 0.63077 | 0.76472 | 39.23 | -39.23 | 39.23 | 145.06 | -102.73 | 1000 | 1000 | -39.23 | 39.23 | 39.23 | 68.36 | 39.23
2016-01-17 19:00:00 | 0.62994 | 0.64615 | 0.85205 | 33.3 | -33.3 | 33.3 | 139.13 | -96.8 | 1000 | 1000 | -33.3 | 33.3 | 33.3 | 65.97 | 33.3
2016-01-17 20:00:00 | 0.62672 | 0.64308 | 0.77783 | 27.04 | -27.04 | 27.04 | 132.87 | -90.54 | 1000 | 1000 | -27.04 | 27.04 | 27.04 | 60.2 | 27.04
2016-01-17 21:00:00 | 0.63959 | 0.65538 | 0.66127 | 27.05 | -27.05 | 27.05 | 132.88 | -90.55 | 1000 | 1000 | -27.05 | 27.05 | 27.05 | 51.24 | 27.05
2016-01-17 22:00:00 | 0.67177 | 0.68615 | 0.5638 | 24.99 | -24.99 | 24.99 | 130.82 | -88.49 | 1000 | 1000 | -24.99 | 24.99 | 24.99 | 50.89 | 24.99
2016-01-17 23:00:00 | 0.6943 | 0.70769 | 0.42608 | 23.96 | -23.96 | 23.96 | 129.79 | -87.46 | 1000 | 1000 | -23.96 | 23.96 | 23.96 | 48.92 | 23.96
2016-01-18 00:00:00 | 0.73291 | 0.74462 | 0.31267 | 23.47 | -23.47 | 23.47 | 129.3 | -86.97 | 1000 | 1000 | -23.47 | 23.47 | 23.47 | 37.65 | 23.47
2016-01-18 01:00:00 | 0.79083 | 0.8 | 0.2388 | 23.56 | -23.56 | 23.56 | 129.39 | -87.06 | 1000 | 1000 | -23.56 | 23.56 | 23.56 | 37.28 | 23.56
2016-01-18 02:00:00 | 0.84876 | 0.85538 | 0.2191 | 23.48 | -23.48 | 23.48 | 129.31 | -86.98 | 1000 | 1000 | -23.48 | 23.48 | 23.48 | 34.94 | 23.48
2016-01-18 03:00:00 | 0.76187 | 0.77231 | 0.21612 | 23.51 | -23.51 | 23.51 | 129.34 | -87.01 | 1000 | 1000 | -23.51 | 23.51 | 23.51 | 25.3 | 23.51
2016-01-18 04:00:00 | 0.74578 | 0.75692 | 0.22876 | 24.25 | -24.25 | 24.25 | 130.08 | -87.75 | 1000 | 1000 | -24.25 | 24.25 | 24.25 | 28.8 | 24.25
2016-01-18 05:00:00 | 0.73291 | 0.74462 | 0.26928 | 27.61 | -27.61 | 27.61 | 133.44 | -91.11 | 1000 | 1000 | -27.61 | 27.61 | 27.61 | 40.49 | 27.61
2016-01-18 06:00:00 | 0.73613 | 0.74769 | 0.46874 | 46.01 | -46.01 | 46.01 | 151.84 | -109.51 | 1000 | 1000 | -46.01 | 46.01 | 46.01 | 45.24 | 46.01
2016-01-18 07:00:00 | 0.749 | 0.76 | 0.67301 | 49.98 | -49.98 | 49.98 | 155.81 | -113.48 | 1000 | 1000 | -49.98 | 49.98 | 49.98 | 59.6 | 49.98
2016-01-18 08:00:00 | 0.82301 | 0.83077 | 0.76549 | 50.54 | -50.54 | 50.54 | 156.37 | -114.04 | 1000 | 1000 | -50.54 | 50.54 | 50.54 | 63.27 | 50.54
2016-01-18 09:00:00 | 0.82623 | 0.83385 | 0.7631 | 49.91 | -49.91 | 49.91 | 155.74 | -113.41 | 1000 | 1000 | -49.91 | 49.91 | 49.91 | 61.63 | 49.91
2016-01-18 10:00:00 | 0.76831 | 0.77846 | 0.73645 | 48.44 | -48.44 | 48.44 | 154.27 | -111.94 | 1000 | 1000 | -48.44 | 48.44 | 48.44 | 63.32 | 48.44
2016-01-18 11:00:00 | 0.71682 | 0.72923 | 0.75244 | 46.93 | -46.93 | 46.93 | 152.76 | -110.43 | 1000 | 1000 | -46.93 | 46.93 | 46.93 | 63.58 | 46.93
2016-01-18 12:00:00 | 0.69751 | 0.71077 | 0.78569 | 46.32 | -46.32 | 46.32 | 152.15 | -109.82 | 1000 | 1000 | -46.32 | 46.32 | 46.32 | 62.89 | 46.32
2016-01-18 13:00:00 | 0.69108 | 0.70462 | 0.74358 | 45.76 | -45.76 | 45.76 | 151.59 | -109.26 | 1000 | 1000 | -45.76 | 45.76 | 45.76 | 62.36 | 45.76
2016-01-18 14:00:00 | 0.72326 | 0.73538 | 0.6716 | 49.53 | -49.53 | 49.53 | 155.36 | -113.03 | 1000 | 1000 | -49.53 | 49.53 | 49.53 | 59.37 | 49.53
2016-01-18 15:00:00 | 0.75544 | 0.76615 | 0.6447 | 49.66 | -49.66 | 49.66 | 155.49 | -113.16 | 1000 | 1000 | -49.66 | 49.66 | 49.66 | 55.97 | 49.66
2016-01-18 16:00:00 | 0.83589 | 0.84308 | 0.65698 | 62.55 | -62.55 | 62.55 | 168.38 | -126.05 | 1000 | 1000 | -62.55 | 62.55 | 62.55 | 59.07 | 62.55
2016-01-18 17:00:00 | 0.78762 | 0.79692 | 0.76076 | 56.07 | -56.07 | 56.07 | 161.9 | -119.57 | 1000 | 1000 | -56.07 | 56.07 | 56.07 | 67.9 | 56.07
2016-01-18 18:00:00 | 0.82623 | 0.83385 | 0.8848 | 47.18 | -47.18 | 47.18 | 153.01 | -110.68 | 1000 | 1000 | -47.18 | 47.18 | 47.18 | 69.08 | 47.18
2016-01-18 19:00:00 | 0.7844 | 0.79385 | 0.92169 | 35.09 | -35.09 | 35.09 | 140.92 | -98.59 | 1000 | 1000 | -35.09 | 35.09 | 35.09 | 66.98 | 35.09
2016-01-18 20:00:00 | 0.8745 | 0.88 | 0.81915 | 26.95 | -26.95 | 26.95 | 132.78 | -90.45 | 1000 | 1000 | -26.95 | 26.95 | 26.95 | 60.1 | 26.95
2016-01-18 21:00:00 | 0.81014 | 0.81846 | 0.69019 | 26.94 | -26.94 | 26.94 | 132.77 | -90.44 | 1000 | 1000 | -26.94 | 26.94 | 26.94 | 50.01 | 26.94
2016-01-18 22:00:00 | 0.79083 | 0.8 | 0.57811 | 25.09 | -25.09 | 25.09 | 130.92 | -88.59 | 1000 | 1000 | -25.09 | 25.09 | 25.09 | 49.74 | 25.09
2016-01-18 23:00:00 | 0.77475 | 0.78462 | 0.44327 | 31.95 | -31.95 | 31.95 | 137.78 | -95.45 | 1000 | 1000 | -31.95 | 31.95 | 31.95 | 45.89 | 31.95
2016-01-19 00:00:00 | 0.75866 | 0.76923 | 0.31267 | 32.16 | -32.16 | 32.16 | 137.99 | -95.66 | 1000 | 1000 | -32.16 | 32.16 | 32.16 | 47.14 | 32.16
2016-01-19 01:00:00 | 0.80692 | 0.81538 | 0.2388 | 28.97 | -28.97 | 28.97 | 134.8 | -92.47 | 1000 | 1000 | -28.97 | 28.97 | 28.97 | 45.44 | 28.97
2016-01-19 02:00:00 | 0.72969 | 0.74154 | 0.2191 | 30.01 | -30.01 | 30.01 | 135.84 | -93.51 | 1000 | 1000 | -30.01 | 30.01 | 30.01 | 43.01 | 30.01
2016-01-19 03:00:00 | 0.75222 | 0.76308 | 0.21612 | 30.45 | -30.45 | 30.45 | 136.28 | -93.95 | 1000 | 1000 | -30.45 | 30.45 | 30.45 | 38.89 | 30.45
2016-01-19 04:00:00 | 0.82301 | 0.83077 | 0.22876 | 27.01 | -27.01 | 27.01 | 132.84 | -90.51 | 1000 | 1000 | -27.01 | 27.01 | 27.01 | 40.1 | 27.01
2016-01-19 05:00:00 | 0.86485 | 0.87077 | 0.26928 | 31.9 | -31.9 | 31.9 | 137.73 | -95.4 | 1000 | 1000 | -31.9 | 31.9 | 31.9 | 46.28 | 31.9
2016-01-19 06:00:00 | 0.88094 | 0.88615 | 0.46874 | 54.1 | -54.1 | 54.1 | 159.93 | -117.6 | 1000 | 1000 | -54.1 | 54.1 | 54.1 | 49.51 | 54.1
2016-01-19 07:00:00 | 0.85841 | 0.86462 | 0.67301 | 64.9 | -64.9 | 64.9 | 170.73 | -128.4 | 1000 | 1000 | -64.9 | 64.9 | 64.9 | 65.06 | 64.9
2016-01-19 08:00:00 | 0.82945 | 0.83692 | 0.76549 | 65.35 | -65.35 | 65.35 | 171.18 | -128.85 | 1000 | 1000 | -65.35 | 65.35 | 65.35 | 66.5 | 65.35
2016-01-19 09:00:00 | 0.79405 | 0.80308 | 0.7631 | 61.31 | -61.31 | 61.31 | 167.14 | -124.81 | 1000 | 1000 | -61.31 | 61.31 | 61.31 | 66.09 | 61.31
2016-01-19 10:00:00 | 0.74578 | 0.75692 | 0.73645 | 61.43 | -61.43 | 61.43 | 167.26 | -124.93 | 1000 | 1000 | -61.43 | 61.43 | 61.43 | 65.91 | 61.43
2016-01-19 11:00:00 | 0.7136 | 0.72615 | 0.75244 | 58.98 | -58.98 | 58.98 | 164.81 | -122.48 | 1000 | 1000 | -58.98 | 58.98 | 58.98 | 66 | 58.98
2016-01-19 12:00:00 | 0.67177 | 0.68615 | 0.78569 | 58.53 | -58.53 | 58.53 | 164.36 | -122.03 | 1000 | 1000 | -58.53 | 58.53 | 58.53 | 65.5 | 58.53
2016-01-19 13:00:00 | 0.67499 | 0.68923 | 0.74358 | 55.81 | -55.81 | 55.81 | 161.64 | -119.31 | 1000 | 1000 | -55.81 | 55.81 | 55.81 | 65 | 55.81
2016-01-19 14:00:00 | 0.67499 | 0.68923 | 0.6716 | 55.5 | -55.5 | 55.5 | 161.33 | -119 | 1000 | 1000 | -55.5 | 55.5 | 55.5 | 62.94 | 55.5
2016-01-19 15:00:00 | 0.67177 | 0.68615 | 0.6447 | 56.21 | -56.21 | 56.21 | 162.04 | -119.71 | 1000 | 1000 | -56.21 | 56.21 | 56.21 | 61.08 | 56.21
2016-01-19 16:00:00 | 0.68464 | 0.69846 | 0.65698 | 70.07 | -70.07 | 70.07 | 175.9 | -133.57 | 1000 | 1000 | -70.07 | 70.07 | 70.07 | 61.19 | 70.07
2016-01-19 17:00:00 | 0.69108 | 0.70462 | 0.76076 | 74.97 | -74.97 | 74.97 | 180.8 | -138.47 | 1000 | 1000 | -74.97 | 74.97 | 74.97 | 66.88 | 74.97
2016-01-19 18:00:00 | 0.69108 | 0.70462 | 0.8848 | 57.56 | -57.56 | 57.56 | 163.39 | -121.06 | 1000 | 1000 | -57.56 | 57.56 | 57.56 | 69.22 | 57.56
2016-01-19 19:00:00 | 0.69751 | 0.71077 | 0.92169 | 48.24 | -48.24 | 48.24 | 154.07 | -111.74 | 1000 | 1000 | -48.24 | 48.24 | 48.24 | 66.46 | 48.24
2016-01-19 20:00:00 | 0.70073 | 0.71385 | 0.81915 | 37.98 | -37.98 | 37.98 | 143.81 | -101.48 | 1000 | 1000 | -37.98 | 37.98 | 37.98 | 61.19 | 37.98
2016-01-19 21:00:00 | 0.72004 | 0.73231 | 0.69019 | 33.67 | -33.67 | 33.67 | 139.5 | -97.17 | 1000 | 1000 | -33.67 | 33.67 | 33.67 | 51.11 | 33.67
2016-01-19 22:00:00 | 0.6943 | 0.70769 | 0.57811 | 29.79 | -29.79 | 29.79 | 135.62 | -93.29 | 1000 | 1000 | -29.79 | 29.79 | 29.79 | 52 | 29.79
2016-01-19 23:00:00 | 0.69108 | 0.70462 | 0.44327 | 26.05 | -26.05 | 26.05 | 131.88 | -89.55 | 1000 | 1000 | -26.05 | 26.05 | 26.05 | 48.85 | 26.05
2016-01-20 00:00:00 | 0.68464 | 0.69846 | 0.31267 | 26.17 | -26.17 | 26.17 | 132 | -89.67 | 1000 | 1000 | -26.17 | 26.17 | 26.17 | 43.09 | 26.17
2016-01-20 01:00:00 | 0.67821 | 0.69231 | 0.2388 | 26.42 | -26.42 | 26.42 | 132.25 | -89.92 | 1000 | 1000 | -26.42 | 26.42 | 26.42 | 42.63 | 26.42
2016-01-20 02:00:00 | 0.67821 | 0.69231 | 0.2191 | 25.36 | -25.36 | 25.36 | 131.19 | -88.86 | 1000 | 1000 | -25.36 | 25.36 | 25.36 | 42.6 | 25.36
2016-01-20 03:00:00 | 0.67499 | 0.68923 | 0.21612 | 25.76 | -25.76 | 25.76 | 131.59 | -89.26 | 1000 | 1000 | -25.76 | 25.76 | 25.76 | 40.06 | 25.76
2016-01-20 04:00:00 | 0.66855 | 0.68308 | 0.22876 | 26.54 | -26.54 | 26.54 | 132.37 | -90.04 | 1000 | 1000 | -26.54 | 26.54 | 26.54 | 39.96 | 26.54
2016-01-20 05:00:00 | 0.66212 | 0.67692 | 0.26928 | 32.7 | -32.7 | 32.7 | 138.53 | -96.2 | 1000 | 1000 | -32.7 | 32.7 | 32.7 | 41.77 | 32.7
2016-01-20 06:00:00 | 0.64925 | 0.66462 | 0.46874 | 55.08 | -55.08 | 55.08 | 160.91 | -118.58 | 1000 | 1000 | -55.08 | 55.08 | 55.08 | 48 | 55.08
2016-01-20 07:00:00 | 0.64281 | 0.65846 | 0.67301 | 61.08 | -61.08 | 61.08 | 166.91 | -124.58 | 1000 | 1000 | -61.08 | 61.08 | 61.08 | 63.3 | 61.08
2016-01-20 08:00:00 | 0.64603 | 0.66154 | 0.76549 | 58.43 | -58.43 | 58.43 | 164.26 | -121.93 | 1000 | 1000 | -58.43 | 58.43 | 58.43 | 66.09 | 58.43
2016-01-20 09:00:00 | 0.64281 | 0.65846 | 0.7631 | 58.97 | -58.97 | 58.97 | 164.8 | -122.47 | 1000 | 1000 | -58.97 | 58.97 | 58.97 | 66.08 | 58.97
2016-01-20 10:00:00 | 0.61707 | 0.63385 | 0.73645 | 56.14 | -56.14 | 56.14 | 161.97 | -119.64 | 1000 | 1000 | -56.14 | 56.14 | 56.14 | 65.83 | 56.14
2016-01-20 11:00:00 | 0.61707 | 0.63385 | 0.75244 | 58.6 | -58.6 | 58.6 | 164.43 | -122.1 | 1000 | 1000 | -58.6 | 58.6 | 58.6 | 65.63 | 58.6
2016-01-20 12:00:00 | 0.61385 | 0.63077 | 0.78569 | 57.58 | -57.58 | 57.58 | 163.41 | -121.08 | 1000 | 1000 | -57.58 | 57.58 | 57.58 | 64.93 | 57.58
2016-01-20 13:00:00 | 0.60741 | 0.62462 | 0.74358 | 54.95 | -54.95 | 54.95 | 160.78 | -118.45 | 1000 | 1000 | -54.95 | 54.95 | 54.95 | 63.84 | 54.95
2016-01-20 14:00:00 | 0.6235 | 0.64 | 0.6716 | 52.42 | -52.42 | 52.42 | 158.25 | -115.92 | 1000 | 1000 | -52.42 | 52.42 | 52.42 | 61.74 | 52.42
2016-01-20 15:00:00 | 0.62994 | 0.64615 | 0.6447 | 72.01 | -72.01 | 72.01 | 177.84 | -135.51 | 1000 | 1000 | -72.01 | 72.01 | 72.01 | 60.31 | 72.01
2016-01-20 16:00:00 | 0.63959 | 0.65538 | 0.65698 | 92.75 | -92.75 | 92.75 | 198.58 | -156.25 | 1000 | 1000 | -92.75 | 92.75 | 92.75 | 61.8 | 92.75
2016-01-20 17:00:00 | 0.65246 | 0.66769 | 0.76076 | 79.09 | -79.09 | 79.09 | 184.92 | -142.59 | 1000 | 1000 | -79.09 | 79.09 | 79.09 | 66.61 | 79.09
2016-01-20 18:00:00 | 0.64925 | 0.66462 | 0.8848 | 70.03 | -70.03 | 70.03 | 175.86 | -133.53 | 1000 | 1000 | -70.03 | 70.03 | 70.03 | 69.73 | 70.03
2016-01-20 19:00:00 | 0.64925 | 0.66462 | 0.92169 | 50.1 | -50.1 | 50.1 | 155.93 | -113.6 | 1000 | 1000 | -50.1 | 50.1 | 50.1 | 66.49 | 50.1
2016-01-20 20:00:00 | 0.6589 | 0.67385 | 0.81915 | 40.06 | -40.06 | 40.06 | 145.89 | -103.56 | 1000 | 1000 | -40.06 | 40.06 | 40.06 | 63.71 | 40.06
2016-01-20 21:00:00 | 0.65568 | 0.67077 | 0.69019 | 33.52 | -33.52 | 33.52 | 139.35 | -97.02 | 1000 | 1000 | -33.52 | 33.52 | 33.52 | 53.02 | 33.52
2016-01-20 22:00:00 | 0.64925 | 0.66462 | 0.57811 | 29.63 | -29.63 | 29.63 | 135.46 | -93.13 | 1000 | 1000 | -29.63 | 29.63 | 29.63 | 52.6 | 29.63
2016-01-20 23:00:00 | 0.64603 | 0.66154 | 0.44327 | 29.65 | -29.65 | 29.65 | 135.48 | -93.15 | 1000 | 1000 | -29.65 | 29.65 | 29.65 | 48.46 | 29.65
2016-01-21 00:00:00 | 0.64925 | 0.66462 | 0.31267 | 27.82 | -27.82 | 27.82 | 133.65 | -91.32 | 1000 | 1000 | -27.82 | 27.82 | 27.82 | 46.04 | 27.82
2016-01-21 01:00:00 | 0.64925 | 0.66462 | 0.2388 | 26.65 | -26.65 | 26.65 | 132.48 | -90.15 | 1000 | 1000 | -26.65 | 26.65 | 26.65 | 45.3 | 26.65
2016-01-21 02:00:00 | 0.64925 | 0.66462 | 0.2191 | 26.96 | -26.96 | 26.96 | 132.79 | -90.46 | 1000 | 1000 | -26.96 | 26.96 | 26.96 | 44.88 | 26.96
2016-01-21 03:00:00 | 0.64925 | 0.66462 | 0.21612 | 27.47 | -27.47 | 27.47 | 133.3 | -90.97 | 1000 | 1000 | -27.47 | 27.47 | 27.47 | 42.65 | 27.47
2016-01-21 04:00:00 | 0.65246 | 0.66769 | 0.22876 | 29.09 | -29.09 | 29.09 | 134.92 | -92.59 | 1000 | 1000 | -29.09 | 29.09 | 29.09 | 42.09 | 29.09
2016-01-21 05:00:00 | 0.73291 | 0.74462 | 0.26928 | 40.78 | -40.78 | 40.78 | 146.61 | -104.28 | 1000 | 1000 | -40.78 | 40.78 | 40.78 | 45.7 | 40.78
2016-01-21 06:00:00 | 0.78762 | 0.79692 | 0.46874 | 70.01 | -70.01 | 70.01 | 175.84 | -133.51 | 1000 | 1000 | -70.01 | 70.01 | 70.01 | 50.83 | 70.01
2016-01-21 07:00:00 | 0.73613 | 0.74769 | 0.67301 | 85.05 | -85.05 | 85.05 | 190.88 | -148.55 | 1000 | 1000 | -85.05 | 85.05 | 85.05 | 64.03 | 85.05
2016-01-21 08:00:00 | 0.7136 | 0.72615 | 0.76549 | 83.54 | -83.54 | 83.54 | 189.37 | -147.04 | 1000 | 1000 | -83.54 | 83.54 | 83.54 | 66.61 | 83.54
2016-01-21 09:00:00 | 0.67821 | 0.69231 | 0.7631 | 74.94 | -74.94 | 74.94 | 180.77 | -138.44 | 1000 | 1000 | -74.94 | 74.94 | 74.94 | 66.23 | 74.94
2016-01-21 10:00:00 | 0.65568 | 0.67077 | 0.73645 | 70.12 | -70.12 | 70.12 | 175.95 | -133.62 | 1000 | 1000 | -70.12 | 70.12 | 70.12 | 66 | 70.12
2016-01-21 11:00:00 | 0.64281 | 0.65846 | 0.75244 | 59.91 | -59.91 | 59.91 | 165.74 | -123.41 | 1000 | 1000 | -59.91 | 59.91 | 59.91 | 65.21 | 59.91
2016-01-21 12:00:00 | 0.61063 | 0.62769 | 0.78569 | 57.69 | -57.69 | 57.69 | 163.52 | -121.19 | 1000 | 1000 | -57.69 | 57.69 | 57.69 | 64.52 | 57.69
2016-01-21 13:00:00 | 0.60741 | 0.62462 | 0.74358 | 57.99 | -57.99 | 57.99 | 163.82 | -121.49 | 1000 | 1000 | -57.99 | 57.99 | 57.99 | 62.98 | 57.99
2016-01-21 14:00:00 | 0.6235 | 0.64 | 0.6716 | 61.05 | -61.05 | 61.05 | 166.88 | -124.55 | 1000 | 1000 | -61.05 | 61.05 | 61.05 | 60.17 | 61.05
2016-01-21 15:00:00 | 0.63637 | 0.65231 | 0.6447 | 57.43 | -57.43 | 57.43 | 163.26 | -120.93 | 1000 | 1000 | -57.43 | 57.43 | 57.43 | 56.19 | 57.43
2016-01-21 16:00:00 | 0.64281 | 0.65846 | 0.65698 | 77.13 | -77.13 | 77.13 | 182.96 | -140.63 | 1000 | 1000 | -77.13 | 77.13 | 77.13 | 62.07 | 77.13
2016-01-21 17:00:00 | 0.69108 | 0.70462 | 0.76076 | 86.01 | -86.01 | 86.01 | 191.84 | -149.51 | 1000 | 1000 | -86.01 | 86.01 | 86.01 | 66.13 | 86.01
2016-01-21 18:00:00 | 0.72969 | 0.74154 | 0.8848 | 60.13 | -60.13 | 60.13 | 165.96 | -123.63 | 1000 | 1000 | -60.13 | 60.13 | 60.13 | 67.85 | 60.13
2016-01-21 19:00:00 | 0.79405 | 0.80308 | 0.92169 | 50.09 | -50.09 | 50.09 | 155.92 | -113.59 | 1000 | 1000 | -50.09 | 50.09 | 50.09 | 66.27 | 50.09
2016-01-21 20:00:00 | 0.7844 | 0.79385 | 0.81915 | 35.47 | -35.47 | 35.47 | 141.3 | -98.97 | 1000 | 1000 | -35.47 | 35.47 | 35.47 | 60.81 | 35.47
2016-01-21 21:00:00 | 0.79727 | 0.80615 | 0.69019 | 30.36 | -30.36 | 30.36 | 136.19 | -93.86 | 1000 | 1000 | -30.36 | 30.36 | 30.36 | 54.99 | 30.36
2016-01-21 22:00:00 | 0.82623 | 0.83385 | 0.57811 | 26.97 | -26.97 | 26.97 | 132.8 | -90.47 | 1000 | 1000 | -26.97 | 26.97 | 26.97 | 56.96 | 26.97
2016-01-21 23:00:00 | 0.84554 | 0.85231 | 0.44327 | 28.05 | -28.05 | 28.05 | 133.88 | -91.55 | 1000 | 1000 | -28.05 | 28.05 | 28.05 | 50.33 | 28.05
2016-01-22 00:00:00 | 0.8198 | 0.82769 | 0.31267 | 27.92 | -27.92 | 27.92 | 133.75 | -91.42 | 1000 | 1000 | -27.92 | 27.92 | 27.92 | 50.07 | 27.92
2016-01-22 01:00:00 | 0.83267 | 0.84 | 0.2388 | 26.78 | -26.78 | 26.78 | 132.61 | -90.28 | 1000 | 1000 | -26.78 | 26.78 | 26.78 | 48.18 | 26.78
2016-01-22 02:00:00 | 0.82623 | 0.83385 | 0.2191 | 26.57 | -26.57 | 26.57 | 132.4 | -90.07 | 1000 | 1000 | -26.57 | 26.57 | 26.57 | 46.85 | 26.57
2016-01-22 03:00:00 | 0.84232 | 0.84923 | 0.21612 | 27.02 | -27.02 | 27.02 | 132.85 | -90.52 | 1000 | 1000 | -27.02 | 27.02 | 27.02 | 45.03 | 27.02
2016-01-22 04:00:00 | 0.85198 | 0.85846 | 0.22876 | 28.07 | -28.07 | 28.07 | 133.9 | -91.57 | 1000 | 1000 | -28.07 | 28.07 | 28.07 | 44.46 | 28.07
2016-01-22 05:00:00 | 0.87128 | 0.87692 | 0.26928 | 30.82 | -30.82 | 30.82 | 136.65 | -94.32 | 1000 | 1000 | -30.82 | 30.82 | 30.82 | 46.69 | 30.82
2016-01-22 06:00:00 | 0.89703 | 0.90154 | 0.46874 | 48.46 | -48.46 | 48.46 | 154.29 | -111.96 | 1000 | 1000 | -48.46 | 48.46 | 48.46 | 44.93 | 48.46
2016-01-22 07:00:00 | 0.90024 | 0.90462 | 0.67301 | 52.5 | -52.5 | 52.5 | 158.33 | -116 | 1000 | 1000 | -52.5 | 52.5 | 52.5 | 46.68 | 52.5
2016-01-22 08:00:00 | 0.86806 | 0.87385 | 0.76549 | 48.66 | -48.66 | 48.66 | 154.49 | -112.16 | 1000 | 1000 | -48.66 | 48.66 | 48.66 | 51.39 | 48.66
2016-01-22 09:00:00 | 0.80371 | 0.81231 | 0.7631 | 45.11 | -45.11 | 45.11 | 150.94 | -108.61 | 1000 | 1000 | -45.11 | 45.11 | 45.11 | 58 | 45.11
2016-01-22 10:00:00 | 0.75544 | 0.76615 | 0.73645 | 44.96 | -44.96 | 44.96 | 150.79 | -108.46 | 1000 | 1000 | -44.96 | 44.96 | 44.96 | 60.38 | 44.96
2016-01-22 11:00:00 | 0.70717 | 0.72 | 0.75244 | 42.06 | -42.06 | 42.06 | 147.89 | -105.56 | 1000 | 1000 | -42.06 | 42.06 | 42.06 | 61.04 | 42.06
2016-01-22 12:00:00 | 0.68464 | 0.69846 | 0.78569 | 37.02 | -37.02 | 37.02 | 142.85 | -100.52 | 1000 | 1000 | -37.02 | 37.02 | 37.02 | 61.1 | 37.02
2016-01-22 13:00:00 | 0.67177 | 0.68615 | 0.74358 | 32.27 | -32.27 | 32.27 | 138.1 | -95.77 | 1000 | 1000 | -32.27 | 32.27 | 32.27 | 59.12 | 32.27
2016-01-22 14:00:00 | 0.67499 | 0.68923 | 0.6716 | 32.65 | -32.65 | 32.65 | 138.48 | -96.15 | 1000 | 1000 | -32.65 | 32.65 | 32.65 | 53 | 32.65
2016-01-22 15:00:00 | 0.71039 | 0.72308 | 0.6447 | 32.84 | -32.84 | 32.84 | 138.67 | -96.34 | 1000 | 1000 | -32.84 | 32.84 | 32.84 | 50.55 | 32.84
2016-01-22 16:00:00 | 0.74578 | 0.75692 | 0.65698 | 34.83 | -34.83 | 34.83 | 140.66 | -98.33 | 1000 | 1000 | -34.83 | 34.83 | 34.83 | 50.12 | 34.83
2016-01-22 17:00:00 | 0.76187 | 0.77231 | 0.76076 | 28.3 | -28.3 | 28.3 | 134.13 | -91.8 | 1000 | 1000 | -28.3 | 28.3 | 28.3 | 63.1 | 28.3
2016-01-22 18:00:00 | 0.75222 | 0.76308 | 0.8848 | 26.88 | -26.88 | 26.88 | 132.71 | -90.38 | 1000 | 1000 | -26.88 | 26.88 | 26.88 | 64.8 | 26.88
2016-01-22 19:00:00 | 0.76831 | 0.77846 | 0.92169 | 25.46 | -25.46 | 25.46 | 131.29 | -88.96 | 1000 | 1000 | -25.46 | 25.46 | 25.46 | 62.62 | 25.46
2016-01-22 20:00:00 | 0.76831 | 0.77846 | 0.81915 | 24.88 | -24.88 | 24.88 | 130.71 | -88.38 | 1000 | 1000 | -24.88 | 24.88 | 24.88 | 59.17 | 24.88
2016-01-22 21:00:00 | 0.77475 | 0.78462 | 0.69019 | 24.28 | -24.28 | 24.28 | 130.11 | -87.78 | 1000 | 1000 | -24.28 | 24.28 | 24.28 | 53.13 | 24.28
2016-01-22 22:00:00 | 0.77796 | 0.78769 | 0.57811 | 22.63 | -22.63 | 22.63 | 128.46 | -86.13 | 1000 | 1000 | -22.63 | 22.63 | 22.63 | 58.79 | 22.63
2016-01-22 23:00:00 | 0.81014 | 0.81846 | 0.44327 | 24.44 | -24.44 | 24.44 | 130.27 | -87.94 | 1000 | 1000 | -24.44 | 24.44 | 24.44 | 52.98 | 24.44
2016-01-23 00:00:00 | 0.80049 | 0.80923 | 0.36334 | 24.02 | -24.02 | 24.02 | 129.85 | -87.52 | 1000 | 1000 | -24.02 | 24.02 | 24.02 | 48.76 | 24.02
2016-01-23 01:00:00 | 0.79083 | 0.8 | 0.30185 | 23.03 | -23.03 | 23.03 | 128.86 | -86.53 | 1000 | 1000 | -23.03 | 23.03 | 23.03 | 45.8 | 23.03
2016-01-23 02:00:00 | 0.7844 | 0.79385 | 0.247 | 22.99 | -22.99 | 22.99 | 128.82 | -86.49 | 1000 | 1000 | -22.99 | 22.99 | 22.99 | 42.45 | 22.99
2016-01-23 03:00:00 | 0.78118 | 0.79077 | 0.23565 | 22.68 | -22.68 | 22.68 | 128.51 | -86.18 | 1000 | 1000 | -22.68 | 22.68 | 22.68 | 42.91 | 22.68
2016-01-23 04:00:00 | 0.76831 | 0.77846 | 0.23258 | 22.44 | -22.44 | 22.44 | 128.27 | -85.94 | 1000 | 1000 | -22.44 | 22.44 | 22.44 | 39.96 | 22.44
2016-01-23 05:00:00 | 0.76509 | 0.77538 | 0.24426 | 21.46 | -21.46 | 21.46 | 127.29 | -84.96 | 1000 | 1000 | -21.46 | 21.46 | 21.46 | 35.4 | 21.46
2016-01-23 06:00:00 | 0.75222 | 0.76308 | 0.30966 | 23.35 | -23.35 | 23.35 | 129.18 | -86.85 | 1000 | 1000 | -23.35 | 23.35 | 23.35 | 29.18 | 23.35
2016-01-23 07:00:00 | 0.74578 | 0.75692 | 0.47243 | 24.68 | -24.68 | 24.68 | 130.51 | -88.18 | 1000 | 1000 | -24.68 | 24.68 | 24.68 | 34.94 | 24.68
2016-01-23 08:00:00 | 0.75222 | 0.76308 | 0.68704 | 28.9 | -28.9 | 28.9 | 134.73 | -92.4 | 1000 | 1000 | -28.9 | 28.9 | 28.9 | 45.76 | 28.9
2016-01-23 09:00:00 | 0.73613 | 0.74769 | 0.80606 | 31.32 | -31.32 | 31.32 | 137.15 | -94.82 | 1000 | 1000 | -31.32 | 31.32 | 31.32 | 48.16 | 31.32
2016-01-23 10:00:00 | 0.71039 | 0.72308 | 0.84283 | 34.75 | -34.75 | 34.75 | 140.58 | -98.25 | 1000 | 1000 | -34.75 | 34.75 | 34.75 | 51.29 | 34.75
2016-01-23 11:00:00 | 0.68786 | 0.70154 | 0.87704 | 34.39 | -34.39 | 34.39 | 140.22 | -97.89 | 1000 | 1000 | -34.39 | 34.39 | 34.39 | 53.19 | 34.39
2016-01-23 12:00:00 | 0.67499 | 0.68923 | 0.91636 | 30.45 | -30.45 | 30.45 | 136.28 | -93.95 | 1000 | 1000 | -30.45 | 30.45 | 30.45 | 51.81 | 30.45
2016-01-23 13:00:00 | 0.66212 | 0.67692 | 0.88755 | 28.04 | -28.04 | 28.04 | 133.87 | -91.54 | 1000 | 1000 | -28.04 | 28.04 | 28.04 | 49.85 | 28.04
2016-01-23 14:00:00 | 0.64925 | 0.66462 | 0.79022 | 29.1 | -29.1 | 29.1 | 134.93 | -92.6 | 1000 | 1000 | -29.1 | 29.1 | 29.1 | 45.3 | 29.1
2016-01-23 15:00:00 | 0.62672 | 0.64308 | 0.71445 | 29.7 | -29.7 | 29.7 | 135.53 | -93.2 | 1000 | 1000 | -29.7 | 29.7 | 29.7 | 42.98 | 29.7
2016-01-23 16:00:00 | 0.62672 | 0.64308 | 0.70607 | 36.97 | -36.97 | 36.97 | 142.8 | -100.47 | 1000 | 1000 | -36.97 | 36.97 | 36.97 | 43.93 | 36.97
2016-01-23 17:00:00 | 0.6235 | 0.64 | 0.8672 | 42.6 | -42.6 | 42.6 | 148.43 | -106.1 | 1000 | 1000 | -42.6 | 42.6 | 42.6 | 55.67 | 42.6
2016-01-23 18:00:00 | 0.61063 | 0.62769 | 0.99703 | 35.83 | -35.83 | 35.83 | 141.66 | -99.33 | 1000 | 1000 | -35.83 | 35.83 | 35.83 | 63.72 | 35.83
2016-01-23 19:00:00 | 0.60098 | 0.61846 | 1 | 28.84 | -28.84 | 28.84 | 134.67 | -92.34 | 1000 | 1000 | -28.84 | 28.84 | 28.84 | 63.41 | 28.84
2016-01-23 20:00:00 | 0.57523 | 0.59385 | 0.83309 | 25.4 | -25.4 | 25.4 | 131.23 | -88.9 | 1000 | 1000 | -25.4 | 25.4 | 25.4 | 60.08 | 25.4
2016-01-23 21:00:00 | 0.52696 | 0.54769 | 0.66229 | 26.27 | -26.27 | 26.27 | 132.1 | -89.77 | 1000 | 1000 | -26.27 | 26.27 | 26.27 | 53.26 | 26.27
2016-01-23 22:00:00 | 0.52696 | 0.54769 | 0.60399 | 27.06 | -27.06 | 27.06 | 132.89 | -90.56 | 1000 | 1000 | -27.06 | 27.06 | 27.06 | 53.98 | 27.06
2016-01-23 23:00:00 | 0.51087 | 0.53231 | 0.51572 | 24.08 | -24.08 | 24.08 | 129.91 | -87.58 | 1000 | 1000 | -24.08 | 24.08 | 24.08 | 51.39 | 24.08
2016-01-24 00:00:00 | 0.49479 | 0.51692 | 0.39659 | 23.99 | -23.99 | 23.99 | 129.82 | -87.49 | 1000 | 1000 | -23.99 | 23.99 | 23.99 | 48.15 | 23.99
2016-01-24 01:00:00 | 0.48835 | 0.51077 | 0.29555 | 24.83 | -24.83 | 24.83 | 130.66 | -88.33 | 1000 | 1000 | -24.83 | 24.83 | 24.83 | 47.47 | 24.83
2016-01-24 02:00:00 | 0.498 | 0.52 | 0.24054 | 23.24 | -23.24 | 23.24 | 129.07 | -86.74 | 1000 | 1000 | -23.24 | 23.24 | 23.24 | 45.82 | 23.24
2016-01-24 03:00:00 | 0.49479 | 0.51692 | 0.21979 | 22.54 | -22.54 | 22.54 | 128.37 | -86.04 | 1000 | 1000 | -22.54 | 22.54 | 22.54 | 43.54 | 22.54
2016-01-24 04:00:00 | 0.498 | 0.52 | 0.20895 | 23.41 | -23.41 | 23.41 | 129.24 | -86.91 | 1000 | 1000 | -23.41 | 23.41 | 23.41 | 42.39 | 23.41
2016-01-24 05:00:00 | 0.498 | 0.52 | 0.2107 | 21.41 | -21.41 | 21.41 | 127.24 | -84.91 | 1000 | 1000 | -21.41 | 21.41 | 21.41 | 44.91 | 21.41
2016-01-24 06:00:00 | 0.49479 | 0.51692 | 0.22636 | 21.4 | -21.4 | 21.4 | 127.23 | -84.9 | 1000 | 1000 | -21.4 | 21.4 | 21.4 | 57.17 | 21.4
2016-01-24 07:00:00 | 0.49157 | 0.51385 | 0.26686 | 22.12 | -22.12 | 22.12 | 127.95 | -85.62 | 1000 | 1000 | -22.12 | 22.12 | 22.12 | 67.83 | 22.12
2016-01-24 08:00:00 | 0.49479 | 0.51692 | 0.42994 | 24.63 | -24.63 | 24.63 | 130.46 | -88.13 | 1000 | 1000 | -24.63 | 24.63 | 24.63 | 66.76 | 24.63
2016-01-24 09:00:00 | 0.49157 | 0.51385 | 0.65048 | 27.05 | -27.05 | 27.05 | 132.88 | -90.55 | 1000 | 1000 | -27.05 | 27.05 | 27.05 | 66.37 | 27.05
2016-01-24 10:00:00 | 0.48835 | 0.51077 | 0.81425 | 32.66 | -32.66 | 32.66 | 138.49 | -96.16 | 1000 | 1000 | -32.66 | 32.66 | 32.66 | 66.12 | 32.66
2016-01-24 11:00:00 | 0.48513 | 0.50769 | 0.94383 | 28.94 | -28.94 | 28.94 | 134.77 | -92.44 | 1000 | 1000 | -28.94 | 28.94 | 28.94 | 65.71 | 28.94
2016-01-24 12:00:00 | 0.47226 | 0.49538 | 0.96576 | 26.04 | -26.04 | 26.04 | 131.87 | -89.54 | 1000 | 1000 | -26.04 | 26.04 | 26.04 | 64.99 | 26.04
2016-01-24 13:00:00 | 0.47226 | 0.49538 | 0.82374 | 24.84 | -24.84 | 24.84 | 130.67 | -88.34 | 1000 | 1000 | -24.84 | 24.84 | 24.84 | 64.72 | 24.84
2016-01-24 14:00:00 | 0.47226 | 0.49538 | 0.65983 | 23.99 | -23.99 | 23.99 | 129.82 | -87.49 | 1000 | 1000 | -23.99 | 23.99 | 23.99 | 63.89 | 23.99
2016-01-24 15:00:00 | 0.49157 | 0.51385 | 0.56761 | 25.04 | -25.04 | 25.04 | 130.87 | -88.54 | 1000 | 1000 | -25.04 | 25.04 | 25.04 | 63.05 | 25.04
2016-01-24 16:00:00 | 0.51087 | 0.53231 | 0.52133 | 32.88 | -32.88 | 32.88 | 138.71 | -96.38 | 1000 | 1000 | -32.88 | 32.88 | 32.88 | 63.11 | 32.88
2016-01-24 17:00:00 | 0.49479 | 0.51692 | 0.61979 | 36.09 | -36.09 | 36.09 | 141.92 | -99.59 | 1000 | 1000 | -36.09 | 36.09 | 36.09 | 66.42 | 36.09
2016-01-24 18:00:00 | 0.50444 | 0.52615 | 0.76472 | 35.87 | -35.87 | 35.87 | 141.7 | -99.37 | 1000 | 1000 | -35.87 | 35.87 | 35.87 | 67.32 | 35.87
2016-01-24 19:00:00 | 0.52053 | 0.54154 | 0.85205 | 31.7 | -31.7 | 31.7 | 137.53 | -95.2 | 1000 | 1000 | -31.7 | 31.7 | 31.7 | 64.88 | 31.7
2016-01-24 20:00:00 | 0.51731 | 0.53846 | 0.77783 | 26 | -26 | 26 | 131.83 | -89.5 | 1000 | 1000 | -26 | 26 | 26 | 61.09 | 26
2016-01-24 21:00:00 | 0.50766 | 0.52923 | 0.66127 | 27.09 | -27.09 | 27.09 | 132.92 | -90.59 | 1000 | 1000 | -27.09 | 27.09 | 27.09 | 54.54 | 27.09
2016-01-24 22:00:00 | 0.50766 | 0.52923 | 0.5638 | 22.44 | -22.44 | 22.44 | 128.27 | -85.94 | 1000 | 1000 | -22.44 | 22.44 | 22.44 | 52.76 | 22.44
2016-01-24 23:00:00 | 0.50122 | 0.52308 | 0.42608 | 20.07 | -20.07 | 20.07 | 125.9 | -83.57 | 1000 | 1000 | -20.07 | 20.07 | 20.07 | 47 | 20.07
2016-01-25 00:00:00 | 0.498 | 0.52 | 0.31267 | 19.65 | -19.65 | 19.65 | 125.48 | -83.15 | 1000 | 1000 | -19.65 | 19.65 | 19.65 | 45 | 19.65
2016-01-25 01:00:00 | 0.48835 | 0.51077 | 0.2388 | 19.68 | -19.68 | 19.68 | 125.51 | -83.18 | 1000 | 1000 | -19.68 | 19.68 | 19.68 | 43.17 | 19.68
2016-01-25 02:00:00 | 0.48191 | 0.50462 | 0.2191 | 19.98 | -19.98 | 19.98 | 125.81 | -83.48 | 1000 | 1000 | -19.98 | 19.98 | 19.98 | 35.3 | 19.98
2016-01-25 03:00:00 | 0.4787 | 0.50154 | 0.21612 | 20.33 | -20.33 | 20.33 | 126.16 | -83.83 | 1000 | 1000 | -20.33 | 20.33 | 20.33 | 27.34 | 20.33
2016-01-25 04:00:00 | 0.4787 | 0.50154 | 0.22876 | 21.32 | -21.32 | 21.32 | 127.15 | -84.82 | 1000 | 1000 | -21.32 | 21.32 | 21.32 | 30.53 | 21.32
2016-01-25 05:00:00 | 0.45939 | 0.48308 | 0.26928 | 25.01 | -25.01 | 25.01 | 130.84 | -88.51 | 1000 | 1000 | -25.01 | 25.01 | 25.01 | 44.18 | 25.01
2016-01-25 06:00:00 | 0.44008 | 0.46462 | 0.46874 | 34.94 | -34.94 | 34.94 | 140.77 | -98.44 | 1000 | 1000 | -34.94 | 34.94 | 34.94 | 46 | 34.94
2016-01-25 07:00:00 | 0.4433 | 0.46769 | 0.67301 | 35 | -35 | 35 | 140.83 | -98.5 | 1000 | 1000 | -35 | 35 | 35 | 61.5 | 35
2016-01-25 08:00:00 | 0.40468 | 0.43077 | 0.76549 | 36.04 | -36.04 | 36.04 | 141.87 | -99.54 | 1000 | 1000 | -36.04 | 36.04 | 36.04 | 63.5 | 36.04
2016-01-25 09:00:00 | 0.38859 | 0.41538 | 0.7631 | 36.62 | -36.62 | 36.62 | 142.45 | -100.12 | 1000 | 1000 | -36.62 | 36.62 | 36.62 | 62.78 | 36.62
2016-01-25 10:00:00 | 0.36929 | 0.39692 | 0.73645 | 35.6 | -35.6 | 35.6 | 141.43 | -99.1 | 1000 | 1000 | -35.6 | 35.6 | 35.6 | 62.8 | 35.6
2016-01-25 11:00:00 | 0.35963 | 0.38769 | 0.75244 | 34.75 | -34.75 | 34.75 | 140.58 | -98.25 | 1000 | 1000 | -34.75 | 34.75 | 34.75 | 61.09 | 34.75
2016-01-25 12:00:00 | 0.34676 | 0.37538 | 0.78569 | 32.26 | -32.26 | 32.26 | 138.09 | -95.76 | 1000 | 1000 | -32.26 | 32.26 | 32.26 | 59.97 | 32.26
2016-01-25 13:00:00 | 0.3532 | 0.38154 | 0.74358 | 30.61 | -30.61 | 30.61 | 136.44 | -94.11 | 1000 | 1000 | -30.61 | 30.61 | 30.61 | 61.03 | 30.61
2016-01-25 14:00:00 | 0.34676 | 0.37538 | 0.6716 | 29.73 | -29.73 | 29.73 | 135.56 | -93.23 | 1000 | 1000 | -29.73 | 29.73 | 29.73 | 60.58 | 29.73
2016-01-25 15:00:00 | 0.3725 | 0.4 | 0.6447 | 31.17 | -31.17 | 31.17 | 137 | -94.67 | 1000 | 1000 | -31.17 | 31.17 | 31.17 | 58.7 | 31.17
2016-01-25 16:00:00 | 0.36607 | 0.39385 | 0.65698 | 34.96 | -34.96 | 34.96 | 140.79 | -98.46 | 1000 | 1000 | -34.96 | 34.96 | 34.96 | 61.18 | 34.96
2016-01-25 17:00:00 | 0.3725 | 0.4 | 0.76076 | 36.33 | -36.33 | 36.33 | 142.16 | -99.83 | 1000 | 1000 | -36.33 | 36.33 | 36.33 | 65.16 | 36.33
2016-01-25 18:00:00 | 0.39181 | 0.41846 | 0.8848 | 31.96 | -31.96 | 31.96 | 137.79 | -95.46 | 1000 | 1000 | -31.96 | 31.96 | 31.96 | 66.49 | 31.96
2016-01-25 19:00:00 | 0.37572 | 0.40308 | 0.92169 | 26.8 | -26.8 | 26.8 | 132.63 | -90.3 | 1000 | 1000 | -26.8 | 26.8 | 26.8 | 64.66 | 26.8
2016-01-25 20:00:00 | 0.39503 | 0.42154 | 0.81915 | 25.32 | -25.32 | 25.32 | 131.15 | -88.82 | 1000 | 1000 | -25.32 | 25.32 | 25.32 | 61.05 | 25.32
2016-01-25 21:00:00 | 0.38538 | 0.41231 | 0.69019 | 23.93 | -23.93 | 23.93 | 129.76 | -87.43 | 1000 | 1000 | -23.93 | 23.93 | 23.93 | 53.4 | 23.93
2016-01-25 22:00:00 | 0.37572 | 0.40308 | 0.57811 | 18.11 | -18.11 | 18.11 | 123.94 | -81.61 | 1000 | 1000 | -18.11 | 18.11 | 18.11 | 53.05 | 18.11
2016-01-25 23:00:00 | 0.36285 | 0.39077 | 0.44327 | 20.23 | -20.23 | 20.23 | 126.06 | -83.73 | 1000 | 1000 | -20.23 | 20.23 | 20.23 | 47.03 | 20.23
2016-01-26 00:00:00 | 0.3532 | 0.38154 | 0.31267 | 18.02 | -18.02 | 18.02 | 123.85 | -81.52 | 1000 | 1000 | -18.02 | 18.02 | 18.02 | 47.07 | 18.02
2016-01-26 01:00:00 | 0.38216 | 0.40923 | 0.2388 | 15.9 | -15.9 | 15.9 | 121.73 | -79.4 | 1000 | 1000 | -15.9 | 15.9 | 15.9 | 47 | 15.9
2016-01-26 02:00:00 | 0.37894 | 0.40615 | 0.2191 | 15.91 | -15.91 | 15.91 | 121.74 | -79.41 | 1000 | 1000 | -15.91 | 15.91 | 15.91 | 46.24 | 15.91
2016-01-26 03:00:00 | 0.39503 | 0.42154 | 0.21612 | 17.1 | -17.1 | 17.1 | 122.93 | -80.6 | 1000 | 1000 | -17.1 | 17.1 | 17.1 | 44.14 | 17.1
2016-01-26 04:00:00 | 0.38859 | 0.41538 | 0.22876 | 21.8 | -21.8 | 21.8 | 127.63 | -85.3 | 1000 | 1000 | -21.8 | 21.8 | 21.8 | 44.75 | 21.8
2016-01-26 05:00:00 | 0.39503 | 0.42154 | 0.26928 | 27.09 | -27.09 | 27.09 | 132.92 | -90.59 | 1000 | 1000 | -27.09 | 27.09 | 27.09 | 46.98 | 27.09
2016-01-26 06:00:00 | 0.40147 | 0.42769 | 0.46874 | 34.13 | -34.13 | 34.13 | 139.96 | -97.63 | 1000 | 1000 | -34.13 | 34.13 | 34.13 | 52.86 | 34.13
2016-01-26 07:00:00 | 0.37572 | 0.40308 | 0.67301 | 38.11 | -38.11 | 38.11 | 143.94 | -101.61 | 1000 | 1000 | -38.11 | 38.11 | 38.11 | 67.32 | 38.11
2016-01-26 08:00:00 | 0.37894 | 0.40615 | 0.76549 | 32.31 | -32.31 | 32.31 | 138.14 | -95.81 | 1000 | 1000 | -32.31 | 32.31 | 32.31 | 68.38 | 32.31
2016-01-26 09:00:00 | 0.34676 | 0.37538 | 0.7631 | 29.99 | -29.99 | 29.99 | 135.82 | -93.49 | 1000 | 1000 | -29.99 | 29.99 | 29.99 | 67.78 | 29.99
2016-01-26 10:00:00 | 0.33711 | 0.36615 | 0.73645 | 29.55 | -29.55 | 29.55 | 135.38 | -93.05 | 1000 | 1000 | -29.55 | 29.55 | 29.55 | 67.46 | 29.55
2016-01-26 11:00:00 | 0.30171 | 0.33231 | 0.75244 | 28.52 | -28.52 | 28.52 | 134.35 | -92.02 | 1000 | 1000 | -28.52 | 28.52 | 28.52 | 67.54 | 28.52
2016-01-26 12:00:00 | 0.28562 | 0.31692 | 0.78569 | 29.33 | -29.33 | 29.33 | 135.16 | -92.83 | 1000 | 1000 | -29.33 | 29.33 | 29.33 | 66.25 | 29.33
2016-01-26 13:00:00 | 0.28884 | 0.32 | 0.74358 | 27.97 | -27.97 | 27.97 | 133.8 | -91.47 | 1000 | 1000 | -27.97 | 27.97 | 27.97 | 65.41 | 27.97
2016-01-26 14:00:00 | 0.31136 | 0.34154 | 0.6716 | 30.09 | -30.09 | 30.09 | 135.92 | -93.59 | 1000 | 1000 | -30.09 | 30.09 | 30.09 | 64.37 | 30.09
2016-01-26 15:00:00 | 0.34998 | 0.37846 | 0.6447 | 30.62 | -30.62 | 30.62 | 136.45 | -94.12 | 1000 | 1000 | -30.62 | 30.62 | 30.62 | 63.41 | 30.62
2016-01-26 16:00:00 | 0.39503 | 0.42154 | 0.65698 | 32.87 | -32.87 | 32.87 | 138.7 | -96.37 | 1000 | 1000 | -32.87 | 32.87 | 32.87 | 63.83 | 32.87
2016-01-26 17:00:00 | 0.3725 | 0.4 | 0.76076 | 29.27 | -29.27 | 29.27 | 135.1 | -92.77 | 1000 | 1000 | -29.27 | 29.27 | 29.27 | 67.17 | 29.27
2016-01-26 18:00:00 | 0.38538 | 0.41231 | 0.8848 | 24.94 | -24.94 | 24.94 | 130.77 | -88.44 | 1000 | 1000 | -24.94 | 24.94 | 24.94 | 69.97 | 24.94
2016-01-26 19:00:00 | 0.35641 | 0.38462 | 0.92169 | 23.17 | -23.17 | 23.17 | 129 | -86.67 | 1000 | 1000 | -23.17 | 23.17 | 23.17 | 67.55 | 23.17
2016-01-26 20:00:00 | 0.34676 | 0.37538 | 0.81915 | 21.66 | -21.66 | 21.66 | 127.49 | -85.16 | 1000 | 1000 | -21.66 | 21.66 | 21.66 | 61.31 | 21.66
2016-01-26 21:00:00 | 0.32745 | 0.35692 | 0.69019 | 20.24 | -20.24 | 20.24 | 126.07 | -83.74 | 1000 | 1000 | -20.24 | 20.24 | 20.24 | 52.47 | 20.24
2016-01-26 22:00:00 | 0.32424 | 0.35385 | 0.57811 | 13.43 | -13.43 | 13.43 | 119.26 | -76.93 | 1000 | 1000 | -13.43 | 13.43 | 13.43 | 55.3 | 13.43
2016-01-26 23:00:00 | 0.32745 | 0.35692 | 0.44327 | 10.97 | -10.97 | 10.97 | 116.8 | -74.47 | 1000 | 1000 | -10.97 | 10.97 | 10.97 | 51.08 | 10.97
2016-01-27 00:00:00 | 0.32424 | 0.35385 | 0.31267 | 3.18 | -3.18 | 3.18 | 109.01 | -66.68 | 1000 | 1000 | -3.18 | 3.18 | 3.18 | 46.98 | 3.18
2016-01-27 01:00:00 | 0.33711 | 0.36615 | 0.2388 | 0.05 | -0.04999 | 0.05 | 105.88 | -63.55 | 1000 | 1000 | -0.05 | 0.05 | 0.05 | 46.75 | 0.05
2016-01-27 02:00:00 | 0.34998 | 0.37846 | 0.2191 | 0.13 | -0.12999 | 0.13 | 105.96 | -63.63 | 1000 | 1000 | -0.13 | 0.13 | 0.13 | 45.91 | 0.13
2016-01-27 03:00:00 | 0.3532 | 0.38154 | 0.21612 | 8.82 | -8.82 | 8.82 | 114.65 | -72.32 | 1000 | 1000 | -8.82 | 8.82 | 8.82 | 43.84 | 8.82
2016-01-27 04:00:00 | 0.34676 | 0.37538 | 0.22876 | 13.3 | -13.3 | 13.3 | 119.13 | -76.8 | 1000 | 1000 | -13.3 | 13.3 | 13.3 | 43.11 | 13.3
2016-01-27 05:00:00 | 0.34032 | 0.36923 | 0.26928 | 17.33 | -17.33 | 17.33 | 123.16 | -80.83 | 1000 | 1000 | -17.33 | 17.33 | 17.33 | 45.1 | 17.33
2016-01-27 06:00:00 | 0.34676 | 0.37538 | 0.46874 | 22.97 | -22.97 | 22.97 | 128.8 | -86.47 | 1000 | 1000 | -22.97 | 22.97 | 22.97 | 50.78 | 22.97
2016-01-27 07:00:00 | 0.33067 | 0.36 | 0.67301 | 23.93 | -23.93 | 23.93 | 129.76 | -87.43 | 1000 | 1000 | -23.93 | 23.93 | 23.93 | 65.53 | 23.93
2016-01-27 08:00:00 | 0.33389 | 0.36308 | 0.76549 | 28.95 | -28.95 | 28.95 | 134.78 | -92.45 | 1000 | 1000 | -28.95 | 28.95 | 28.95 | 66.48 | 28.95
2016-01-27 09:00:00 | 0.32745 | 0.35692 | 0.7631 | 29.94 | -29.94 | 29.94 | 135.77 | -93.44 | 1000 | 1000 | -29.94 | 29.94 | 29.94 | 66.3 | 29.94
2016-01-27 10:00:00 | 0.31458 | 0.34462 | 0.73645 | 25.55 | -25.55 | 25.55 | 131.38 | -89.05 | 1000 | 1000 | -25.55 | 25.55 | 25.55 | 65.99 | 25.55
2016-01-27 11:00:00 | 0.2824 | 0.31385 | 0.75244 | 24.12 | -24.12 | 24.12 | 129.95 | -87.62 | 1000 | 1000 | -24.12 | 24.12 | 24.12 | 66.34 | 24.12
2016-01-27 12:00:00 | 0.26309 | 0.29538 | 0.78569 | 22.95 | -22.95 | 22.95 | 128.78 | -86.45 | 1000 | 1000 | -22.95 | 22.95 | 22.95 | 65.23 | 22.95
2016-01-27 13:00:00 | 0.25344 | 0.28615 | 0.74358 | 20.95 | -20.95 | 20.95 | 126.78 | -84.45 | 1000 | 1000 | -20.95 | 20.95 | 20.95 | 64.41 | 20.95
2016-01-27 14:00:00 | 0.26631 | 0.29846 | 0.6716 | 23.91 | -23.91 | 23.91 | 129.74 | -87.41 | 1000 | 1000 | -23.91 | 23.91 | 23.91 | 63.65 | 23.91
2016-01-27 15:00:00 | 0.25666 | 0.28923 | 0.6447 | 23.97 | -23.97 | 23.97 | 129.8 | -87.47 | 1000 | 1000 | -23.97 | 23.97 | 23.97 | 62.24 | 23.97
2016-01-27 16:00:00 | 0.25988 | 0.29231 | 0.65698 | 28.93 | -28.93 | 28.93 | 134.76 | -92.43 | 1000 | 1000 | -28.93 | 28.93 | 28.93 | 63.92 | 28.93
2016-01-27 17:00:00 | 0.26309 | 0.29538 | 0.76076 | 30.98 | -30.98 | 30.98 | 136.81 | -94.48 | 1000 | 1000 | -30.98 | 30.98 | 30.98 | 66.64 | 30.98
2016-01-27 18:00:00 | 0.25344 | 0.28615 | 0.8848 | 29.07 | -29.07 | 29.07 | 134.9 | -92.57 | 1000 | 1000 | -29.07 | 29.07 | 29.07 | 71.33 | 29.07
2016-01-27 19:00:00 | 0.25988 | 0.29231 | 0.92169 | 21.5 | -21.5 | 21.5 | 127.33 | -85 | 1000 | 1000 | -21.5 | 21.5 | 21.5 | 67.94 | 21.5
2016-01-27 20:00:00 | 0.25666 | 0.28923 | 0.81915 | 19.06 | -19.06 | 19.06 | 124.89 | -82.56 | 1000 | 1000 | -19.06 | 19.06 | 19.06 | 62.71 | 19.06
2016-01-27 21:00:00 | 0.25344 | 0.28615 | 0.69019 | 16.34 | -16.34 | 16.34 | 122.17 | -79.84 | 1000 | 1000 | -16.34 | 16.34 | 16.34 | 53.98 | 16.34
2016-01-27 22:00:00 | 0.26309 | 0.29538 | 0.57811 | 13.96 | -13.96 | 13.96 | 119.79 | -77.46 | 1000 | 1000 | -13.96 | 13.96 | 13.96 | 54.36 | 13.96
2016-01-27 23:00:00 | 0.247 | 0.28 | 0.44327 | 14.5 | -14.5 | 14.5 | 120.33 | -78 | 1000 | 1000 | -14.5 | 14.5 | 14.5 | 48.84 | 14.5
2016-01-28 00:00:00 | 0.26953 | 0.30154 | 0.31267 | 12.83 | -12.83 | 12.83 | 118.66 | -76.33 | 1000 | 1000 | -12.83 | 12.83 | 12.83 | 47.66 | 12.83
2016-01-28 01:00:00 | 0.26631 | 0.29846 | 0.2388 | 12.88 | -12.88 | 12.88 | 118.71 | -76.38 | 1000 | 1000 | -12.88 | 12.88 | 12.88 | 46.75 | 12.88
2016-01-28 02:00:00 | 0.25022 | 0.28308 | 0.2191 | 12.14 | -12.14 | 12.14 | 117.97 | -75.64 | 1000 | 1000 | -12.14 | 12.14 | 12.14 | 44.38 | 12.14
2016-01-28 03:00:00 | 0.25988 | 0.29231 | 0.21612 | 13.2 | -13.2 | 13.2 | 119.03 | -76.7 | 1000 | 1000 | -13.2 | 13.2 | 13.2 | 43.52 | 13.2
2016-01-28 04:00:00 | 0.26953 | 0.30154 | 0.22876 | 17.39 | -17.39 | 17.39 | 123.22 | -80.89 | 1000 | 1000 | -17.39 | 17.39 | 17.39 | 44.19 | 17.39
2016-01-28 05:00:00 | 0.27597 | 0.30769 | 0.26928 | 23.41 | -23.41 | 23.41 | 129.24 | -86.91 | 1000 | 1000 | -23.41 | 23.41 | 23.41 | 47.99 | 23.41
2016-01-28 06:00:00 | 0.2824 | 0.31385 | 0.46874 | 28.49 | -28.49 | 28.49 | 134.32 | -91.99 | 1000 | 1000 | -28.49 | 28.49 | 28.49 | 55.64 | 28.49
2016-01-28 07:00:00 | 0.33067 | 0.36 | 0.67301 | 30.96 | -30.96 | 30.96 | 136.79 | -94.46 | 1000 | 1000 | -30.96 | 30.96 | 30.96 | 65.44 | 30.96
2016-01-28 08:00:00 | 0.34354 | 0.37231 | 0.76549 | 29.97 | -29.97 | 29.97 | 135.8 | -93.47 | 1000 | 1000 | -29.97 | 29.97 | 29.97 | 66.77 | 29.97
2016-01-28 09:00:00 | 0.34354 | 0.37231 | 0.7631 | 29.07 | -29.07 | 29.07 | 134.9 | -92.57 | 1000 | 1000 | -29.07 | 29.07 | 29.07 | 66.25 | 29.07
2016-01-28 10:00:00 | 0.35963 | 0.38769 | 0.73645 | 25.21 | -25.21 | 25.21 | 131.04 | -88.71 | 1000 | 1000 | -25.21 | 25.21 | 25.21 | 65.94 | 25.21
2016-01-28 11:00:00 | 0.34676 | 0.37538 | 0.75244 | 24.01 | -24.01 | 24.01 | 129.84 | -87.51 | 1000 | 1000 | -24.01 | 24.01 | 24.01 | 65.28 | 24.01
2016-01-28 12:00:00 | 0.38538 | 0.41231 | 0.78569 | 25.56 | -25.56 | 25.56 | 131.39 | -89.06 | 1000 | 1000 | -25.56 | 25.56 | 25.56 | 64.17 | 25.56
2016-01-28 13:00:00 | 0.35963 | 0.38769 | 0.74358 | 26.73 | -26.73 | 26.73 | 132.56 | -90.23 | 1000 | 1000 | -26.73 | 26.73 | 26.73 | 63.13 | 26.73
2016-01-28 14:00:00 | 0.35641 | 0.38462 | 0.6716 | 31.02 | -31.02 | 31.02 | 136.85 | -94.52 | 1000 | 1000 | -31.02 | 31.02 | 31.02 | 61.03 | 31.02
2016-01-28 15:00:00 | 0.37572 | 0.40308 | 0.6447 | 33.58 | -33.58 | 33.58 | 139.41 | -97.08 | 1000 | 1000 | -33.58 | 33.58 | 33.58 | 55.44 | 33.58
2016-01-28 16:00:00 | 0.41434 | 0.44 | 0.65698 | 39.05 | -39.05 | 39.05 | 144.88 | -102.55 | 1000 | 1000 | -39.05 | 39.05 | 39.05 | 58.2 | 39.05
2016-01-28 17:00:00 | 0.42721 | 0.45231 | 0.76076 | 46.02 | -46.02 | 46.02 | 151.85 | -109.52 | 1000 | 1000 | -46.02 | 46.02 | 46.02 | 64.83 | 46.02
2016-01-28 18:00:00 | 0.43364 | 0.45846 | 0.8848 | 36.56 | -36.56 | 36.56 | 142.39 | -100.06 | 1000 | 1000 | -36.56 | 36.56 | 36.56 | 67.94 | 36.56
2016-01-28 19:00:00 | 0.498 | 0.52 | 0.92169 | 32.12 | -32.12 | 32.12 | 137.95 | -95.62 | 1000 | 1000 | -32.12 | 32.12 | 32.12 | 64.39 | 32.12
2016-01-28 20:00:00 | 0.50766 | 0.52923 | 0.81915 | 27.45 | -27.45 | 27.45 | 133.28 | -90.95 | 1000 | 1000 | -27.45 | 27.45 | 27.45 | 59.77 | 27.45
2016-01-28 21:00:00 | 0.49479 | 0.51692 | 0.69019 | 26.31 | -26.31 | 26.31 | 132.14 | -89.81 | 1000 | 1000 | -26.31 | 26.31 | 26.31 | 54.79 | 26.31
2016-01-28 22:00:00 | 0.50766 | 0.52923 | 0.57811 | 20.79 | -20.79 | 20.79 | 126.62 | -84.29 | 1000 | 1000 | -20.79 | 20.79 | 20.79 | 55.67 | 20.79
2016-01-28 23:00:00 | 0.52696 | 0.54769 | 0.44327 | 21.1 | -21.1 | 21.1 | 126.93 | -84.6 | 1000 | 1000 | -21.1 | 21.1 | 21.1 | 52.71 | 21.1
2016-01-29 00:00:00 | 0.52696 | 0.54769 | 0.31267 | 19.53 | -19.53 | 19.53 | 125.36 | -83.03 | 1000 | 1000 | -19.53 | 19.53 | 19.53 | 52.17 | 19.53
2016-01-29 01:00:00 | 0.53018 | 0.55077 | 0.2388 | 19.06 | -19.06 | 19.06 | 124.89 | -82.56 | 1000 | 1000 | -19.06 | 19.06 | 19.06 | 49.71 | 19.06
2016-01-29 02:00:00 | 0.52696 | 0.54769 | 0.2191 | 18.08 | -18.08 | 18.08 | 123.91 | -81.58 | 1000 | 1000 | -18.08 | 18.08 | 18.08 | 46.99 | 18.08
2016-01-29 03:00:00 | 0.51087 | 0.53231 | 0.21612 | 15.96 | -15.96 | 15.96 | 121.79 | -79.46 | 1000 | 1000 | -15.96 | 15.96 | 15.96 | 45.96 | 15.96
2016-01-29 04:00:00 | 0.50766 | 0.52923 | 0.22876 | 18.01 | -18.01 | 18.01 | 123.84 | -81.51 | 1000 | 1000 | -18.01 | 18.01 | 18.01 | 44.97 | 18.01
2016-01-29 05:00:00 | 0.52053 | 0.54154 | 0.26928 | 26 | -26 | 26 | 131.83 | -89.5 | 1000 | 1000 | -26 | 26 | 26 | 44.18 | 26
2016-01-29 06:00:00 | 0.50444 | 0.52615 | 0.46874 | 34.89 | -34.89 | 34.89 | 140.72 | -98.39 | 1000 | 1000 | -34.89 | 34.89 | 34.89 | 45.16 | 34.89
2016-01-29 07:00:00 | 0.48835 | 0.51077 | 0.67301 | 36.06 | -36.06 | 36.06 | 141.89 | -99.56 | 1000 | 1000 | -36.06 | 36.06 | 36.06 | 47.46 | 36.06
2016-01-29 08:00:00 | 0.48835 | 0.51077 | 0.76549 | 34.94 | -34.94 | 34.94 | 140.77 | -98.44 | 1000 | 1000 | -34.94 | 34.94 | 34.94 | 51.27 | 34.94
2016-01-29 09:00:00 | 0.47226 | 0.49538 | 0.7631 | 29.91 | -29.91 | 29.91 | 135.74 | -93.41 | 1000 | 1000 | -29.91 | 29.91 | 29.91 | 55.39 | 29.91
2016-01-29 10:00:00 | 0.45617 | 0.48 | 0.73645 | 25.43 | -25.43 | 25.43 | 131.26 | -88.93 | 1000 | 1000 | -25.43 | 25.43 | 25.43 | 59.32 | 25.43
2016-01-29 11:00:00 | 0.44008 | 0.46462 | 0.75244 | 21.83 | -21.83 | 21.83 | 127.66 | -85.33 | 1000 | 1000 | -21.83 | 21.83 | 21.83 | 60.45 | 21.83
2016-01-29 12:00:00 | 0.4079 | 0.43385 | 0.78569 | 20.03 | -20.03 | 20.03 | 125.86 | -83.53 | 1000 | 1000 | -20.03 | 20.03 | 20.03 | 58.14 | 20.03
2016-01-29 13:00:00 | 0.38538 | 0.41231 | 0.74358 | 19.1 | -19.1 | 19.1 | 124.93 | -82.6 | 1000 | 1000 | -19.1 | 19.1 | 19.1 | 53.25 | 19.1
2016-01-29 14:00:00 | 0.37894 | 0.40615 | 0.6716 | 19.39 | -19.39 | 19.39 | 125.22 | -82.89 | 1000 | 1000 | -19.39 | 19.39 | 19.39 | 49.71 | 19.39
2016-01-29 15:00:00 | 0.36607 | 0.39385 | 0.6447 | 22.54 | -22.54 | 22.54 | 128.37 | -86.04 | 1000 | 1000 | -22.54 | 22.54 | 22.54 | 47.84 | 22.54
2016-01-29 16:00:00 | 0.33067 | 0.36 | 0.65698 | 27.43 | -27.43 | 27.43 | 133.26 | -90.93 | 1000 | 1000 | -27.43 | 27.43 | 27.43 | 47.94 | 27.43
2016-01-29 17:00:00 | 0.32745 | 0.35692 | 0.76076 | 25.99 | -25.99 | 25.99 | 131.82 | -89.49 | 1000 | 1000 | -25.99 | 25.99 | 25.99 | 59.7 | 25.99
2016-01-29 18:00:00 | 0.3178 | 0.34769 | 0.8848 | 25.18 | -25.18 | 25.18 | 131.01 | -88.68 | 1000 | 1000 | -25.18 | 25.18 | 25.18 | 64.05 | 25.18
2016-01-29 19:00:00 | 0.30171 | 0.33231 | 0.92169 | 21.11 | -21.11 | 21.11 | 126.94 | -84.61 | 1000 | 1000 | -21.11 | 21.11 | 21.11 | 62.03 | 21.11
2016-01-29 20:00:00 | 0.31136 | 0.34154 | 0.81915 | 17.08 | -17.08 | 17.08 | 122.91 | -80.58 | 1000 | 1000 | -17.08 | 17.08 | 17.08 | 55.29 | 17.08
2016-01-29 21:00:00 | 0.31136 | 0.34154 | 0.69019 | 14.6 | -14.6 | 14.6 | 120.43 | -78.1 | 1000 | 1000 | -14.6 | 14.6 | 14.6 | 48.04 | 14.6
2016-01-29 22:00:00 | 0.31458 | 0.34462 | 0.57811 | 10.29 | -10.29 | 10.29 | 116.12 | -73.79 | 1000 | 1000 | -10.29 | 10.29 | 10.29 | 49.93 | 10.29
2016-01-29 23:00:00 | 0.30815 | 0.33846 | 0.44327 | 14.08 | -14.08 | 14.08 | 119.91 | -77.58 | 1000 | 1000 | -14.08 | 14.08 | 14.08 | 48.82 | 14.08
2016-01-30 00:00:00 | 0.31458 | 0.34462 | 0.36334 | 8.4 | -8.4 | 8.4 | 114.23 | -71.9 | 1000 | 1000 | -8.4 | 8.4 | 8.4 | 47.03 | 8.4
2016-01-30 01:00:00 | 0.3178 | 0.34769 | 0.30185 | 0.79 | -0.78999 | 0.79 | 106.62 | -64.29 | 1000 | 1000 | -0.79 | 0.79 | 0.79 | 44.94 | 0.79
2016-01-30 02:00:00 | 0.31458 | 0.34462 | 0.247 | 0 | 1e-05 | 0 | 105.83 | -63.5 | 1000 | 1000 | 0 | 0 | 0 | 47.44 | 0
2016-01-30 03:00:00 | 0.32745 | 0.35692 | 0.23565 | -0.02 | 0.02001 | -0.02 | 105.81 | -63.48 | -0.02 | -0.02 | 0.02 | -0.02 | -0.02 | 45.1 | -0.02
2016-01-30 04:00:00 | 0.32102 | 0.35077 | 0.23258 | -0.04 | 0.04001 | -0.04 | 105.79 | -63.46 | -0.04 | -0.04 | 0.04 | -0.04 | -0.04 | 44.19 | -0.04
2016-01-30 05:00:00 | 0.32102 | 0.35077 | 0.24426 | -2.97 | 2.97 | -2.97 | 102.86 | -60.53 | -2.97 | -2.97 | 2.97 | -2.97 | -2.97 | 43.03 | -2.97
2016-01-30 06:00:00 | 0.32102 | 0.35077 | 0.30966 | 8.51 | -8.51 | 8.51 | 114.34 | -72.01 | 1000 | 1000 | -8.51 | 8.51 | 8.51 | 37.74 | 8.51
2016-01-30 07:00:00 | 0.3178 | 0.34769 | 0.47243 | 12.42 | -12.42 | 12.42 | 118.25 | -75.92 | 1000 | 1000 | -12.42 | 12.42 | 12.42 | 42.43 | 12.42
2016-01-30 08:00:00 | 0.32102 | 0.35077 | 0.68704 | 13.78 | -13.78 | 13.78 | 119.61 | -77.28 | 1000 | 1000 | -13.78 | 13.78 | 13.78 | 44.52 | 13.78
2016-01-30 09:00:00 | 0.33711 | 0.36615 | 0.80606 | 14.22 | -14.22 | 14.22 | 120.05 | -77.72 | 1000 | 1000 | -14.22 | 14.22 | 14.22 | 47.69 | 14.22
2016-01-30 10:00:00 | 0.34032 | 0.36923 | 0.84283 | 14.69 | -14.69 | 14.69 | 120.52 | -78.19 | 1000 | 1000 | -14.69 | 14.69 | 14.69 | 54.12 | 14.69
2016-01-30 11:00:00 | 0.33067 | 0.36 | 0.87704 | 14.27 | -14.27 | 14.27 | 120.1 | -77.77 | 1000 | 1000 | -14.27 | 14.27 | 14.27 | 57.93 | 14.27
2016-01-30 12:00:00 | 0.33067 | 0.36 | 0.91636 | 14.6 | -14.6 | 14.6 | 120.43 | -78.1 | 1000 | 1000 | -14.6 | 14.6 | 14.6 | 56.73 | 14.6
2016-01-30 13:00:00 | 0.32745 | 0.35692 | 0.88755 | 14.28 | -14.28 | 14.28 | 120.11 | -77.78 | 1000 | 1000 | -14.28 | 14.28 | 14.28 | 48.34 | 14.28
2016-01-30 14:00:00 | 0.31136 | 0.34154 | 0.79022 | 15.37 | -15.37 | 15.37 | 121.2 | -78.87 | 1000 | 1000 | -15.37 | 15.37 | 15.37 | 44.65 | 15.37
2016-01-30 15:00:00 | 0.31136 | 0.34154 | 0.71445 | 16.03 | -16.03 | 16.03 | 121.86 | -79.53 | 1000 | 1000 | -16.03 | 16.03 | 16.03 | 43.02 | 16.03
2016-01-30 16:00:00 | 0.34354 | 0.37231 | 0.70607 | 18.67 | -18.67 | 18.67 | 124.5 | -82.17 | 1000 | 1000 | -18.67 | 18.67 | 18.67 | 42.7 | 18.67
2016-01-30 17:00:00 | 0.35963 | 0.38769 | 0.8672 | 27.78 | -27.78 | 27.78 | 133.61 | -91.28 | 1000 | 1000 | -27.78 | 27.78 | 27.78 | 52.43 | 27.78
2016-01-30 18:00:00 | 0.3725 | 0.4 | 0.99703 | 22.16 | -22.16 | 22.16 | 127.99 | -85.66 | 1000 | 1000 | -22.16 | 22.16 | 22.16 | 63.35 | 22.16
2016-01-30 19:00:00 | 0.37572 | 0.40308 | 1 | 18.53 | -18.53 | 18.53 | 124.36 | -82.03 | 1000 | 1000 | -18.53 | 18.53 | 18.53 | 63.3 | 18.53
2016-01-30 20:00:00 | 0.38538 | 0.41231 | 0.83309 | 16.21 | -16.21 | 16.21 | 122.04 | -79.71 | 1000 | 1000 | -16.21 | 16.21 | 16.21 | 61.6 | 16.21
2016-01-30 21:00:00 | 0.42077 | 0.44615 | 0.66229 | 15.49 | -15.49 | 15.49 | 121.32 | -78.99 | 1000 | 1000 | -15.49 | 15.49 | 15.49 | 53.2 | 15.49
2016-01-30 22:00:00 | 0.44973 | 0.47385 | 0.60399 | 12 | -12 | 12 | 117.83 | -75.5 | 1000 | 1000 | -12 | 12 | 12 | 57.92 | 12
2016-01-30 23:00:00 | 0.47548 | 0.49846 | 0.51572 | 8.43 | -8.43 | 8.43 | 114.26 | -71.93 | 1000 | 1000 | -8.43 | 8.43 | 8.43 | 52.45 | 8.43
2016-01-31 00:00:00 | 0.50122 | 0.52308 | 0.39659 | 3.04 | -3.04 | 3.04 | 108.87 | -66.54 | 1000 | 1000 | -3.04 | 3.04 | 3.04 | 48.43 | 3.04
2016-01-31 01:00:00 | 0.48835 | 0.51077 | 0.29555 | 5.09 | -5.09 | 5.09 | 110.92 | -68.59 | 1000 | 1000 | -5.09 | 5.09 | 5.09 | 46 | 5.09
2016-01-31 02:00:00 | 0.49157 | 0.51385 | 0.24054 | 0.85 | -0.84999 | 0.85 | 106.68 | -64.35 | 1000 | 1000 | -0.85 | 0.85 | 0.85 | 44.99 | 0.85
2016-01-31 03:00:00 | 0.48513 | 0.50769 | 0.21979 | -0.27 | 0.27001 | -0.27 | 105.56 | -63.23 | -0.27 | -0.27 | 0.27 | -0.27 | -0.27 | 45.9 | -0.27
2016-01-31 04:00:00 | 0.49479 | 0.51692 | 0.20895 | 0.03 | -0.02999 | 0.03 | 105.86 | -63.53 | 1000 | 1000 | -0.03 | 0.03 | 0.03 | 44.99 | 0.03
2016-01-31 05:00:00 | 0.48513 | 0.50769 | 0.2107 | 0.08 | -0.07999 | 0.08 | 105.91 | -63.58 | 1000 | 1000 | -0.08 | 0.08 | 0.08 | 46 | 0.08
2016-01-31 06:00:00 | 0.4787 | 0.50154 | 0.22636 | 6.04 | -6.04 | 6.04 | 111.87 | -69.54 | 1000 | 1000 | -6.04 | 6.04 | 6.04 | 58.5 | 6.04
2016-01-31 07:00:00 | 0.48835 | 0.51077 | 0.26686 | 8.33 | -8.33 | 8.33 | 114.16 | -71.83 | 1000 | 1000 | -8.33 | 8.33 | 8.33 | 69.04 | 8.33
2016-01-31 08:00:00 | 0.47226 | 0.49538 | 0.42994 | 10.59 | -10.59 | 10.59 | 116.42 | -74.09 | 1000 | 1000 | -10.59 | 10.59 | 10.59 | 69.27 | 10.59
2016-01-31 09:00:00 | 0.46904 | 0.49231 | 0.65048 | 11.91 | -11.91 | 11.91 | 117.74 | -75.41 | 1000 | 1000 | -11.91 | 11.91 | 11.91 | 67.51 | 11.91
2016-01-31 10:00:00 | 0.45295 | 0.47692 | 0.81425 | 14.68 | -14.68 | 14.68 | 120.51 | -78.18 | 1000 | 1000 | -14.68 | 14.68 | 14.68 | 65.1 | 14.68
2016-01-31 11:00:00 | 0.43043 | 0.45538 | 0.94383 | 16.18 | -16.18 | 16.18 | 122.01 | -79.68 | 1000 | 1000 | -16.18 | 16.18 | 16.18 | 64.47 | 16.18
2016-01-31 12:00:00 | 0.42721 | 0.45231 | 0.96576 | 12.5 | -12.5 | 12.5 | 118.33 | -76 | 1000 | 1000 | -12.5 | 12.5 | 12.5 | 63.34 | 12.5
2016-01-31 13:00:00 | 0.42399 | 0.44923 | 0.82374 | 13.96 | -13.96 | 13.96 | 119.79 | -77.46 | 1000 | 1000 | -13.96 | 13.96 | 13.96 | 62.92 | 13.96
2016-01-31 14:00:00 | 0.42399 | 0.44923 | 0.65983 | 13.89 | -13.89 | 13.89 | 119.72 | -77.39 | 1000 | 1000 | -13.89 | 13.89 | 13.89 | 62.11 | 13.89
2016-01-31 15:00:00 | 0.41755 | 0.44308 | 0.56761 | 16.08 | -16.08 | 16.08 | 121.91 | -79.58 | 1000 | 1000 | -16.08 | 16.08 | 16.08 | 61.68 | 16.08
2016-01-31 16:00:00 | 0.45939 | 0.48308 | 0.52133 | 21.44 | -21.44 | 21.44 | 127.27 | -84.94 | 1000 | 1000 | -21.44 | 21.44 | 21.44 | 61.07 | 21.44
2016-01-31 17:00:00 | 0.45617 | 0.48 | 0.61979 | 26.28 | -26.28 | 26.28 | 132.11 | -89.78 | 1000 | 1000 | -26.28 | 26.28 | 26.28 | 67.14 | 26.28
2016-01-31 18:00:00 | 0.45295 | 0.47692 | 0.76472 | 25.48 | -25.48 | 25.48 | 131.31 | -88.98 | 1000 | 1000 | -25.48 | 25.48 | 25.48 | 113.86 | 25.48
2016-01-31 19:00:00 | 0.4433 | 0.46769 | 0.85205 | 21.34 | -21.34 | 21.34 | 127.17 | -84.84 | 1000 | 1000 | -21.34 | 21.34 | 21.34 | 82.35 | 21.34
2016-01-31 20:00:00 | 0.44973 | 0.47385 | 0.77783 | 18.04 | -18.04 | 18.04 | 123.87 | -81.54 | 1000 | 1000 | -18.04 | 18.04 | 18.04 | 64.07 | 18.04
2016-01-31 21:00:00 | 0.44008 | 0.46462 | 0.66127 | 18.79 | -18.79 | 18.79 | 124.62 | -82.29 | 1000 | 1000 | -18.79 | 18.79 | 18.79 | 61.11 | 18.79
2016-01-31 22:00:00 | 0.45295 | 0.47692 | 0.5638 | 16.45 | -16.45 | 16.45 | 122.28 | -79.95 | 1000 | 1000 | -16.45 | 16.45 | 16.45 | 60.28 | 16.45
2016-01-31 23:00:00 | 0.46582 | 0.48923 | 0.42608 | 16.31 | -16.31 | 16.31 | 122.14 | -79.81 | 1000 | 1000 | -16.31 | 16.31 | 16.31 | 52.09 | 16.31
2016-02-01 00:00:00 | 0.45617 | 0.48 | 0.31267 | 14.42 | -14.42 | 14.42 | 120.25 | -77.92 | 1000 | 1000 | -14.42 | 14.42 | 14.42 | 52.23 | 14.42
2016-02-01 01:00:00 | 0.46904 | 0.49231 | 0.2388 | 15.07 | -15.07 | 15.07 | 120.9 | -78.57 | 1000 | 1000 | -15.07 | 15.07 | 15.07 | 48.18 | 15.07
2016-02-01 02:00:00 | 0.44973 | 0.47385 | 0.2191 | 13.27 | -13.27 | 13.27 | 119.1 | -76.77 | 1000 | 1000 | -13.27 | 13.27 | 13.27 | 47.08 | 13.27
2016-02-01 03:00:00 | 0.43043 | 0.45538 | 0.21612 | 13.87 | -13.87 | 13.87 | 119.7 | -77.37 | 1000 | 1000 | -13.87 | 13.87 | 13.87 | 46.13 | 13.87
2016-02-01 04:00:00 | 0.43043 | 0.45538 | 0.22876 | 14.26 | -14.26 | 14.26 | 120.09 | -77.76 | 1000 | 1000 | -14.26 | 14.26 | 14.26 | 45.48 | 14.26
2016-02-01 05:00:00 | 0.43043 | 0.45538 | 0.26928 | 23.93 | -23.93 | 23.93 | 129.76 | -87.43 | 1000 | 1000 | -23.93 | 23.93 | 23.93 | 48.19 | 23.93
2016-02-01 06:00:00 | 0.44008 | 0.46462 | 0.46874 | 35.9 | -35.9 | 35.9 | 141.73 | -99.4 | 1000 | 1000 | -35.9 | 35.9 | 35.9 | 57.8 | 35.9
2016-02-01 07:00:00 | 0.48835 | 0.51077 | 0.67301 | 37.99 | -37.99 | 37.99 | 143.82 | -101.49 | 1000 | 1000 | -37.99 | 37.99 | 37.99 | 71.27 | 37.99
2016-02-01 08:00:00 | 0.46582 | 0.48923 | 0.76549 | 36.05 | -36.05 | 36.05 | 141.88 | -99.55 | 1000 | 1000 | -36.05 | 36.05 | 36.05 | 76.3 | 36.05
2016-02-01 09:00:00 | 0.43364 | 0.45846 | 0.7631 | 33.34 | -33.34 | 33.34 | 139.17 | -96.84 | 1000 | 1000 | -33.34 | 33.34 | 33.34 | 70.59 | 33.34
2016-02-01 10:00:00 | 0.41434 | 0.44 | 0.73645 | 29.24 | -29.24 | 29.24 | 135.07 | -92.74 | 1000 | 1000 | -29.24 | 29.24 | 29.24 | 68.58 | 29.24
2016-02-01 11:00:00 | 0.42077 | 0.44615 | 0.75244 | 24.99 | -24.99 | 24.99 | 130.82 | -88.49 | 1000 | 1000 | -24.99 | 24.99 | 24.99 | 66 | 24.99
2016-02-01 12:00:00 | 0.42077 | 0.44615 | 0.78569 | 21.96 | -21.96 | 21.96 | 127.79 | -85.46 | 1000 | 1000 | -21.96 | 21.96 | 21.96 | 62.35 | 21.96
2016-02-01 13:00:00 | 0.41112 | 0.43692 | 0.74358 | 18.34 | -18.34 | 18.34 | 124.17 | -81.84 | 1000 | 1000 | -18.34 | 18.34 | 18.34 | 61.73 | 18.34
2016-02-01 14:00:00 | 0.39825 | 0.42462 | 0.6716 | 17.97 | -17.97 | 17.97 | 123.8 | -81.47 | 1000 | 1000 | -17.97 | 17.97 | 17.97 | 61.01 | 17.97
2016-02-01 15:00:00 | 0.36929 | 0.39692 | 0.6447 | 18.24 | -18.24 | 18.24 | 124.07 | -81.74 | 1000 | 1000 | -18.24 | 18.24 | 18.24 | 60.05 | 18.24
2016-02-01 16:00:00 | 0.32745 | 0.35692 | 0.65698 | 23.37 | -23.37 | 23.37 | 129.2 | -86.87 | 1000 | 1000 | -23.37 | 23.37 | 23.37 | 60.36 | 23.37
2016-02-01 17:00:00 | 0.26953 | 0.30154 | 0.76076 | 23.95 | -23.95 | 23.95 | 129.78 | -87.45 | 1000 | 1000 | -23.95 | 23.95 | 23.95 | 65.55 | 23.95
2016-02-01 18:00:00 | 0.26309 | 0.29538 | 0.8848 | 22.65 | -22.65 | 22.65 | 128.48 | -86.15 | 1000 | 1000 | -22.65 | 22.65 | 22.65 | 69.88 | 22.65
2016-02-01 19:00:00 | 0.28884 | 0.32 | 0.92169 | 17.75 | -17.75 | 17.75 | 123.58 | -81.25 | 1000 | 1000 | -17.75 | 17.75 | 17.75 | 63.4 | 17.75
2016-02-01 20:00:00 | 0.27918 | 0.31077 | 0.81915 | 14.63 | -14.63 | 14.63 | 120.46 | -78.13 | 1000 | 1000 | -14.63 | 14.63 | 14.63 | 60.81 | 14.63
2016-02-01 21:00:00 | 0.27275 | 0.30462 | 0.69019 | 14.16 | -14.16 | 14.16 | 119.99 | -77.66 | 1000 | 1000 | -14.16 | 14.16 | 14.16 | 53.17 | 14.16
2016-02-01 22:00:00 | 0.27597 | 0.30769 | 0.57811 | 8.44 | -8.44 | 8.44 | 114.27 | -71.94 | 1000 | 1000 | -8.44 | 8.44 | 8.44 | 50.56 | 8.44
2016-02-01 23:00:00 | 0.27275 | 0.30462 | 0.44327 | 4.06 | -4.06 | 4.06 | 109.89 | -67.56 | 1000 | 1000 | -4.06 | 4.06 | 4.06 | 44.9 | 4.06
2016-02-02 00:00:00 | 0.27597 | 0.30769 | 0.31267 | 0.3 | -0.29999 | 0.3 | 106.13 | -63.8 | 1000 | 1000 | -0.3 | 0.3 | 0.3 | 47.15 | 0.3
2016-02-02 01:00:00 | 0.27597 | 0.30769 | 0.2388 | -2.66 | 2.66 | -2.66 | 103.17 | -60.84 | -2.66 | -2.66 | 2.66 | -2.66 | -2.66 | 44.14 | -2.66
2016-02-02 02:00:00 | 0.26953 | 0.30154 | 0.2191 | -1.92 | 1.92 | -1.92 | 103.91 | -61.58 | -1.92 | -1.92 | 1.92 | -1.92 | -1.92 | 43.31 | -1.92
2016-02-02 03:00:00 | 0.29206 | 0.32308 | 0.21612 | 0.09 | -0.08999 | 0.09 | 105.92 | -63.59 | 1000 | 1000 | -0.09 | 0.09 | 0.09 | 43.51 | 0.09
2016-02-02 04:00:00 | 0.29849 | 0.32923 | 0.22876 | 9.52 | -9.52 | 9.52 | 115.35 | -73.02 | 1000 | 1000 | -9.52 | 9.52 | 9.52 | 44.09 | 9.52
2016-02-02 05:00:00 | 0.29849 | 0.32923 | 0.26928 | 15.68 | -15.68 | 15.68 | 121.51 | -79.18 | 1000 | 1000 | -15.68 | 15.68 | 15.68 | 47.93 | 15.68
2016-02-02 06:00:00 | 0.30171 | 0.33231 | 0.46874 | 22.92 | -22.92 | 22.92 | 128.75 | -86.42 | 1000 | 1000 | -22.92 | 22.92 | 22.92 | 56.35 | 22.92
2016-02-02 07:00:00 | 0.31136 | 0.34154 | 0.67301 | 22.99 | -22.99 | 22.99 | 128.82 | -86.49 | 1000 | 1000 | -22.99 | 22.99 | 22.99 | 63.74 | 22.99
2016-02-02 08:00:00 | 0.29849 | 0.32923 | 0.76549 | 22.15 | -22.15 | 22.15 | 127.98 | -85.65 | 1000 | 1000 | -22.15 | 22.15 | 22.15 | 63.09 | 22.15
2016-02-02 09:00:00 | 0.30171 | 0.33231 | 0.7631 | 22.16 | -22.16 | 22.16 | 127.99 | -85.66 | 1000 | 1000 | -22.16 | 22.16 | 22.16 | 63.06 | 22.16
2016-02-02 10:00:00 | 0.27918 | 0.31077 | 0.73645 | 22.53 | -22.53 | 22.53 | 128.36 | -86.03 | 1000 | 1000 | -22.53 | 22.53 | 22.53 | 63.47 | 22.53
2016-02-02 11:00:00 | 0.25022 | 0.28308 | 0.75244 | 22.08 | -22.08 | 22.08 | 127.91 | -85.58 | 1000 | 1000 | -22.08 | 22.08 | 22.08 | 64.52 | 22.08
2016-02-02 12:00:00 | 0.25988 | 0.29231 | 0.78569 | 22.09 | -22.09 | 22.09 | 127.92 | -85.59 | 1000 | 1000 | -22.09 | 22.09 | 22.09 | 63.03 | 22.09
2016-02-02 13:00:00 | 0.25988 | 0.29231 | 0.74358 | 22.19 | -22.19 | 22.19 | 128.02 | -85.69 | 1000 | 1000 | -22.19 | 22.19 | 22.19 | 61.25 | 22.19
2016-02-02 14:00:00 | 0.27918 | 0.31077 | 0.6716 | 23.35 | -23.35 | 23.35 | 129.18 | -86.85 | 1000 | 1000 | -23.35 | 23.35 | 23.35 | 59.44 | 23.35
2016-02-02 15:00:00 | 0.2824 | 0.31385 | 0.6447 | 23.31 | -23.31 | 23.31 | 129.14 | -86.81 | 1000 | 1000 | -23.31 | 23.31 | 23.31 | 59.41 | 23.31
2016-02-02 16:00:00 | 0.28562 | 0.31692 | 0.65698 | 28.42 | -28.42 | 28.42 | 134.25 | -91.92 | 1000 | 1000 | -28.42 | 28.42 | 28.42 | 60.68 | 28.42
2016-02-02 17:00:00 | 0.32102 | 0.35077 | 0.76076 | 29.99 | -29.99 | 29.99 | 135.82 | -93.49 | 1000 | 1000 | -29.99 | 29.99 | 29.99 | 62.28 | 29.99
2016-02-02 18:00:00 | 0.32745 | 0.35692 | 0.8848 | 24.61 | -24.61 | 24.61 | 130.44 | -88.11 | 1000 | 1000 | -24.61 | 24.61 | 24.61 | 63.98 | 24.61
2016-02-02 19:00:00 | 0.34032 | 0.36923 | 0.92169 | 22.51 | -22.51 | 22.51 | 128.34 | -86.01 | 1000 | 1000 | -22.51 | 22.51 | 22.51 | 62.25 | 22.51
2016-02-02 20:00:00 | 0.42399 | 0.44923 | 0.81915 | 17.59 | -17.59 | 17.59 | 123.42 | -81.09 | 1000 | 1000 | -17.59 | 17.59 | 17.59 | 55.09 | 17.59
2016-02-02 21:00:00 | 0.41755 | 0.44308 | 0.69019 | 14.18 | -14.18 | 14.18 | 120.01 | -77.68 | 1000 | 1000 | -14.18 | 14.18 | 14.18 | 49.86 | 14.18
2016-02-02 22:00:00 | 0.40468 | 0.43077 | 0.57811 | 9.53 | -9.53 | 9.53 | 115.36 | -73.03 | 1000 | 1000 | -9.53 | 9.53 | 9.53 | 47.74 | 9.53
2016-02-02 23:00:00 | 0.40468 | 0.43077 | 0.44327 | 13.75 | -13.75 | 13.75 | 119.58 | -77.25 | 1000 | 1000 | -13.75 | 13.75 | 13.75 | 43.85 | 13.75
2016-02-03 00:00:00 | 0.38216 | 0.40923 | 0.31267 | 11.58 | -11.58 | 11.58 | 117.41 | -75.08 | 1000 | 1000 | -11.58 | 11.58 | 11.58 | 37.77 | 11.58
2016-02-03 01:00:00 | 0.37572 | 0.40308 | 0.2388 | 8.09 | -8.09 | 8.09 | 113.92 | -71.59 | 1000 | 1000 | -8.09 | 8.09 | 8.09 | 31.66 | 8.09
2016-02-03 02:00:00 | 0.36929 | 0.39692 | 0.2191 | 6.93 | -6.93 | 6.93 | 112.76 | -70.43 | 1000 | 1000 | -6.93 | 6.93 | 6.93 | 28 | 6.93
2016-02-03 03:00:00 | 0.36285 | 0.39077 | 0.21612 | 9.04 | -9.04 | 9.04 | 114.87 | -72.54 | 1000 | 1000 | -9.04 | 9.04 | 9.04 | 25.84 | 9.04
2016-02-03 04:00:00 | 0.38859 | 0.41538 | 0.22876 | 13.74 | -13.74 | 13.74 | 119.57 | -77.24 | 1000 | 1000 | -13.74 | 13.74 | 13.74 | 37.54 | 13.74
2016-02-03 05:00:00 | 0.38216 | 0.40923 | 0.26928 | 21.41 | -21.41 | 21.41 | 127.24 | -84.91 | 1000 | 1000 | -21.41 | 21.41 | 21.41 | 42.37 | 21.41
2016-02-03 06:00:00 | 0.38538 | 0.41231 | 0.46874 | 33.25 | -33.25 | 33.25 | 139.08 | -96.75 | 1000 | 1000 | -33.25 | 33.25 | 33.25 | 45.46 | 33.25
2016-02-03 07:00:00 | 0.39825 | 0.42462 | 0.67301 | 35 | -35 | 35 | 140.83 | -98.5 | 1000 | 1000 | -35 | 35 | 35 | 59.56 | 35
2016-02-03 08:00:00 | 0.41434 | 0.44 | 0.76549 | 33.96 | -33.96 | 33.96 | 139.79 | -97.46 | 1000 | 1000 | -33.96 | 33.96 | 33.96 | 59.66 | 33.96
2016-02-03 09:00:00 | 0.41112 | 0.43692 | 0.7631 | 25.44 | -25.44 | 25.44 | 131.27 | -88.94 | 1000 | 1000 | -25.44 | 25.44 | 25.44 | 59.69 | 25.44
2016-02-03 10:00:00 | 0.39825 | 0.42462 | 0.73645 | 22.93 | -22.93 | 22.93 | 128.76 | -86.43 | 1000 | 1000 | -22.93 | 22.93 | 22.93 | 60.25 | 22.93
2016-02-03 11:00:00 | 0.39503 | 0.42154 | 0.75244 | 21.46 | -21.46 | 21.46 | 127.29 | -84.96 | 1000 | 1000 | -21.46 | 21.46 | 21.46 | 60.12 | 21.46
2016-02-03 12:00:00 | 0.37572 | 0.40308 | 0.78569 | 20.95 | -20.95 | 20.95 | 126.78 | -84.45 | 1000 | 1000 | -20.95 | 20.95 | 20.95 | 59.68 | 20.95
2016-02-03 13:00:00 | 0.37894 | 0.40615 | 0.74358 | 22.93 | -22.93 | 22.93 | 128.76 | -86.43 | 1000 | 1000 | -22.93 | 22.93 | 22.93 | 59.79 | 22.93
2016-02-03 14:00:00 | 0.38859 | 0.41538 | 0.6716 | 23.02 | -23.02 | 23.02 | 128.85 | -86.52 | 1000 | 1000 | -23.02 | 23.02 | 23.02 | 58.99 | 23.02
2016-02-03 15:00:00 | 0.40147 | 0.42769 | 0.6447 | 26.4 | -26.4 | 26.4 | 132.23 | -89.9 | 1000 | 1000 | -26.4 | 26.4 | 26.4 | 58.07 | 26.4
2016-02-03 16:00:00 | 0.39825 | 0.42462 | 0.65698 | 32.62 | -32.62 | 32.62 | 138.45 | -96.12 | 1000 | 1000 | -32.62 | 32.62 | 32.62 | 58.36 | 32.62
2016-02-03 17:00:00 | 0.42399 | 0.44923 | 0.76076 | 36.69 | -36.69 | 36.69 | 142.52 | -100.19 | 1000 | 1000 | -36.69 | 36.69 | 36.69 | 62.35 | 36.69
2016-02-03 18:00:00 | 0.42721 | 0.45231 | 0.8848 | 36.19 | -36.19 | 36.19 | 142.02 | -99.69 | 1000 | 1000 | -36.19 | 36.19 | 36.19 | 64.17 | 36.19
2016-02-03 19:00:00 | 0.42399 | 0.44923 | 0.92169 | 30.13 | -30.13 | 30.13 | 135.96 | -93.63 | 1000 | 1000 | -30.13 | 30.13 | 30.13 | 61.05 | 30.13
2016-02-03 20:00:00 | 0.4787 | 0.50154 | 0.81915 | 23.75 | -23.75 | 23.75 | 129.58 | -87.25 | 1000 | 1000 | -23.75 | 23.75 | 23.75 | 55.27 | 23.75
2016-02-03 21:00:00 | 0.47548 | 0.49846 | 0.69019 | 22.41 | -22.41 | 22.41 | 128.24 | -85.91 | 1000 | 1000 | -22.41 | 22.41 | 22.41 | 50.73 | 22.41
2016-02-03 22:00:00 | 0.46904 | 0.49231 | 0.57811 | 17.13 | -17.13 | 17.13 | 122.96 | -80.63 | 1000 | 1000 | -17.13 | 17.13 | 17.13 | 51.96 | 17.13
2016-02-03 23:00:00 | 0.45939 | 0.48308 | 0.44327 | 18.04 | -18.04 | 18.04 | 123.87 | -81.54 | 1000 | 1000 | -18.04 | 18.04 | 18.04 | 46.06 | 18.04
2016-02-04 00:00:00 | 0.46904 | 0.49231 | 0.31267 | 16.38 | -16.38 | 16.38 | 122.21 | -79.88 | 1000 | 1000 | -16.38 | 16.38 | 16.38 | 38.49 | 16.38
2016-02-04 01:00:00 | 0.48835 | 0.51077 | 0.2388 | 15.99 | -15.99 | 15.99 | 121.82 | -79.49 | 1000 | 1000 | -15.99 | 15.99 | 15.99 | 27.18 | 15.99
2016-02-04 02:00:00 | 0.48835 | 0.51077 | 0.2191 | 15.29 | -15.29 | 15.29 | 121.12 | -78.79 | 1000 | 1000 | -15.29 | 15.29 | 15.29 | 21.99 | 15.29
2016-02-04 03:00:00 | 0.50766 | 0.52923 | 0.21612 | 13.93 | -13.93 | 13.93 | 119.76 | -77.43 | 1000 | 1000 | -13.93 | 13.93 | 13.93 | 14.08 | 13.93
2016-02-04 04:00:00 | 0.50766 | 0.52923 | 0.22876 | 17.01 | -17.01 | 17.01 | 122.84 | -80.51 | 1000 | 1000 | -17.01 | 17.01 | 17.01 | 14.07 | 17.01
2016-02-04 05:00:00 | 0.51087 | 0.53231 | 0.26928 | 22.43 | -22.43 | 22.43 | 128.26 | -85.93 | 1000 | 1000 | -22.43 | 22.43 | 22.43 | 14.22 | 22.43
2016-02-04 06:00:00 | 0.49479 | 0.51692 | 0.46874 | 31.96 | -31.96 | 31.96 | 137.79 | -95.46 | 1000 | 1000 | -31.96 | 31.96 | 31.96 | 28.88 | 31.96
2016-02-04 07:00:00 | 0.48513 | 0.50769 | 0.67301 | 30.91 | -30.91 | 30.91 | 136.74 | -94.41 | 1000 | 1000 | -30.91 | 30.91 | 30.91 | 51.35 | 30.91
2016-02-04 08:00:00 | 0.47548 | 0.49846 | 0.76549 | 27.93 | -27.93 | 27.93 | 133.76 | -91.43 | 1000 | 1000 | -27.93 | 27.93 | 27.93 | 48.09 | 27.93
2016-02-04 09:00:00 | 0.47226 | 0.49538 | 0.7631 | 29.19 | -29.19 | 29.19 | 135.02 | -92.69 | 1000 | 1000 | -29.19 | 29.19 | 29.19 | 46.91 | 29.19
2016-02-04 10:00:00 | 0.46261 | 0.48615 | 0.73645 | 30.22 | -30.22 | 30.22 | 136.05 | -93.72 | 1000 | 1000 | -30.22 | 30.22 | 30.22 | 47.45 | 30.22
2016-02-04 11:00:00 | 0.4787 | 0.50154 | 0.75244 | 27.97 | -27.97 | 27.97 | 133.8 | -91.47 | 1000 | 1000 | -27.97 | 27.97 | 27.97 | 47 | 27.97
2016-02-04 12:00:00 | 0.46904 | 0.49231 | 0.78569 | 26.87 | -26.87 | 26.87 | 132.7 | -90.37 | 1000 | 1000 | -26.87 | 26.87 | 26.87 | 46.25 | 26.87
2016-02-04 13:00:00 | 0.47548 | 0.49846 | 0.74358 | 25.85 | -25.85 | 25.85 | 131.68 | -89.35 | 1000 | 1000 | -25.85 | 25.85 | 25.85 | 45.63 | 25.85
2016-02-04 14:00:00 | 0.44652 | 0.47077 | 0.6716 | 27.94 | -27.94 | 27.94 | 133.77 | -91.44 | 1000 | 1000 | -27.94 | 27.94 | 27.94 | 43.47 | 27.94
2016-02-04 15:00:00 | 0.45617 | 0.48 | 0.6447 | 27.81 | -27.81 | 27.81 | 133.64 | -91.31 | 1000 | 1000 | -27.81 | 27.81 | 27.81 | 43.38 | 27.81
2016-02-04 16:00:00 | 0.47548 | 0.49846 | 0.65698 | 35 | -35 | 35 | 140.83 | -98.5 | 1000 | 1000 | -35 | 35 | 35 | 45.24 | 35
2016-02-04 17:00:00 | 0.49157 | 0.51385 | 0.76076 | 42.18 | -42.18 | 42.18 | 148.01 | -105.68 | 1000 | 1000 | -42.18 | 42.18 | 42.18 | 55.56 | 42.18
2016-02-04 18:00:00 | 0.53018 | 0.55077 | 0.8848 | 39.01 | -39.01 | 39.01 | 144.84 | -102.51 | 1000 | 1000 | -39.01 | 39.01 | 39.01 | 57.98 | 39.01
2016-02-04 19:00:00 | 0.52053 | 0.54154 | 0.92169 | 32.04 | -32.04 | 32.04 | 137.87 | -95.54 | 1000 | 1000 | -32.04 | 32.04 | 32.04 | 48.71 | 32.04
2016-02-04 20:00:00 | 0.52696 | 0.54769 | 0.81915 | 26.96 | -26.96 | 26.96 | 132.79 | -90.46 | 1000 | 1000 | -26.96 | 26.96 | 26.96 | 26.15 | 26.96
2016-02-04 21:00:00 | 0.54627 | 0.56615 | 0.69019 | 27.83 | -27.83 | 27.83 | 133.66 | -91.33 | 1000 | 1000 | -27.83 | 27.83 | 27.83 | 20.48 | 27.83
2016-02-04 22:00:00 | 0.5334 | 0.55385 | 0.57811 | 23.98 | -23.98 | 23.98 | 129.81 | -87.48 | 1000 | 1000 | -23.98 | 23.98 | 23.98 | 21.79 | 23.98
2016-02-04 23:00:00 | 0.53662 | 0.55692 | 0.44327 | 24.61 | -24.61 | 24.61 | 130.44 | -88.11 | 1000 | 1000 | -24.61 | 24.61 | 24.61 | -36.82 | 24.61
2016-02-05 00:00:00 | 0.55914 | 0.57846 | 0.31267 | 23 | -23 | 23 | 128.83 | -86.5 | 1000 | 1000 | -23 | 23 | 23 | 20.03 | 23
2016-02-05 01:00:00 | 0.55593 | 0.57538 | 0.2388 | 22.22 | -22.22 | 22.22 | 128.05 | -85.72 | 1000 | 1000 | -22.22 | 22.22 | 22.22 | 15.12 | 22.22
2016-02-05 02:00:00 | 0.5688 | 0.58769 | 0.2191 | 20.1 | -20.1 | 20.1 | 125.93 | -83.6 | 1000 | 1000 | -20.1 | 20.1 | 20.1 | 0 | 20.1
2016-02-05 03:00:00 | 0.57523 | 0.59385 | 0.21612 | 21.18 | -21.18 | 21.18 | 127.01 | -84.68 | 1000 | 1000 | -21.18 | 21.18 | 21.18 | -0.1 | 21.18
2016-02-05 04:00:00 | 0.58489 | 0.60308 | 0.22876 | 21.18 | -21.18 | 21.18 | 127.01 | -84.68 | 1000 | 1000 | -21.18 | 21.18 | 21.18 | 0.04 | 21.18
2016-02-05 05:00:00 | 0.59132 | 0.60923 | 0.26928 | 25.97 | -25.97 | 25.97 | 131.8 | -89.47 | 1000 | 1000 | -25.97 | 25.97 | 25.97 | -0.07 | 25.97
2016-02-05 06:00:00 | 0.60419 | 0.62154 | 0.46874 | 33.92 | -33.92 | 33.92 | 139.75 | -97.42 | 1000 | 1000 | -33.92 | 33.92 | 33.92 | -9.3 | 33.92
2016-02-05 07:00:00 | 0.59454 | 0.61231 | 0.67301 | 37.48 | -37.48 | 37.48 | 143.31 | -100.98 | 1000 | 1000 | -37.48 | 37.48 | 37.48 | 0.08 | 37.48
2016-02-05 08:00:00 | 0.56558 | 0.58462 | 0.76549 | 35.25 | -35.25 | 35.25 | 141.08 | -98.75 | 1000 | 1000 | -35.25 | 35.25 | 35.25 | 16.9 | 35.25
2016-02-05 09:00:00 | 0.54627 | 0.56615 | 0.7631 | 36.5 | -36.5 | 36.5 | 142.33 | -100 | 1000 | 1000 | -36.5 | 36.5 | 36.5 | 22.96 | 36.5
2016-02-05 10:00:00 | 0.53018 | 0.55077 | 0.73645 | 35.94 | -35.94 | 35.94 | 141.77 | -99.44 | 1000 | 1000 | -35.94 | 35.94 | 35.94 | 23.61 | 35.94
2016-02-05 11:00:00 | 0.50766 | 0.52923 | 0.75244 | 34.36 | -34.36 | 34.36 | 140.19 | -97.86 | 1000 | 1000 | -34.36 | 34.36 | 34.36 | 23.67 | 34.36
2016-02-05 12:00:00 | 0.46904 | 0.49231 | 0.78569 | 31.95 | -31.95 | 31.95 | 137.78 | -95.45 | 1000 | 1000 | -31.95 | 31.95 | 31.95 | 22.99 | 31.95
2016-02-05 13:00:00 | 0.44652 | 0.47077 | 0.74358 | 27.74 | -27.74 | 27.74 | 133.57 | -91.24 | 1000 | 1000 | -27.74 | 27.74 | 27.74 | 20.53 | 27.74
2016-02-05 14:00:00 | 0.43686 | 0.46154 | 0.6716 | 25.33 | -25.33 | 25.33 | 131.16 | -88.83 | 1000 | 1000 | -25.33 | 25.33 | 25.33 | 17.37 | 25.33
2016-02-05 15:00:00 | 0.4433 | 0.46769 | 0.6447 | 24.78 | -24.78 | 24.78 | 130.61 | -88.28 | 1000 | 1000 | -24.78 | 24.78 | 24.78 | 19.99 | 24.78
2016-02-05 16:00:00 | 0.44652 | 0.47077 | 0.65698 | 29.96 | -29.96 | 29.96 | 135.79 | -93.46 | 1000 | 1000 | -29.96 | 29.96 | 29.96 | 25.57 | 29.96
2016-02-05 17:00:00 | 0.45939 | 0.48308 | 0.76076 | 33.09 | -33.09 | 33.09 | 138.92 | -96.59 | 1000 | 1000 | -33.09 | 33.09 | 33.09 | 59.03 | 33.09
2016-02-05 18:00:00 | 0.46582 | 0.48923 | 0.8848 | 28.01 | -28.01 | 28.01 | 133.84 | -91.51 | 1000 | 1000 | -28.01 | 28.01 | 28.01 | 61.62 | 28.01
2016-02-05 19:00:00 | 0.46904 | 0.49231 | 0.92169 | 25.7 | -25.7 | 25.7 | 131.53 | -89.2 | 1000 | 1000 | -25.7 | 25.7 | 25.7 | 59.18 | 25.7
2016-02-05 20:00:00 | 0.45617 | 0.48 | 0.81915 | 23.12 | -23.12 | 23.12 | 128.95 | -86.62 | 1000 | 1000 | -23.12 | 23.12 | 23.12 | 50.7 | 23.12
2016-02-05 21:00:00 | 0.44652 | 0.47077 | 0.69019 | 24.55 | -24.55 | 24.55 | 130.38 | -88.05 | 1000 | 1000 | -24.55 | 24.55 | 24.55 | 36.84 | 24.55
2016-02-05 22:00:00 | 0.42721 | 0.45231 | 0.57811 | 22.71 | -22.71 | 22.71 | 128.54 | -86.21 | 1000 | 1000 | -22.71 | 22.71 | 22.71 | 45 | 22.71
2016-02-05 23:00:00 | 0.41434 | 0.44 | 0.44327 | 18.18 | -18.18 | 18.18 | 124.01 | -81.68 | 1000 | 1000 | -18.18 | 18.18 | 18.18 | 21.58 | 18.18
2016-02-06 00:00:00 | 0.40468 | 0.43077 | 0.36334 | 15.55 | -15.55 | 15.55 | 121.38 | -79.05 | 1000 | 1000 | -15.55 | 15.55 | 15.55 | 40.09 | 15.55
2016-02-06 01:00:00 | 0.40147 | 0.42769 | 0.30185 | 16.01 | -16.01 | 16.01 | 121.84 | -79.51 | 1000 | 1000 | -16.01 | 16.01 | 16.01 | 25.6 | 16.01
2016-02-06 02:00:00 | 0.39825 | 0.42462 | 0.247 | 14.33 | -14.33 | 14.33 | 120.16 | -77.83 | 1000 | 1000 | -14.33 | 14.33 | 14.33 | 22.24 | 14.33
2016-02-06 03:00:00 | 0.39181 | 0.41846 | 0.23565 | 13.78 | -13.78 | 13.78 | 119.61 | -77.28 | 1000 | 1000 | -13.78 | 13.78 | 13.78 | 19.15 | 13.78
2016-02-06 04:00:00 | 0.38216 | 0.40923 | 0.23258 | 13.98 | -13.98 | 13.98 | 119.81 | -77.48 | 1000 | 1000 | -13.98 | 13.98 | 13.98 | 19.14 | 13.98
2016-02-06 05:00:00 | 0.37894 | 0.40615 | 0.24426 | 15.05 | -15.05 | 15.05 | 120.88 | -78.55 | 1000 | 1000 | -15.05 | 15.05 | 15.05 | 19.12 | 15.05
2016-02-06 06:00:00 | 0.37894 | 0.40615 | 0.30966 | 16.08 | -16.08 | 16.08 | 121.91 | -79.58 | 1000 | 1000 | -16.08 | 16.08 | 16.08 | 15.58 | 16.08
2016-02-06 07:00:00 | 0.37572 | 0.40308 | 0.47243 | 18.02 | -18.02 | 18.02 | 123.85 | -81.52 | 1000 | 1000 | -18.02 | 18.02 | 18.02 | 15.97 | 18.02
2016-02-06 08:00:00 | 0.36285 | 0.39077 | 0.68704 | 19.34 | -19.34 | 19.34 | 125.17 | -82.84 | 1000 | 1000 | -19.34 | 19.34 | 19.34 | 21.58 | 19.34
2016-02-06 09:00:00 | 0.34676 | 0.37538 | 0.80606 | 17.1 | -17.1 | 17.1 | 122.93 | -80.6 | 1000 | 1000 | -17.1 | 17.1 | 17.1 | 41.52 | 17.1
2016-02-06 10:00:00 | 0.32745 | 0.35692 | 0.84283 | 16.5 | -16.5 | 16.5 | 122.33 | -80 | 1000 | 1000 | -16.5 | 16.5 | 16.5 | 46.68 | 16.5
2016-02-06 11:00:00 | 0.31458 | 0.34462 | 0.87704 | 16.09 | -16.09 | 16.09 | 121.92 | -79.59 | 1000 | 1000 | -16.09 | 16.09 | 16.09 | 48.78 | 16.09
2016-02-06 12:00:00 | 0.32102 | 0.35077 | 0.91636 | 15.11 | -15.11 | 15.11 | 120.94 | -78.61 | 1000 | 1000 | -15.11 | 15.11 | 15.11 | 47.7 | 15.11
2016-02-06 13:00:00 | 0.3178 | 0.34769 | 0.88755 | 13.99 | -13.99 | 13.99 | 119.82 | -77.49 | 1000 | 1000 | -13.99 | 13.99 | 13.99 | 41.09 | 13.99
2016-02-06 14:00:00 | 0.31136 | 0.34154 | 0.79022 | 15.29 | -15.29 | 15.29 | 121.12 | -78.79 | 1000 | 1000 | -15.29 | 15.29 | 15.29 | 23.78 | 15.29
2016-02-06 15:00:00 | 0.30815 | 0.33846 | 0.71445 | 17.01 | -17.01 | 17.01 | 122.84 | -80.51 | 1000 | 1000 | -17.01 | 17.01 | 17.01 | 20.19 | 17.01
2016-02-06 16:00:00 | 0.39181 | 0.41846 | 0.70607 | 19.97 | -19.97 | 19.97 | 125.8 | -83.47 | 1000 | 1000 | -19.97 | 19.97 | 19.97 | 23.11 | 19.97
2016-02-06 17:00:00 | 0.38538 | 0.41231 | 0.8672 | 23.15 | -23.15 | 23.15 | 128.98 | -86.65 | 1000 | 1000 | -23.15 | 23.15 | 23.15 | 43.3 | 23.15
2016-02-06 18:00:00 | 0.35963 | 0.38769 | 0.99703 | 21.02 | -21.02 | 21.02 | 126.85 | -84.52 | 1000 | 1000 | -21.02 | 21.02 | 21.02 | 58.05 | 21.02
2016-02-06 19:00:00 | 0.39181 | 0.41846 | 1 | 16.07 | -16.07 | 16.07 | 121.9 | -79.57 | 1000 | 1000 | -16.07 | 16.07 | 16.07 | 59.73 | 16.07
2016-02-06 20:00:00 | 0.35641 | 0.38462 | 0.83309 | 12.71 | -12.71 | 12.71 | 118.54 | -76.21 | 1000 | 1000 | -12.71 | 12.71 | 12.71 | 53.55 | 12.71
2016-02-06 21:00:00 | 0.37894 | 0.40615 | 0.66229 | 15.04 | -15.04 | 15.04 | 120.87 | -78.54 | 1000 | 1000 | -15.04 | 15.04 | 15.04 | 42.88 | 15.04
2016-02-06 22:00:00 | 0.38538 | 0.41231 | 0.60399 | 11.74 | -11.74 | 11.74 | 117.57 | -75.24 | 1000 | 1000 | -11.74 | 11.74 | 11.74 | 42.81 | 11.74
2016-02-06 23:00:00 | 0.39181 | 0.41846 | 0.51572 | 5.01 | -5.01 | 5.01 | 110.84 | -68.51 | 1000 | 1000 | -5.01 | 5.01 | 5.01 | 20.37 | 5.01
2016-02-07 00:00:00 | 0.43043 | 0.45538 | 0.39659 | 5.98 | -5.98 | 5.98 | 111.81 | -69.48 | 1000 | 1000 | -5.98 | 5.98 | 5.98 | 3.94 | 5.98
2016-02-07 01:00:00 | 0.44973 | 0.47385 | 0.29555 | 5.62 | -5.62 | 5.62 | 111.45 | -69.12 | 1000 | 1000 | -5.62 | 5.62 | 5.62 | 3.67 | 5.62
2016-02-07 02:00:00 | 0.45939 | 0.48308 | 0.24054 | 3.05 | -3.05 | 3.05 | 108.88 | -66.55 | 1000 | 1000 | -3.05 | 3.05 | 3.05 | 5.22 | 3.05
2016-02-07 03:00:00 | 0.47226 | 0.49538 | 0.21979 | 0.93 | -0.92999 | 0.93 | 106.76 | -64.43 | 1000 | 1000 | -0.93 | 0.93 | 0.93 | 18.4 | 0.93
2016-02-07 04:00:00 | 0.46261 | 0.48615 | 0.20895 | 0.08 | -0.07999 | 0.08 | 105.91 | -63.58 | 1000 | 1000 | -0.08 | 0.08 | 0.08 | 25.09 | 0.08
2016-02-07 05:00:00 | 0.49479 | 0.51692 | 0.2107 | -0.92 | 0.92001 | -0.92 | 104.91 | -62.58 | -0.92 | -0.92 | 0.92 | -0.92 | -0.92 | 35.13 | -0.92
2016-02-07 06:00:00 | 0.4787 | 0.50154 | 0.22636 | 1.13 | -1.13 | 1.13 | 106.96 | -64.63 | 1000 | 1000 | -1.13 | 1.13 | 1.13 | 56.33 | 1.13
2016-02-07 07:00:00 | 0.46904 | 0.49231 | 0.26686 | 5.74 | -5.74 | 5.74 | 111.57 | -69.24 | 1000 | 1000 | -5.74 | 5.74 | 5.74 | 66.03 | 5.74
2016-02-07 08:00:00 | 0.4433 | 0.46769 | 0.42994 | 8.01 | -8.01 | 8.01 | 113.84 | -71.51 | 1000 | 1000 | -8.01 | 8.01 | 8.01 | 65.6 | 8.01
2016-02-07 09:00:00 | 0.40147 | 0.42769 | 0.65048 | 12.92 | -12.92 | 12.92 | 118.75 | -76.42 | 1000 | 1000 | -12.92 | 12.92 | 12.92 | 63.01 | 12.92
2016-02-07 10:00:00 | 0.36285 | 0.39077 | 0.81425 | 13.79 | -13.79 | 13.79 | 119.62 | -77.29 | 1000 | 1000 | -13.79 | 13.79 | 13.79 | 59.96 | 13.79
2016-02-07 11:00:00 | 0.30815 | 0.33846 | 0.94383 | 13.84 | -13.84 | 13.84 | 119.67 | -77.34 | 1000 | 1000 | -13.84 | 13.84 | 13.84 | 56.89 | 13.84
2016-02-07 12:00:00 | 0.27597 | 0.30769 | 0.96576 | 12.19 | -12.19 | 12.19 | 118.02 | -75.69 | 1000 | 1000 | -12.19 | 12.19 | 12.19 | 55.62 | 12.19
2016-02-07 13:00:00 | 0.26309 | 0.29538 | 0.82374 | 11.76 | -11.76 | 11.76 | 117.59 | -75.26 | 1000 | 1000 | -11.76 | 11.76 | 11.76 | 51.91 | 11.76
2016-02-07 14:00:00 | 0.25344 | 0.28615 | 0.65983 | 10.01 | -10.01 | 10.01 | 115.84 | -73.51 | 1000 | 1000 | -10.01 | 10.01 | 10.01 | 46.5 | 10.01
2016-02-07 15:00:00 | 0.29527 | 0.32615 | 0.56761 | 13.32 | -13.32 | 13.32 | 119.15 | -76.82 | 1000 | 1000 | -13.32 | 13.32 | 13.32 | 45.89 | 13.32
2016-02-07 16:00:00 | 0.33389 | 0.36308 | 0.52133 | 16.64 | -16.64 | 16.64 | 122.47 | -80.14 | 1000 | 1000 | -16.64 | 16.64 | 16.64 | 46.32 | 16.64
2016-02-07 17:00:00 | 0.34354 | 0.37231 | 0.61979 | 22.17 | -22.17 | 22.17 | 128 | -85.67 | 1000 | 1000 | -22.17 | 22.17 | 22.17 | 52.55 | 22.17
2016-02-07 18:00:00 | 0.3532 | 0.38154 | 0.76472 | 17.28 | -17.28 | 17.28 | 123.11 | -80.78 | 1000 | 1000 | -17.28 | 17.28 | 17.28 | 57.92 | 17.28
2016-02-07 19:00:00 | 0.37894 | 0.40615 | 0.85205 | 17.88 | -17.88 | 17.88 | 123.71 | -81.38 | 1000 | 1000 | -17.88 | 17.88 | 17.88 | 47.85 | 17.88
2016-02-07 20:00:00 | 0.3532 | 0.38154 | 0.77783 | 13.79 | -13.79 | 13.79 | 119.62 | -77.29 | 1000 | 1000 | -13.79 | 13.79 | 13.79 | 43.18 | 13.79
2016-02-07 21:00:00 | 0.36929 | 0.39692 | 0.66127 | 15.04 | -15.04 | 15.04 | 120.87 | -78.54 | 1000 | 1000 | -15.04 | 15.04 | 15.04 | 40.06 | 15.04
2016-02-07 22:00:00 | 0.38538 | 0.41231 | 0.5638 | 9.29 | -9.29 | 9.29 | 115.12 | -72.79 | 1000 | 1000 | -9.29 | 9.29 | 9.29 | 40.07 | 9.29
2016-02-07 23:00:00 | 0.39825 | 0.42462 | 0.42608 | 10.02 | -10.02 | 10.02 | 115.85 | -73.52 | 1000 | 1000 | -10.02 | 10.02 | 10.02 | 21.52 | 10.02
2016-02-08 00:00:00 | 0.39181 | 0.41846 | 0.31267 | 7.99 | -7.99 | 7.99 | 113.82 | -71.49 | 1000 | 1000 | -7.99 | 7.99 | 7.99 | 21.51 | 7.99
2016-02-08 01:00:00 | 0.41112 | 0.43692 | 0.2388 | 5.24 | -5.24 | 5.24 | 111.07 | -68.74 | 1000 | 1000 | -5.24 | 5.24 | 5.24 | 18.87 | 5.24
2016-02-08 02:00:00 | 0.42077 | 0.44615 | 0.2191 | 1.16 | -1.16 | 1.16 | 106.99 | -64.66 | 1000 | 1000 | -1.16 | 1.16 | 1.16 | 20.42 | 1.16
2016-02-08 03:00:00 | 0.42077 | 0.44615 | 0.21612 | 1.4 | -1.4 | 1.4 | 107.23 | -64.9 | 1000 | 1000 | -1.4 | 1.4 | 1.4 | 31.48 | 1.4
2016-02-08 04:00:00 | 0.43043 | 0.45538 | 0.22876 | 7.32 | -7.32 | 7.32 | 113.15 | -70.82 | 1000 | 1000 | -7.32 | 7.32 | 7.32 | 40.01 | 7.32
2016-02-08 05:00:00 | 0.41434 | 0.44 | 0.26928 | 12.32 | -12.32 | 12.32 | 118.15 | -75.82 | 1000 | 1000 | -12.32 | 12.32 | 12.32 | 46.15 | 12.32
2016-02-08 06:00:00 | 0.40468 | 0.43077 | 0.46874 | 16.17 | -16.17 | 16.17 | 122 | -79.67 | 1000 | 1000 | -16.17 | 16.17 | 16.17 | 51.46 | 16.17
2016-02-08 07:00:00 | 0.39825 | 0.42462 | 0.67301 | 16.55 | -16.55 | 16.55 | 122.38 | -80.05 | 1000 | 1000 | -16.55 | 16.55 | 16.55 | 61.19 | 16.55
2016-02-08 08:00:00 | 0.3725 | 0.4 | 0.76549 | 16.41 | -16.41 | 16.41 | 122.24 | -79.91 | 1000 | 1000 | -16.41 | 16.41 | 16.41 | 60.14 | 16.41
2016-02-08 09:00:00 | 0.35963 | 0.38769 | 0.7631 | 16.56 | -16.56 | 16.56 | 122.39 | -80.06 | 1000 | 1000 | -16.56 | 16.56 | 16.56 | 57.93 | 16.56
2016-02-08 10:00:00 | 0.33389 | 0.36308 | 0.73645 | 16.61 | -16.61 | 16.61 | 122.44 | -80.11 | 1000 | 1000 | -16.61 | 16.61 | 16.61 | 54.8 | 16.61
2016-02-08 11:00:00 | 0.33711 | 0.36615 | 0.75244 | 16.35 | -16.35 | 16.35 | 122.18 | -79.85 | 1000 | 1000 | -16.35 | 16.35 | 16.35 | 54.59 | 16.35
2016-02-08 12:00:00 | 0.31458 | 0.34462 | 0.78569 | 16.1 | -16.1 | 16.1 | 121.93 | -79.6 | 1000 | 1000 | -16.1 | 16.1 | 16.1 | 54.72 | 16.1
2016-02-08 13:00:00 | 0.34676 | 0.37538 | 0.74358 | 16.15 | -16.15 | 16.15 | 121.98 | -79.65 | 1000 | 1000 | -16.15 | 16.15 | 16.15 | 54.29 | 16.15
2016-02-08 14:00:00 | 0.33067 | 0.36 | 0.6716 | 16.35 | -16.35 | 16.35 | 122.18 | -79.85 | 1000 | 1000 | -16.35 | 16.35 | 16.35 | 53.73 | 16.35
2016-02-08 15:00:00 | 0.31136 | 0.34154 | 0.6447 | 15.94 | -15.94 | 15.94 | 121.77 | -79.44 | 1000 | 1000 | -15.94 | 15.94 | 15.94 | 51.94 | 15.94
2016-02-08 16:00:00 | 0.31136 | 0.34154 | 0.65698 | 20.88 | -20.88 | 20.88 | 126.71 | -84.38 | 1000 | 1000 | -20.88 | 20.88 | 20.88 | 57.15 | 20.88
2016-02-08 17:00:00 | 0.3178 | 0.34769 | 0.76076 | 27.26 | -27.26 | 27.26 | 133.09 | -90.76 | 1000 | 1000 | -27.26 | 27.26 | 27.26 | 62.96 | 27.26
2016-02-08 18:00:00 | 0.31458 | 0.34462 | 0.8848 | 21.02 | -21.02 | 21.02 | 126.85 | -84.52 | 1000 | 1000 | -21.02 | 21.02 | 21.02 | 69.78 | 21.02
2016-02-08 19:00:00 | 0.31458 | 0.34462 | 0.92169 | 15.24 | -15.24 | 15.24 | 121.07 | -78.74 | 1000 | 1000 | -15.24 | 15.24 | 15.24 | 65.94 | 15.24
2016-02-08 20:00:00 | 0.37572 | 0.40308 | 0.81915 | 12.52 | -12.52 | 12.52 | 118.35 | -76.02 | 1000 | 1000 | -12.52 | 12.52 | 12.52 | 60.21 | 12.52
2016-02-08 21:00:00 | 0.37572 | 0.40308 | 0.69019 | 12.11 | -12.11 | 12.11 | 117.94 | -75.61 | 1000 | 1000 | -12.11 | 12.11 | 12.11 | 52.06 | 12.11
2016-02-08 22:00:00 | 0.36929 | 0.39692 | 0.57811 | 9.72 | -9.72 | 9.72 | 115.55 | -73.22 | 1000 | 1000 | -9.72 | 9.72 | 9.72 | 53.77 | 9.72
2016-02-08 23:00:00 | 0.36285 | 0.39077 | 0.44327 | -19.94 | 19.94 | -19.94 | 85.89 | -43.56 | -19.94 | -19.94 | 19.94 | -19.94 | -19.94 | 48.26 | -19.94
2016-02-09 00:00:00 | 0.34998 | 0.37846 | 0.31267 | -12.34 | 12.34 | -12.34 | 93.49 | -51.16 | -12.34 | -12.34 | 12.34 | -12.34 | -12.34 | 43.92 | -12.34
2016-02-09 01:00:00 | 0.34354 | 0.37231 | 0.2388 | -19.95 | 19.95 | -19.95 | 85.88 | -43.55 | -19.95 | -19.95 | 19.95 | -19.95 | -19.95 | 43.35 | -19.95
2016-02-09 02:00:00 | 0.36607 | 0.39385 | 0.2191 | -19.3 | 19.3 | -19.3 | 86.53 | -44.2 | -19.3 | -19.3 | 19.3 | -19.3 | -19.3 | 40.94 | -19.3
2016-02-09 03:00:00 | 0.3725 | 0.4 | 0.21612 | -5.52 | 5.52 | -5.52 | 100.31 | -57.98 | -5.52 | -5.52 | 5.52 | -5.52 | -5.52 | 39.5 | -5.52
2016-02-09 04:00:00 | 0.39181 | 0.41846 | 0.22876 | 2.79 | -2.79 | 2.79 | 108.62 | -66.29 | 1000 | 1000 | -2.79 | 2.79 | 2.79 | 39.48 | 2.79
2016-02-09 05:00:00 | 0.38216 | 0.40923 | 0.26928 | 16.98 | -16.98 | 16.98 | 122.81 | -80.48 | 1000 | 1000 | -16.98 | 16.98 | 16.98 | 44.29 | 16.98
2016-02-09 06:00:00 | 0.37894 | 0.40615 | 0.46874 | 19.75 | -19.75 | 19.75 | 125.58 | -83.25 | 1000 | 1000 | -19.75 | 19.75 | 19.75 | 50.09 | 19.75
2016-02-09 07:00:00 | 0.36607 | 0.39385 | 0.67301 | 23.43 | -23.43 | 23.43 | 129.26 | -86.93 | 1000 | 1000 | -23.43 | 23.43 | 23.43 | 64.4 | 23.43
2016-02-09 08:00:00 | 0.33711 | 0.36615 | 0.76549 | 20.99 | -20.99 | 20.99 | 126.82 | -84.49 | 1000 | 1000 | -20.99 | 20.99 | 20.99 | 67.11 | 20.99
2016-02-09 09:00:00 | 0.34032 | 0.36923 | 0.7631 | 23.9 | -23.9 | 23.9 | 129.73 | -87.4 | 1000 | 1000 | -23.9 | 23.9 | 23.9 | 66.04 | 23.9
2016-02-09 10:00:00 | 0.32745 | 0.35692 | 0.73645 | 24.93 | -24.93 | 24.93 | 130.76 | -88.43 | 1000 | 1000 | -24.93 | 24.93 | 24.93 | 65.87 | 24.93
2016-02-09 11:00:00 | 0.32745 | 0.35692 | 0.75244 | 27.03 | -27.03 | 27.03 | 132.86 | -90.53 | 1000 | 1000 | -27.03 | 27.03 | 27.03 | 65 | 27.03
2016-02-09 12:00:00 | 0.31136 | 0.34154 | 0.78569 | 28.69 | -28.69 | 28.69 | 134.52 | -92.19 | 1000 | 1000 | -28.69 | 28.69 | 28.69 | 63.29 | 28.69
2016-02-09 13:00:00 | 0.30171 | 0.33231 | 0.74358 | 27.44 | -27.44 | 27.44 | 133.27 | -90.94 | 1000 | 1000 | -27.44 | 27.44 | 27.44 | 62.41 | 27.44
2016-02-09 14:00:00 | 0.3178 | 0.34769 | 0.6716 | 26.97 | -26.97 | 26.97 | 132.8 | -90.47 | 1000 | 1000 | -26.97 | 26.97 | 26.97 | 59.05 | 26.97
2016-02-09 15:00:00 | 0.33067 | 0.36 | 0.6447 | 27.24 | -27.24 | 27.24 | 133.07 | -90.74 | 1000 | 1000 | -27.24 | 27.24 | 27.24 | 53.83 | 27.24
2016-02-09 16:00:00 | 0.34998 | 0.37846 | 0.65698 | 31.01 | -31.01 | 31.01 | 136.84 | -94.51 | 1000 | 1000 | -31.01 | 31.01 | 31.01 | 53.62 | 31.01
2016-02-09 17:00:00 | 0.3532 | 0.38154 | 0.76076 | 39.98 | -39.98 | 39.98 | 145.81 | -103.48 | 1000 | 1000 | -39.98 | 39.98 | 39.98 | 63.28 | 39.98
2016-02-09 18:00:00 | 0.37894 | 0.40615 | 0.8848 | 34.06 | -34.06 | 34.06 | 139.89 | -97.56 | 1000 | 1000 | -34.06 | 34.06 | 34.06 | 70.29 | 34.06
2016-02-09 19:00:00 | 0.38538 | 0.41231 | 0.92169 | 28.77 | -28.77 | 28.77 | 134.6 | -92.27 | 1000 | 1000 | -28.77 | 28.77 | 28.77 | 66.58 | 28.77
2016-02-09 20:00:00 | 0.3725 | 0.4 | 0.81915 | 23.97 | -23.97 | 23.97 | 129.8 | -87.47 | 1000 | 1000 | -23.97 | 23.97 | 23.97 | 59.77 | 23.97
2016-02-09 21:00:00 | 0.35641 | 0.38462 | 0.69019 | 20.78 | -20.78 | 20.78 | 126.61 | -84.28 | 1000 | 1000 | -20.78 | 20.78 | 20.78 | 49.16 | 20.78
2016-02-09 22:00:00 | 0.33389 | 0.36308 | 0.57811 | 15.99 | -15.99 | 15.99 | 121.82 | -79.49 | 1000 | 1000 | -15.99 | 15.99 | 15.99 | 49.84 | 15.99
2016-02-09 23:00:00 | 0.32745 | 0.35692 | 0.44327 | 13.08 | -13.08 | 13.08 | 118.91 | -76.58 | 1000 | 1000 | -13.08 | 13.08 | 13.08 | 46.5 | 13.08
2016-02-10 00:00:00 | 0.29849 | 0.32923 | 0.31267 | 13.68 | -13.68 | 13.68 | 119.51 | -77.18 | 1000 | 1000 | -13.68 | 13.68 | 13.68 | 45.63 | 13.68
2016-02-10 01:00:00 | 0.39825 | 0.42462 | 0.2388 | 13.06 | -13.06 | 13.06 | 118.89 | -76.56 | 1000 | 1000 | -13.06 | 13.06 | 13.06 | 44.58 | 13.06
2016-02-10 02:00:00 | 0.44652 | 0.47077 | 0.2191 | 13.41 | -13.41 | 13.41 | 119.24 | -76.91 | 1000 | 1000 | -13.41 | 13.41 | 13.41 | 42.98 | 13.41
2016-02-10 03:00:00 | 0.46582 | 0.48923 | 0.21612 | 14.3 | -14.3 | 14.3 | 120.13 | -77.8 | 1000 | 1000 | -14.3 | 14.3 | 14.3 | 39.94 | 14.3
2016-02-10 04:00:00 | 0.47548 | 0.49846 | 0.22876 | 16.2 | -16.2 | 16.2 | 122.03 | -79.7 | 1000 | 1000 | -16.2 | 16.2 | 16.2 | 39.99 | 16.2
2016-02-10 05:00:00 | 0.45617 | 0.48 | 0.26928 | 22.8 | -22.8 | 22.8 | 128.63 | -86.3 | 1000 | 1000 | -22.8 | 22.8 | 22.8 | 44.89 | 22.8
2016-02-10 06:00:00 | 0.45617 | 0.48 | 0.46874 | 30.59 | -30.59 | 30.59 | 136.42 | -94.09 | 1000 | 1000 | -30.59 | 30.59 | 30.59 | 53.2 | 30.59
2016-02-10 07:00:00 | 0.44973 | 0.47385 | 0.67301 | 32.05 | -32.05 | 32.05 | 137.88 | -95.55 | 1000 | 1000 | -32.05 | 32.05 | 32.05 | 63.95 | 32.05
2016-02-10 08:00:00 | 0.44652 | 0.47077 | 0.76549 | 32.42 | -32.42 | 32.42 | 138.25 | -95.92 | 1000 | 1000 | -32.42 | 32.42 | 32.42 | 65.91 | 32.42
2016-02-10 09:00:00 | 0.44652 | 0.47077 | 0.7631 | 30.94 | -30.94 | 30.94 | 136.77 | -94.44 | 1000 | 1000 | -30.94 | 30.94 | 30.94 | 63.18 | 30.94
2016-02-10 10:00:00 | 0.43686 | 0.46154 | 0.73645 | 29.98 | -29.98 | 29.98 | 135.81 | -93.48 | 1000 | 1000 | -29.98 | 29.98 | 29.98 | 62.92 | 29.98
2016-02-10 11:00:00 | 0.43043 | 0.45538 | 0.75244 | 25.97 | -25.97 | 25.97 | 131.8 | -89.47 | 1000 | 1000 | -25.97 | 25.97 | 25.97 | 61.94 | 25.97
2016-02-10 12:00:00 | 0.40468 | 0.43077 | 0.78569 | 27.74 | -27.74 | 27.74 | 133.57 | -91.24 | 1000 | 1000 | -27.74 | 27.74 | 27.74 | 58.6 | 27.74
2016-02-10 13:00:00 | 0.39181 | 0.41846 | 0.74358 | 27.44 | -27.44 | 27.44 | 133.27 | -90.94 | 1000 | 1000 | -27.44 | 27.44 | 27.44 | 56.28 | 27.44
2016-02-10 14:00:00 | 0.38538 | 0.41231 | 0.6716 | 27.77 | -27.77 | 27.77 | 133.6 | -91.27 | 1000 | 1000 | -27.77 | 27.77 | 27.77 | 53.52 | 27.77
2016-02-10 15:00:00 | 0.39503 | 0.42154 | 0.6447 | 28.68 | -28.68 | 28.68 | 134.51 | -92.18 | 1000 | 1000 | -28.68 | 28.68 | 28.68 | 50.54 | 28.68
2016-02-10 16:00:00 | 0.41755 | 0.44308 | 0.65698 | 32.1 | -32.1 | 32.1 | 137.93 | -95.6 | 1000 | 1000 | -32.1 | 32.1 | 32.1 | 50.08 | 32.1
2016-02-10 17:00:00 | 0.44652 | 0.47077 | 0.76076 | 36.59 | -36.59 | 36.59 | 142.42 | -100.09 | 1000 | 1000 | -36.59 | 36.59 | 36.59 | 59.02 | 36.59
2016-02-10 18:00:00 | 0.498 | 0.52 | 0.8848 | 29.44 | -29.44 | 29.44 | 135.27 | -92.94 | 1000 | 1000 | -29.44 | 29.44 | 29.44 | 66.15 | 29.44
2016-02-10 19:00:00 | 0.49479 | 0.51692 | 0.92169 | 23.18 | -23.18 | 23.18 | 129.01 | -86.68 | 1000 | 1000 | -23.18 | 23.18 | 23.18 | 65.09 | 23.18
2016-02-10 20:00:00 | 0.49157 | 0.51385 | 0.81915 | 21.66 | -21.66 | 21.66 | 127.49 | -85.16 | 1000 | 1000 | -21.66 | 21.66 | 21.66 | 58.59 | 21.66
2016-02-10 21:00:00 | 0.51731 | 0.53846 | 0.69019 | 21.94 | -21.94 | 21.94 | 127.77 | -85.44 | 1000 | 1000 | -21.94 | 21.94 | 21.94 | 50.8 | 21.94
2016-02-10 22:00:00 | 0.52375 | 0.54462 | 0.57811 | 18.88 | -18.88 | 18.88 | 124.71 | -82.38 | 1000 | 1000 | -18.88 | 18.88 | 18.88 | 51.27 | 18.88
2016-02-10 23:00:00 | 0.51087 | 0.53231 | 0.44327 | 17.72 | -17.72 | 17.72 | 123.55 | -81.22 | 1000 | 1000 | -17.72 | 17.72 | 17.72 | 48.09 | 17.72
2016-02-11 00:00:00 | 0.49157 | 0.51385 | 0.31267 | 17.46 | -17.46 | 17.46 | 123.29 | -80.96 | 1000 | 1000 | -17.46 | 17.46 | 17.46 | 44.95 | 17.46
2016-02-11 01:00:00 | 0.4787 | 0.50154 | 0.2388 | 16.91 | -16.91 | 16.91 | 122.74 | -80.41 | 1000 | 1000 | -16.91 | 16.91 | 16.91 | 43.26 | 16.91
2016-02-11 02:00:00 | 0.46904 | 0.49231 | 0.2191 | 16.97 | -16.97 | 16.97 | 122.8 | -80.47 | 1000 | 1000 | -16.97 | 16.97 | 16.97 | 41.11 | 16.97
2016-02-11 03:00:00 | 0.45939 | 0.48308 | 0.21612 | 17.66 | -17.66 | 17.66 | 123.49 | -81.16 | 1000 | 1000 | -17.66 | 17.66 | 17.66 | 37.02 | 17.66
2016-02-11 04:00:00 | 0.44652 | 0.47077 | 0.22876 | 18.55 | -18.55 | 18.55 | 124.38 | -82.05 | 1000 | 1000 | -18.55 | 18.55 | 18.55 | 39.06 | 18.55
2016-02-11 05:00:00 | 0.43364 | 0.45846 | 0.26928 | 20.84 | -20.84 | 20.84 | 126.67 | -84.34 | 1000 | 1000 | -20.84 | 20.84 | 20.84 | 44.2 | 20.84
2016-02-11 06:00:00 | 0.43364 | 0.45846 | 0.46874 | 30.82 | -30.82 | 30.82 | 136.65 | -94.32 | 1000 | 1000 | -30.82 | 30.82 | 30.82 | 50.29 | 30.82
2016-02-11 07:00:00 | 0.44652 | 0.47077 | 0.67301 | 25.34 | -25.34 | 25.34 | 131.17 | -88.84 | 1000 | 1000 | -25.34 | 25.34 | 25.34 | 61.02 | 25.34
2016-02-11 08:00:00 | 0.4433 | 0.46769 | 0.76549 | 22.84 | -22.84 | 22.84 | 128.67 | -86.34 | 1000 | 1000 | -22.84 | 22.84 | 22.84 | 64.07 | 22.84
2016-02-11 09:00:00 | 0.43686 | 0.46154 | 0.7631 | 21.12 | -21.12 | 21.12 | 126.95 | -84.62 | 1000 | 1000 | -21.12 | 21.12 | 21.12 | 63.4 | 21.12
2016-02-11 10:00:00 | 0.43686 | 0.46154 | 0.73645 | 24.74 | -24.74 | 24.74 | 130.57 | -88.24 | 1000 | 1000 | -24.74 | 24.74 | 24.74 | 63.29 | 24.74
2016-02-11 11:00:00 | 0.43364 | 0.45846 | 0.75244 | 23.72 | -23.72 | 23.72 | 129.55 | -87.22 | 1000 | 1000 | -23.72 | 23.72 | 23.72 | 62.12 | 23.72
2016-02-11 12:00:00 | 0.44008 | 0.46462 | 0.78569 | 23.01 | -23.01 | 23.01 | 128.84 | -86.51 | 1000 | 1000 | -23.01 | 23.01 | 23.01 | 60.9 | 23.01
2016-02-11 13:00:00 | 0.44008 | 0.46462 | 0.74358 | 21.03 | -21.03 | 21.03 | 126.86 | -84.53 | 1000 | 1000 | -21.03 | 21.03 | 21.03 | 57.99 | 21.03
2016-02-11 14:00:00 | 0.44973 | 0.47385 | 0.6716 | 30 | -30 | 30 | 135.83 | -93.5 | 1000 | 1000 | -30 | 30 | 30 | 51.62 | 30
2016-02-11 15:00:00 | 0.44652 | 0.47077 | 0.6447 | 31.58 | -31.58 | 31.58 | 137.41 | -95.08 | 1000 | 1000 | -31.58 | 31.58 | 31.58 | 49.82 | 31.58
2016-02-11 16:00:00 | 0.45295 | 0.47692 | 0.65698 | 36 | -36 | 36 | 141.83 | -99.5 | 1000 | 1000 | -36 | 36 | 36 | 49.08 | 36
2016-02-11 17:00:00 | 0.45939 | 0.48308 | 0.76076 | 41.02 | -41.02 | 41.02 | 146.85 | -104.52 | 1000 | 1000 | -41.02 | 41.02 | 41.02 | 62.09 | 41.02
2016-02-11 18:00:00 | 0.46582 | 0.48923 | 0.8848 | 41.34 | -41.34 | 41.34 | 147.17 | -104.84 | 1000 | 1000 | -41.34 | 41.34 | 41.34 | 65.77 | 41.34
2016-02-11 19:00:00 | 0.46904 | 0.49231 | 0.92169 | 32.98 | -32.98 | 32.98 | 138.81 | -96.48 | 1000 | 1000 | -32.98 | 32.98 | 32.98 | 64.38 | 32.98
2016-02-11 20:00:00 | 0.46904 | 0.49231 | 0.81915 | 29.96 | -29.96 | 29.96 | 135.79 | -93.46 | 1000 | 1000 | -29.96 | 29.96 | 29.96 | 57.72 | 29.96
2016-02-11 21:00:00 | 0.47226 | 0.49538 | 0.69019 | 29.46 | -29.46 | 29.46 | 135.29 | -92.96 | 1000 | 1000 | -29.46 | 29.46 | 29.46 | 50.5 | 29.46
2016-02-11 22:00:00 | 0.47226 | 0.49538 | 0.57811 | 26.1 | -26.1 | 26.1 | 131.93 | -89.6 | 1000 | 1000 | -26.1 | 26.1 | 26.1 | 53.03 | 26.1
2016-02-11 23:00:00 | 0.49479 | 0.51692 | 0.44327 | 22.81 | -22.81 | 22.81 | 128.64 | -86.31 | 1000 | 1000 | -22.81 | 22.81 | 22.81 | 51.86 | 22.81
2016-02-12 00:00:00 | 0.50122 | 0.52308 | 0.31267 | 21.59 | -21.59 | 21.59 | 127.42 | -85.09 | 1000 | 1000 | -21.59 | 21.59 | 21.59 | 46.15 | 21.59
2016-02-12 01:00:00 | 0.50122 | 0.52308 | 0.2388 | 21.3 | -21.3 | 21.3 | 127.13 | -84.8 | 1000 | 1000 | -21.3 | 21.3 | 21.3 | 46.26 | 21.3
2016-02-12 02:00:00 | 0.5334 | 0.55385 | 0.2191 | 19.86 | -19.86 | 19.86 | 125.69 | -83.36 | 1000 | 1000 | -19.86 | 19.86 | 19.86 | 44.41 | 19.86
2016-02-12 03:00:00 | 0.53018 | 0.55077 | 0.21612 | 20.69 | -20.69 | 20.69 | 126.52 | -84.19 | 1000 | 1000 | -20.69 | 20.69 | 20.69 | 38 | 20.69
2016-02-12 04:00:00 | 0.52375 | 0.54462 | 0.22876 | 21.64 | -21.64 | 21.64 | 127.47 | -85.14 | 1000 | 1000 | -21.64 | 21.64 | 21.64 | 39.97 | 21.64
2016-02-12 05:00:00 | 0.53662 | 0.55692 | 0.26928 | 27.18 | -27.18 | 27.18 | 133.01 | -90.68 | 1000 | 1000 | -27.18 | 27.18 | 27.18 | 40.96 | 27.18
2016-02-12 06:00:00 | 0.5334 | 0.55385 | 0.46874 | 36.43 | -36.43 | 36.43 | 142.26 | -99.93 | 1000 | 1000 | -36.43 | 36.43 | 36.43 | 44.3 | 36.43
2016-02-12 07:00:00 | 0.5334 | 0.55385 | 0.67301 | 37.3 | -37.3 | 37.3 | 143.13 | -100.8 | 1000 | 1000 | -37.3 | 37.3 | 37.3 | 46.95 | 37.3
2016-02-12 08:00:00 | 0.52375 | 0.54462 | 0.76549 | 34.97 | -34.97 | 34.97 | 140.8 | -98.47 | 1000 | 1000 | -34.97 | 34.97 | 34.97 | 51.11 | 34.97
2016-02-12 09:00:00 | 0.51409 | 0.53538 | 0.7631 | 34.7 | -34.7 | 34.7 | 140.53 | -98.2 | 1000 | 1000 | -34.7 | 34.7 | 34.7 | 56.83 | 34.7
2016-02-12 10:00:00 | 0.50766 | 0.52923 | 0.73645 | 33.48 | -33.48 | 33.48 | 139.31 | -96.98 | 1000 | 1000 | -33.48 | 33.48 | 33.48 | 58.81 | 33.48
2016-02-12 11:00:00 | 0.50766 | 0.52923 | 0.75244 | 30 | -30 | 30 | 135.83 | -93.5 | 1000 | 1000 | -30 | 30 | 30 | 58.04 | 30
2016-02-12 12:00:00 | 0.4787 | 0.50154 | 0.78569 | 26.93 | -26.93 | 26.93 | 132.76 | -90.43 | 1000 | 1000 | -26.93 | 26.93 | 26.93 | 58.03 | 26.93
2016-02-12 13:00:00 | 0.45939 | 0.48308 | 0.74358 | 25.62 | -25.62 | 25.62 | 131.45 | -89.12 | 1000 | 1000 | -25.62 | 25.62 | 25.62 | 53.11 | 25.62
2016-02-12 14:00:00 | 0.43686 | 0.46154 | 0.6716 | 25 | -25 | 25 | 130.83 | -88.5 | 1000 | 1000 | -25 | 25 | 25 | 47.2 | 25
2016-02-12 15:00:00 | 0.43043 | 0.45538 | 0.6447 | 27.18 | -27.18 | 27.18 | 133.01 | -90.68 | 1000 | 1000 | -27.18 | 27.18 | 27.18 | 44.05 | 27.18
2016-02-12 16:00:00 | 0.46904 | 0.49231 | 0.65698 | 34.56 | -34.56 | 34.56 | 140.39 | -98.06 | 1000 | 1000 | -34.56 | 34.56 | 34.56 | 46.07 | 34.56
2016-02-12 17:00:00 | 0.48513 | 0.50769 | 0.76076 | 40.36 | -40.36 | 40.36 | 146.19 | -103.86 | 1000 | 1000 | -40.36 | 40.36 | 40.36 | 54.76 | 40.36
2016-02-12 18:00:00 | 0.52375 | 0.54462 | 0.8848 | 35.56 | -35.56 | 35.56 | 141.39 | -99.06 | 1000 | 1000 | -35.56 | 35.56 | 35.56 | 64.07 | 35.56
2016-02-12 19:00:00 | 0.52696 | 0.54769 | 0.92169 | 29.96 | -29.96 | 29.96 | 135.79 | -93.46 | 1000 | 1000 | -29.96 | 29.96 | 29.96 | 61.87 | 29.96
2016-02-12 20:00:00 | 0.59454 | 0.61231 | 0.81915 | 26.45 | -26.45 | 26.45 | 132.28 | -89.95 | 1000 | 1000 | -26.45 | 26.45 | 26.45 | 52.5 | 26.45
2016-02-12 21:00:00 | 0.55914 | 0.57846 | 0.69019 | 27.18 | -27.18 | 27.18 | 133.01 | -90.68 | 1000 | 1000 | -27.18 | 27.18 | 27.18 | 46.05 | 27.18
2016-02-12 22:00:00 | 0.54949 | 0.56923 | 0.57811 | 25.45 | -25.45 | 25.45 | 131.28 | -88.95 | 1000 | 1000 | -25.45 | 25.45 | 25.45 | 48.19 | 25.45
2016-02-12 23:00:00 | 0.57202 | 0.59077 | 0.44327 | 22.23 | -22.23 | 22.23 | 128.06 | -85.73 | 1000 | 1000 | -22.23 | 22.23 | 22.23 | 46 | 22.23
2016-02-13 00:00:00 | 0.60419 | 0.62154 | 0.36334 | 21.1 | -21.1 | 21.1 | 126.93 | -84.6 | 1000 | 1000 | -21.1 | 21.1 | 21.1 | 42.61 | 21.1
2016-02-13 01:00:00 | 0.60098 | 0.61846 | 0.30185 | 20.21 | -20.21 | 20.21 | 126.04 | -83.71 | 1000 | 1000 | -20.21 | 20.21 | 20.21 | 39.96 | 20.21
2016-02-13 02:00:00 | 0.56558 | 0.58462 | 0.247 | 19.94 | -19.94 | 19.94 | 125.77 | -83.44 | 1000 | 1000 | -19.94 | 19.94 | 19.94 | 38.07 | 19.94
2016-02-13 03:00:00 | 0.54627 | 0.56615 | 0.23565 | 19.9 | -19.9 | 19.9 | 125.73 | -83.4 | 1000 | 1000 | -19.9 | 19.9 | 19.9 | 35.07 | 19.9
2016-02-13 04:00:00 | 0.57202 | 0.59077 | 0.23258 | 19.98 | -19.98 | 19.98 | 125.81 | -83.48 | 1000 | 1000 | -19.98 | 19.98 | 19.98 | 28.69 | 19.98
2016-02-13 05:00:00 | 0.6235 | 0.64 | 0.24426 | 19.9 | -19.9 | 19.9 | 125.73 | -83.4 | 1000 | 1000 | -19.9 | 19.9 | 19.9 | 23.36 | 19.9
2016-02-13 06:00:00 | 0.61385 | 0.63077 | 0.30966 | 21.48 | -21.48 | 21.48 | 127.31 | -84.98 | 1000 | 1000 | -21.48 | 21.48 | 21.48 | 20.36 | 21.48
2016-02-13 07:00:00 | 0.62672 | 0.64308 | 0.47243 | 28.38 | -28.38 | 28.38 | 134.21 | -91.88 | 1000 | 1000 | -28.38 | 28.38 | 28.38 | 21.54 | 28.38
2016-02-13 08:00:00 | 0.59454 | 0.61231 | 0.68704 | 30.36 | -30.36 | 30.36 | 136.19 | -93.86 | 1000 | 1000 | -30.36 | 30.36 | 30.36 | 34.82 | 30.36
2016-02-13 09:00:00 | 0.53018 | 0.55077 | 0.80606 | 30.09 | -30.09 | 30.09 | 135.92 | -93.59 | 1000 | 1000 | -30.09 | 30.09 | 30.09 | 44.75 | 30.09
2016-02-13 10:00:00 | 0.51087 | 0.53231 | 0.84283 | 29.84 | -29.84 | 29.84 | 135.67 | -93.34 | 1000 | 1000 | -29.84 | 29.84 | 29.84 | 47.65 | 29.84
2016-02-13 11:00:00 | 0.4787 | 0.50154 | 0.87704 | 26.75 | -26.75 | 26.75 | 132.58 | -90.25 | 1000 | 1000 | -26.75 | 26.75 | 26.75 | 51.51 | 26.75
2016-02-13 12:00:00 | 0.44652 | 0.47077 | 0.91636 | 23.93 | -23.93 | 23.93 | 129.76 | -87.43 | 1000 | 1000 | -23.93 | 23.93 | 23.93 | 54.68 | 23.93
2016-02-13 13:00:00 | 0.41434 | 0.44 | 0.88755 | 21.37 | -21.37 | 21.37 | 127.2 | -84.87 | 1000 | 1000 | -21.37 | 21.37 | 21.37 | 47.07 | 21.37
2016-02-13 14:00:00 | 0.4079 | 0.43385 | 0.79022 | 21.15 | -21.15 | 21.15 | 126.98 | -84.65 | 1000 | 1000 | -21.15 | 21.15 | 21.15 | 44.05 | 21.15
2016-02-13 15:00:00 | 0.41434 | 0.44 | 0.71445 | 20.96 | -20.96 | 20.96 | 126.79 | -84.46 | 1000 | 1000 | -20.96 | 20.96 | 20.96 | 39.14 | 20.96
2016-02-13 16:00:00 | 0.53018 | 0.55077 | 0.70607 | 24.69 | -24.69 | 24.69 | 130.52 | -88.19 | 1000 | 1000 | -24.69 | 24.69 | 24.69 | 38.95 | 24.69
2016-02-13 17:00:00 | 0.57523 | 0.59385 | 0.8672 | 29.65 | -29.65 | 29.65 | 135.48 | -93.15 | 1000 | 1000 | -29.65 | 29.65 | 29.65 | 48.61 | 29.65
2016-02-13 18:00:00 | 0.58811 | 0.60615 | 0.99703 | 24.61 | -24.61 | 24.61 | 130.44 | -88.11 | 1000 | 1000 | -24.61 | 24.61 | 24.61 | 58.05 | 24.61
2016-02-13 19:00:00 | 0.58811 | 0.60615 | 1 | 19.91 | -19.91 | 19.91 | 125.74 | -83.41 | 1000 | 1000 | -19.91 | 19.91 | 19.91 | 60.2 | 19.91
2016-02-13 20:00:00 | 0.58489 | 0.60308 | 0.83309 | 18.7 | -18.7 | 18.7 | 124.53 | -82.2 | 1000 | 1000 | -18.7 | 18.7 | 18.7 | 52.92 | 18.7
2016-02-13 21:00:00 | 0.58167 | 0.6 | 0.66229 | 18.47 | -18.47 | 18.47 | 124.3 | -81.97 | 1000 | 1000 | -18.47 | 18.47 | 18.47 | 47.18 | 18.47
2016-02-13 22:00:00 | 0.57202 | 0.59077 | 0.60399 | 16.88 | -16.88 | 16.88 | 122.71 | -80.38 | 1000 | 1000 | -16.88 | 16.88 | 16.88 | 47.23 | 16.88
2016-02-13 23:00:00 | 0.56236 | 0.58154 | 0.51572 | 13.06 | -13.06 | 13.06 | 118.89 | -76.56 | 1000 | 1000 | -13.06 | 13.06 | 13.06 | 42 | 13.06
2016-02-14 00:00:00 | 0.55593 | 0.57538 | 0.39659 | 10.28 | -10.28 | 10.28 | 116.11 | -73.78 | 1000 | 1000 | -10.28 | 10.28 | 10.28 | 40.5 | 10.28
2016-02-14 01:00:00 | 0.55593 | 0.57538 | 0.29555 | 8.48 | -8.48 | 8.48 | 114.31 | -71.98 | 1000 | 1000 | -8.48 | 8.48 | 8.48 | 40.36 | 8.48
2016-02-14 02:00:00 | 0.55271 | 0.57231 | 0.24054 | 5.09 | -5.09 | 5.09 | 110.92 | -68.59 | 1000 | 1000 | -5.09 | 5.09 | 5.09 | 32.01 | 5.09
2016-02-14 03:00:00 | 0.54949 | 0.56923 | 0.21979 | 4.21 | -4.21 | 4.21 | 110.04 | -67.71 | 1000 | 1000 | -4.21 | 4.21 | 4.21 | 20.33 | 4.21
2016-02-14 04:00:00 | 0.53984 | 0.56 | 0.20895 | 4.75 | -4.75 | 4.75 | 110.58 | -68.25 | 1000 | 1000 | -4.75 | 4.75 | 4.75 | 17.26 | 4.75
2016-02-14 05:00:00 | 0.53662 | 0.55692 | 0.2107 | 5.3 | -5.3 | 5.3 | 111.13 | -68.8 | 1000 | 1000 | -5.3 | 5.3 | 5.3 | 25.06 | 5.3
2016-02-14 06:00:00 | 0.5334 | 0.55385 | 0.22636 | 8.76 | -8.76 | 8.76 | 114.59 | -72.26 | 1000 | 1000 | -8.76 | 8.76 | 8.76 | 43.39 | 8.76
2016-02-14 07:00:00 | 0.53018 | 0.55077 | 0.26686 | 11.81 | -11.81 | 11.81 | 117.64 | -75.31 | 1000 | 1000 | -11.81 | 11.81 | 11.81 | 59.46 | 11.81
2016-02-14 08:00:00 | 0.51731 | 0.53846 | 0.42994 | 15.03 | -15.03 | 15.03 | 120.86 | -78.53 | 1000 | 1000 | -15.03 | 15.03 | 15.03 | 60.97 | 15.03
2016-02-14 09:00:00 | 0.50444 | 0.52615 | 0.65048 | 17.46 | -17.46 | 17.46 | 123.29 | -80.96 | 1000 | 1000 | -17.46 | 17.46 | 17.46 | 56.74 | 17.46
2016-02-14 10:00:00 | 0.498 | 0.52 | 0.81425 | 18.01 | -18.01 | 18.01 | 123.84 | -81.51 | 1000 | 1000 | -18.01 | 18.01 | 18.01 | 51.4 | 18.01
2016-02-14 11:00:00 | 0.49157 | 0.51385 | 0.94383 | 17.69 | -17.69 | 17.69 | 123.52 | -81.19 | 1000 | 1000 | -17.69 | 17.69 | 17.69 | 49.93 | 17.69
2016-02-14 12:00:00 | 0.47548 | 0.49846 | 0.96576 | 17.34 | -17.34 | 17.34 | 123.17 | -80.84 | 1000 | 1000 | -17.34 | 17.34 | 17.34 | 48.81 | 17.34
2016-02-14 13:00:00 | 0.46582 | 0.48923 | 0.82374 | 16.27 | -16.27 | 16.27 | 122.1 | -79.77 | 1000 | 1000 | -16.27 | 16.27 | 16.27 | 46.67 | 16.27
2016-02-14 14:00:00 | 0.45295 | 0.47692 | 0.65983 | 15.13 | -15.13 | 15.13 | 120.96 | -78.63 | 1000 | 1000 | -15.13 | 15.13 | 15.13 | 48.08 | 15.13
2016-02-14 15:00:00 | 0.45617 | 0.48 | 0.56761 | 16.96 | -16.96 | 16.96 | 122.79 | -80.46 | 1000 | 1000 | -16.96 | 16.96 | 16.96 | 51.1 | 16.96
2016-02-14 16:00:00 | 0.47226 | 0.49538 | 0.52133 | 21.21 | -21.21 | 21.21 | 127.04 | -84.71 | 1000 | 1000 | -21.21 | 21.21 | 21.21 | 51.07 | 21.21
2016-02-14 17:00:00 | 0.48191 | 0.50462 | 0.61979 | 29.94 | -29.94 | 29.94 | 135.77 | -93.44 | 1000 | 1000 | -29.94 | 29.94 | 29.94 | 58.95 | 29.94
2016-02-14 18:00:00 | 0.48513 | 0.50769 | 0.76472 | 30.38 | -30.38 | 30.38 | 136.21 | -93.88 | 1000 | 1000 | -30.38 | 30.38 | 30.38 | 69.22 | 30.38
2016-02-14 19:00:00 | 0.48513 | 0.50769 | 0.85205 | 23.57 | -23.57 | 23.57 | 129.4 | -87.07 | 1000 | 1000 | -23.57 | 23.57 | 23.57 | 67.32 | 23.57
2016-02-14 20:00:00 | 0.48191 | 0.50462 | 0.77783 | 20.21 | -20.21 | 20.21 | 126.04 | -83.71 | 1000 | 1000 | -20.21 | 20.21 | 20.21 | 54.28 | 20.21
2016-02-14 21:00:00 | 0.48191 | 0.50462 | 0.66127 | 20.33 | -20.33 | 20.33 | 126.16 | -83.83 | 1000 | 1000 | -20.33 | 20.33 | 20.33 | 49.08 | 20.33
2016-02-14 22:00:00 | 0.48513 | 0.50769 | 0.5638 | 17.52 | -17.52 | 17.52 | 123.35 | -81.02 | 1000 | 1000 | -17.52 | 17.52 | 17.52 | 48.82 | 17.52
2016-02-14 23:00:00 | 0.48835 | 0.51077 | 0.42608 | 16.57 | -16.57 | 16.57 | 122.4 | -80.07 | 1000 | 1000 | -16.57 | 16.57 | 16.57 | 43.21 | 16.57
2016-02-15 00:00:00 | 0.48835 | 0.51077 | 0.31267 | 16 | -16 | 16 | 121.83 | -79.5 | 1000 | 1000 | -16 | 16 | 16 | 45.9 | 16
2016-02-15 01:00:00 | 0.48513 | 0.50769 | 0.2388 | 14.36 | -14.36 | 14.36 | 120.19 | -77.86 | 1000 | 1000 | -14.36 | 14.36 | 14.36 | 43.71 | 14.36
2016-02-15 02:00:00 | 0.48835 | 0.51077 | 0.2191 | 13.14 | -13.14 | 13.14 | 118.97 | -76.64 | 1000 | 1000 | -13.14 | 13.14 | 13.14 | 41.04 | 13.14
2016-02-15 03:00:00 | 0.48835 | 0.51077 | 0.21612 | 12.68 | -12.68 | 12.68 | 118.51 | -76.18 | 1000 | 1000 | -12.68 | 12.68 | 12.68 | 39.96 | 12.68
2016-02-15 04:00:00 | 0.48835 | 0.51077 | 0.22876 | 14.65 | -14.65 | 14.65 | 120.48 | -78.15 | 1000 | 1000 | -14.65 | 14.65 | 14.65 | 39.89 | 14.65
2016-02-15 05:00:00 | 0.48835 | 0.51077 | 0.26928 | 21.12 | -21.12 | 21.12 | 126.95 | -84.62 | 1000 | 1000 | -21.12 | 21.12 | 21.12 | 45.02 | 21.12
2016-02-15 06:00:00 | 0.48835 | 0.51077 | 0.46874 | 32.18 | -32.18 | 32.18 | 138.01 | -95.68 | 1000 | 1000 | -32.18 | 32.18 | 32.18 | 50.68 | 32.18
2016-02-15 07:00:00 | 0.48513 | 0.50769 | 0.67301 | 30.11 | -30.11 | 30.11 | 135.94 | -93.61 | 1000 | 1000 | -30.11 | 30.11 | 30.11 | 64.6 | 30.11
2016-02-15 08:00:00 | 0.48191 | 0.50462 | 0.76549 | 31.72 | -31.72 | 31.72 | 137.55 | -95.22 | 1000 | 1000 | -31.72 | 31.72 | 31.72 | 66.27 | 31.72
2016-02-15 09:00:00 | 0.46261 | 0.48615 | 0.7631 | 30.91 | -30.91 | 30.91 | 136.74 | -94.41 | 1000 | 1000 | -30.91 | 30.91 | 30.91 | 65.67 | 30.91
2016-02-15 10:00:00 | 0.45295 | 0.47692 | 0.73645 | 29.93 | -29.93 | 29.93 | 135.76 | -93.43 | 1000 | 1000 | -29.93 | 29.93 | 29.93 | 65.67 | 29.93
2016-02-15 11:00:00 | 0.44652 | 0.47077 | 0.75244 | 27.22 | -27.22 | 27.22 | 133.05 | -90.72 | 1000 | 1000 | -27.22 | 27.22 | 27.22 | 65.65 | 27.22
2016-02-15 12:00:00 | 0.44973 | 0.47385 | 0.78569 | 25.39 | -25.39 | 25.39 | 131.22 | -88.89 | 1000 | 1000 | -25.39 | 25.39 | 25.39 | 64.7 | 25.39
2016-02-15 13:00:00 | 0.46904 | 0.49231 | 0.74358 | 24.81 | -24.81 | 24.81 | 130.64 | -88.31 | 1000 | 1000 | -24.81 | 24.81 | 24.81 | 63.27 | 24.81
2016-02-15 14:00:00 | 0.48191 | 0.50462 | 0.6716 | 24.4 | -24.4 | 24.4 | 130.23 | -87.9 | 1000 | 1000 | -24.4 | 24.4 | 24.4 | 59.45 | 24.4
2016-02-15 15:00:00 | 0.50766 | 0.52923 | 0.6447 | 24.93 | -24.93 | 24.93 | 130.76 | -88.43 | 1000 | 1000 | -24.93 | 24.93 | 24.93 | 55.1 | 24.93
2016-02-15 16:00:00 | 0.51409 | 0.53538 | 0.65698 | 28.45 | -28.45 | 28.45 | 134.28 | -91.95 | 1000 | 1000 | -28.45 | 28.45 | 28.45 | 53.19 | 28.45
2016-02-15 17:00:00 | 0.52053 | 0.54154 | 0.76076 | 35.19 | -35.19 | 35.19 | 141.02 | -98.69 | 1000 | 1000 | -35.19 | 35.19 | 35.19 | 61.17 | 35.19
2016-02-15 18:00:00 | 0.52375 | 0.54462 | 0.8848 | 32.19 | -32.19 | 32.19 | 138.02 | -95.69 | 1000 | 1000 | -32.19 | 32.19 | 32.19 | 69.16 | 32.19
2016-02-15 19:00:00 | 0.52375 | 0.54462 | 0.92169 | 30.05 | -30.05 | 30.05 | 135.88 | -93.55 | 1000 | 1000 | -30.05 | 30.05 | 30.05 | 65.91 | 30.05
2016-02-15 20:00:00 | 0.53018 | 0.55077 | 0.81915 | 24.39 | -24.39 | 24.39 | 130.22 | -87.89 | 1000 | 1000 | -24.39 | 24.39 | 24.39 | 57.07 | 24.39
2016-02-15 21:00:00 | 0.5334 | 0.55385 | 0.69019 | 25.87 | -25.87 | 25.87 | 131.7 | -89.37 | 1000 | 1000 | -25.87 | 25.87 | 25.87 | 47.93 | 25.87
2016-02-15 22:00:00 | 0.53984 | 0.56 | 0.57811 | 22.39 | -22.39 | 22.39 | 128.22 | -85.89 | 1000 | 1000 | -22.39 | 22.39 | 22.39 | 50.53 | 22.39
2016-02-15 23:00:00 | 0.54949 | 0.56923 | 0.44327 | 22.37 | -22.37 | 22.37 | 128.2 | -85.87 | 1000 | 1000 | -22.37 | 22.37 | 22.37 | 46.31 | 22.37
2016-02-16 00:00:00 | 0.56236 | 0.58154 | 0.31267 | 22.32 | -22.32 | 22.32 | 128.15 | -85.82 | 1000 | 1000 | -22.32 | 22.32 | 22.32 | 44.85 | 22.32
2016-02-16 01:00:00 | 0.57202 | 0.59077 | 0.2388 | 22.31 | -22.31 | 22.31 | 128.14 | -85.81 | 1000 | 1000 | -22.31 | 22.31 | 22.31 | 44.07 | 22.31
2016-02-16 02:00:00 | 0.57523 | 0.59385 | 0.2191 | 22.04 | -22.04 | 22.04 | 127.87 | -85.54 | 1000 | 1000 | -22.04 | 22.04 | 22.04 | 41.61 | 22.04
2016-02-16 03:00:00 | 0.57845 | 0.59692 | 0.21612 | 21.83 | -21.83 | 21.83 | 127.66 | -85.33 | 1000 | 1000 | -21.83 | 21.83 | 21.83 | 38.83 | 21.83
2016-02-16 04:00:00 | 0.57845 | 0.59692 | 0.22876 | 22.74 | -22.74 | 22.74 | 128.57 | -86.24 | 1000 | 1000 | -22.74 | 22.74 | 22.74 | 39.31 | 22.74
2016-02-16 05:00:00 | 0.57523 | 0.59385 | 0.26928 | 29.39 | -29.39 | 29.39 | 135.22 | -92.89 | 1000 | 1000 | -29.39 | 29.39 | 29.39 | 45 | 29.39
2016-02-16 06:00:00 | 0.57202 | 0.59077 | 0.46874 | 40.43 | -40.43 | 40.43 | 146.26 | -103.93 | 1000 | 1000 | -40.43 | 40.43 | 40.43 | 46.51 | 40.43
2016-02-16 07:00:00 | 0.57523 | 0.59385 | 0.67301 | 42.46 | -42.46 | 42.46 | 148.29 | -105.96 | 1000 | 1000 | -42.46 | 42.46 | 42.46 | 61.19 | 42.46
2016-02-16 08:00:00 | 0.5688 | 0.58769 | 0.76549 | 42.42 | -42.42 | 42.42 | 148.25 | -105.92 | 1000 | 1000 | -42.42 | 42.42 | 42.42 | 64.77 | 42.42
2016-02-16 09:00:00 | 0.56236 | 0.58154 | 0.7631 | 37.91 | -37.91 | 37.91 | 143.74 | -101.41 | 1000 | 1000 | -37.91 | 37.91 | 37.91 | 65.61 | 37.91
2016-02-16 10:00:00 | 0.55271 | 0.57231 | 0.73645 | 35.72 | -35.72 | 35.72 | 141.55 | -99.22 | 1000 | 1000 | -35.72 | 35.72 | 35.72 | 65.05 | 35.72
2016-02-16 11:00:00 | 0.5334 | 0.55385 | 0.75244 | 33.07 | -33.07 | 33.07 | 138.9 | -96.57 | 1000 | 1000 | -33.07 | 33.07 | 33.07 | 64.5 | 33.07
2016-02-16 12:00:00 | 0.5334 | 0.55385 | 0.78569 | 32.77 | -32.77 | 32.77 | 138.6 | -96.27 | 1000 | 1000 | -32.77 | 32.77 | 32.77 | 62.01 | 32.77
2016-02-16 13:00:00 | 0.52696 | 0.54769 | 0.74358 | 31.7 | -31.7 | 31.7 | 137.53 | -95.2 | 1000 | 1000 | -31.7 | 31.7 | 31.7 | 61.19 | 31.7
2016-02-16 14:00:00 | 0.54305 | 0.56308 | 0.6716 | 32.09 | -32.09 | 32.09 | 137.92 | -95.59 | 1000 | 1000 | -32.09 | 32.09 | 32.09 | 57.06 | 32.09
2016-02-16 15:00:00 | 0.52053 | 0.54154 | 0.6447 | 34.88 | -34.88 | 34.88 | 140.71 | -98.38 | 1000 | 1000 | -34.88 | 34.88 | 34.88 | 53.02 | 34.88
2016-02-16 16:00:00 | 0.55914 | 0.57846 | 0.65698 | 39.81 | -39.81 | 39.81 | 145.64 | -103.31 | 1000 | 1000 | -39.81 | 39.81 | 39.81 | 52.79 | 39.81
2016-02-16 17:00:00 | 0.60419 | 0.62154 | 0.76076 | 53.46 | -53.46 | 53.46 | 159.29 | -116.96 | 1000 | 1000 | -53.46 | 53.46 | 53.46 | 64.94 | 53.46
2016-02-16 18:00:00 | 0.62028 | 0.63692 | 0.8848 | 49.71 | -49.71 | 49.71 | 155.54 | -113.21 | 1000 | 1000 | -49.71 | 49.71 | 49.71 | 69.97 | 49.71
2016-02-16 19:00:00 | 0.62672 | 0.64308 | 0.92169 | 33.96 | -33.96 | 33.96 | 139.79 | -97.46 | 1000 | 1000 | -33.96 | 33.96 | 33.96 | 67.21 | 33.96
2016-02-16 20:00:00 | 0.64925 | 0.66462 | 0.81915 | 27 | -27 | 27 | 132.83 | -90.5 | 1000 | 1000 | -27 | 27 | 27 | 57.82 | 27
2016-02-16 21:00:00 | 0.67177 | 0.68615 | 0.69019 | 24.98 | -24.98 | 24.98 | 130.81 | -88.48 | 1000 | 1000 | -24.98 | 24.98 | 24.98 | 48.63 | 24.98
2016-02-16 22:00:00 | 0.67821 | 0.69231 | 0.57811 | 21.48 | -21.48 | 21.48 | 127.31 | -84.98 | 1000 | 1000 | -21.48 | 21.48 | 21.48 | 50.83 | 21.48
2016-02-16 23:00:00 | 0.68143 | 0.69538 | 0.44327 | 18.97 | -18.97 | 18.97 | 124.8 | -82.47 | 1000 | 1000 | -18.97 | 18.97 | 18.97 | 47.43 | 18.97
2016-02-17 00:00:00 | 0.6943 | 0.70769 | 0.31267 | 18.86 | -18.86 | 18.86 | 124.69 | -82.36 | 1000 | 1000 | -18.86 | 18.86 | 18.86 | 44.79 | 18.86
2016-02-17 01:00:00 | 0.6589 | 0.67385 | 0.2388 | 18.7 | -18.7 | 18.7 | 124.53 | -82.2 | 1000 | 1000 | -18.7 | 18.7 | 18.7 | 45.06 | 18.7
2016-02-17 02:00:00 | 0.64925 | 0.66462 | 0.2191 | 18.74 | -18.74 | 18.74 | 124.57 | -82.24 | 1000 | 1000 | -18.74 | 18.74 | 18.74 | 43.67 | 18.74
2016-02-17 03:00:00 | 0.66212 | 0.67692 | 0.21612 | 19.58 | -19.58 | 19.58 | 125.41 | -83.08 | 1000 | 1000 | -19.58 | 19.58 | 19.58 | 42.32 | 19.58
2016-02-17 04:00:00 | 0.67177 | 0.68615 | 0.22876 | 19 | -19 | 19 | 124.83 | -82.5 | 1000 | 1000 | -19 | 19 | 19 | 41 | 19
2016-02-17 05:00:00 | 0.66855 | 0.68308 | 0.26928 | 22.75 | -22.75 | 22.75 | 128.58 | -86.25 | 1000 | 1000 | -22.75 | 22.75 | 22.75 | 44.91 | 22.75
2016-02-17 06:00:00 | 0.66534 | 0.68 | 0.46874 | 30.97 | -30.97 | 30.97 | 136.8 | -94.47 | 1000 | 1000 | -30.97 | 30.97 | 30.97 | 51.93 | 30.97
2016-02-17 07:00:00 | 0.65246 | 0.66769 | 0.67301 | 31.71 | -31.71 | 31.71 | 137.54 | -95.21 | 1000 | 1000 | -31.71 | 31.71 | 31.71 | 64 | 31.71
2016-02-17 08:00:00 | 0.6235 | 0.64 | 0.76549 | 29.95 | -29.95 | 29.95 | 135.78 | -93.45 | 1000 | 1000 | -29.95 | 29.95 | 29.95 | 65 | 29.95
2016-02-17 09:00:00 | 0.59454 | 0.61231 | 0.7631 | 23.53 | -23.53 | 23.53 | 129.36 | -87.03 | 1000 | 1000 | -23.53 | 23.53 | 23.53 | 65.64 | 23.53
2016-02-17 10:00:00 | 0.54949 | 0.56923 | 0.73645 | 24.77 | -24.77 | 24.77 | 130.6 | -88.27 | 1000 | 1000 | -24.77 | 24.77 | 24.77 | 65.1 | 24.77
2016-02-17 11:00:00 | 0.51731 | 0.53846 | 0.75244 | 23.55 | -23.55 | 23.55 | 129.38 | -87.05 | 1000 | 1000 | -23.55 | 23.55 | 23.55 | 65.2 | 23.55
2016-02-17 12:00:00 | 0.49157 | 0.51385 | 0.78569 | 24.72 | -24.72 | 24.72 | 130.55 | -88.22 | 1000 | 1000 | -24.72 | 24.72 | 24.72 | 65.4 | 24.72
2016-02-17 13:00:00 | 0.46582 | 0.48923 | 0.74358 | 25.91 | -25.91 | 25.91 | 131.74 | -89.41 | 1000 | 1000 | -25.91 | 25.91 | 25.91 | 63.92 | 25.91
2016-02-17 14:00:00 | 0.47548 | 0.49846 | 0.6716 | 29.9 | -29.9 | 29.9 | 135.73 | -93.4 | 1000 | 1000 | -29.9 | 29.9 | 29.9 | 60.39 | 29.9
2016-02-17 15:00:00 | 0.49157 | 0.51385 | 0.6447 | 30.67 | -30.67 | 30.67 | 136.5 | -94.17 | 1000 | 1000 | -30.67 | 30.67 | 30.67 | 53.2 | 30.67
2016-02-17 16:00:00 | 0.50766 | 0.52923 | 0.65698 | 38.06 | -38.06 | 38.06 | 143.89 | -101.56 | 1000 | 1000 | -38.06 | 38.06 | 38.06 | 52.43 | 38.06
2016-02-17 17:00:00 | 0.52375 | 0.54462 | 0.76076 | 40.87 | -40.87 | 40.87 | 146.7 | -104.37 | 1000 | 1000 | -40.87 | 40.87 | 40.87 | 61.04 | 40.87
2016-02-17 18:00:00 | 0.57845 | 0.59692 | 0.8848 | 33.96 | -33.96 | 33.96 | 139.79 | -97.46 | 1000 | 1000 | -33.96 | 33.96 | 33.96 | 74.94 | 33.96
2016-02-17 19:00:00 | 0.58811 | 0.60615 | 0.92169 | 29.94 | -29.94 | 29.94 | 135.77 | -93.44 | 1000 | 1000 | -29.94 | 29.94 | 29.94 | 68.99 | 29.94
2016-02-17 20:00:00 | 0.59132 | 0.60923 | 0.81915 | 24.05 | -24.05 | 24.05 | 129.88 | -87.55 | 1000 | 1000 | -24.05 | 24.05 | 24.05 | 64.44 | 24.05
2016-02-17 21:00:00 | 0.59132 | 0.60923 | 0.69019 | 24.25 | -24.25 | 24.25 | 130.08 | -87.75 | 1000 | 1000 | -24.25 | 24.25 | 24.25 | 52.77 | 24.25
2016-02-17 22:00:00 | 0.58489 | 0.60308 | 0.57811 | 22.73 | -22.73 | 22.73 | 128.56 | -86.23 | 1000 | 1000 | -22.73 | 22.73 | 22.73 | 53.15 | 22.73
2016-02-17 23:00:00 | 0.57845 | 0.59692 | 0.44327 | 20.74 | -20.74 | 20.74 | 126.57 | -84.24 | 1000 | 1000 | -20.74 | 20.74 | 20.74 | 48.66 | 20.74
2016-02-18 00:00:00 | 0.5688 | 0.58769 | 0.31267 | 20.57 | -20.57 | 20.57 | 126.4 | -84.07 | 1000 | 1000 | -20.57 | 20.57 | 20.57 | 47.98 | 20.57
2016-02-18 01:00:00 | 0.56558 | 0.58462 | 0.2388 | 18.87 | -18.87 | 18.87 | 124.7 | -82.37 | 1000 | 1000 | -18.87 | 18.87 | 18.87 | 48.12 | 18.87
2016-02-18 02:00:00 | 0.56236 | 0.58154 | 0.2191 | 19.88 | -19.88 | 19.88 | 125.71 | -83.38 | 1000 | 1000 | -19.88 | 19.88 | 19.88 | 46.62 | 19.88
2016-02-18 03:00:00 | 0.55593 | 0.57538 | 0.21612 | 19.89 | -19.89 | 19.89 | 125.72 | -83.39 | 1000 | 1000 | -19.89 | 19.89 | 19.89 | 44.94 | 19.89
2016-02-18 04:00:00 | 0.55914 | 0.57846 | 0.22876 | 20.33 | -20.33 | 20.33 | 126.16 | -83.83 | 1000 | 1000 | -20.33 | 20.33 | 20.33 | 45.04 | 20.33
2016-02-18 05:00:00 | 0.56236 | 0.58154 | 0.26928 | 23.16 | -23.16 | 23.16 | 128.99 | -86.66 | 1000 | 1000 | -23.16 | 23.16 | 23.16 | 47.37 | 23.16
2016-02-18 06:00:00 | 0.56558 | 0.58462 | 0.46874 | 35.53 | -35.53 | 35.53 | 141.36 | -99.03 | 1000 | 1000 | -35.53 | 35.53 | 35.53 | 53.02 | 35.53
2016-02-18 07:00:00 | 0.5688 | 0.58769 | 0.67301 | 39.92 | -39.92 | 39.92 | 145.75 | -103.42 | 1000 | 1000 | -39.92 | 39.92 | 39.92 | 65.87 | 39.92
2016-02-18 08:00:00 | 0.56236 | 0.58154 | 0.76549 | 34.97 | -34.97 | 34.97 | 140.8 | -98.47 | 1000 | 1000 | -34.97 | 34.97 | 34.97 | 68.45 | 34.97
2016-02-18 09:00:00 | 0.56236 | 0.58154 | 0.7631 | 29.92 | -29.92 | 29.92 | 135.75 | -93.42 | 1000 | 1000 | -29.92 | 29.92 | 29.92 | 68.91 | 29.92
2016-02-18 10:00:00 | 0.54305 | 0.56308 | 0.73645 | 25.98 | -25.98 | 25.98 | 131.81 | -89.48 | 1000 | 1000 | -25.98 | 25.98 | 25.98 | 66.09 | 25.98
2016-02-18 11:00:00 | 0.51731 | 0.53846 | 0.75244 | 23.77 | -23.77 | 23.77 | 129.6 | -87.27 | 1000 | 1000 | -23.77 | 23.77 | 23.77 | 66.01 | 23.77
2016-02-18 12:00:00 | 0.4787 | 0.50154 | 0.78569 | 24.53 | -24.53 | 24.53 | 130.36 | -88.03 | 1000 | 1000 | -24.53 | 24.53 | 24.53 | 65.93 | 24.53
2016-02-18 13:00:00 | 0.44973 | 0.47385 | 0.74358 | 25.13 | -25.13 | 25.13 | 130.96 | -88.63 | 1000 | 1000 | -25.13 | 25.13 | 25.13 | 63.21 | 25.13
2016-02-18 14:00:00 | 0.46261 | 0.48615 | 0.6716 | 29.04 | -29.04 | 29.04 | 134.87 | -92.54 | 1000 | 1000 | -29.04 | 29.04 | 29.04 | 61.03 | 29.04
2016-02-18 15:00:00 | 0.46582 | 0.48923 | 0.6447 | 32 | -32 | 32 | 137.83 | -95.5 | 1000 | 1000 | -32 | 32 | 32 | 54.36 | 32
2016-02-18 16:00:00 | 0.48513 | 0.50769 | 0.65698 | 38.74 | -38.74 | 38.74 | 144.57 | -102.24 | 1000 | 1000 | -38.74 | 38.74 | 38.74 | 52.5 | 38.74
2016-02-18 17:00:00 | 0.51731 | 0.53846 | 0.76076 | 45.08 | -45.08 | 45.08 | 150.91 | -108.58 | 1000 | 1000 | -45.08 | 45.08 | 45.08 | 62.07 | 45.08
2016-02-18 18:00:00 | 0.52053 | 0.54154 | 0.8848 | 38.06 | -38.06 | 38.06 | 143.89 | -101.56 | 1000 | 1000 | -38.06 | 38.06 | 38.06 | 68.41 | 38.06
2016-02-18 19:00:00 | 0.51731 | 0.53846 | 0.92169 | 32.24 | -32.24 | 32.24 | 138.07 | -95.74 | 1000 | 1000 | -32.24 | 32.24 | 32.24 | 66.7 | 32.24
2016-02-18 20:00:00 | 0.52375 | 0.54462 | 0.81915 | 25.95 | -25.95 | 25.95 | 131.78 | -89.45 | 1000 | 1000 | -25.95 | 25.95 | 25.95 | 60.04 | 25.95
2016-02-18 21:00:00 | 0.52375 | 0.54462 | 0.69019 | 23.09 | -23.09 | 23.09 | 128.92 | -86.59 | 1000 | 1000 | -23.09 | 23.09 | 23.09 | 50.31 | 23.09
2016-02-18 22:00:00 | 0.53018 | 0.55077 | 0.57811 | 21.34 | -21.34 | 21.34 | 127.17 | -84.84 | 1000 | 1000 | -21.34 | 21.34 | 21.34 | 54.58 | 21.34
2016-02-18 23:00:00 | 0.5334 | 0.55385 | 0.44327 | 21.85 | -21.85 | 21.85 | 127.68 | -85.35 | 1000 | 1000 | -21.85 | 21.85 | 21.85 | 50.48 | 21.85
2016-02-19 00:00:00 | 0.54627 | 0.56615 | 0.31267 | 21.44 | -21.44 | 21.44 | 127.27 | -84.94 | 1000 | 1000 | -21.44 | 21.44 | 21.44 | 52.81 | 21.44
2016-02-19 01:00:00 | 0.54627 | 0.56615 | 0.2388 | 21.75 | -21.75 | 21.75 | 127.58 | -85.25 | 1000 | 1000 | -21.75 | 21.75 | 21.75 | 51.14 | 21.75
2016-02-19 02:00:00 | 0.55271 | 0.57231 | 0.2191 | 22.19 | -22.19 | 22.19 | 128.02 | -85.69 | 1000 | 1000 | -22.19 | 22.19 | 22.19 | 48.47 | 22.19
2016-02-19 03:00:00 | 0.55914 | 0.57846 | 0.21612 | 22.37 | -22.37 | 22.37 | 128.2 | -85.87 | 1000 | 1000 | -22.37 | 22.37 | 22.37 | 44.46 | 22.37
2016-02-19 04:00:00 | 0.55914 | 0.57846 | 0.22876 | 19.46 | -19.46 | 19.46 | 125.29 | -82.96 | 1000 | 1000 | -19.46 | 19.46 | 19.46 | 43.89 | 19.46
2016-02-19 05:00:00 | 0.57845 | 0.59692 | 0.26928 | 27.83 | -27.83 | 27.83 | 133.66 | -91.33 | 1000 | 1000 | -27.83 | 27.83 | 27.83 | 43.47 | 27.83
2016-02-19 06:00:00 | 0.54949 | 0.56923 | 0.46874 | 34.98 | -34.98 | 34.98 | 140.81 | -98.48 | 1000 | 1000 | -34.98 | 34.98 | 34.98 | 43.08 | 34.98
2016-02-19 07:00:00 | 0.53984 | 0.56 | 0.67301 | 38.49 | -38.49 | 38.49 | 144.32 | -101.99 | 1000 | 1000 | -38.49 | 38.49 | 38.49 | 43.81 | 38.49
2016-02-19 08:00:00 | 0.55271 | 0.57231 | 0.76549 | 34.95 | -34.95 | 34.95 | 140.78 | -98.45 | 1000 | 1000 | -34.95 | 34.95 | 34.95 | 47.47 | 34.95
2016-02-19 09:00:00 | 0.53018 | 0.55077 | 0.7631 | 34.95 | -34.95 | 34.95 | 140.78 | -98.45 | 1000 | 1000 | -34.95 | 34.95 | 34.95 | 54.78 | 34.95
2016-02-19 10:00:00 | 0.51409 | 0.53538 | 0.73645 | 37.91 | -37.91 | 37.91 | 143.74 | -101.41 | 1000 | 1000 | -37.91 | 37.91 | 37.91 | 56 | 37.91
2016-02-19 11:00:00 | 0.498 | 0.52 | 0.75244 | 31.55 | -31.55 | 31.55 | 137.38 | -95.05 | 1000 | 1000 | -31.55 | 31.55 | 31.55 | 56.02 | 31.55
2016-02-19 12:00:00 | 0.47548 | 0.49846 | 0.78569 | 27.93 | -27.93 | 27.93 | 133.76 | -91.43 | 1000 | 1000 | -27.93 | 27.93 | 27.93 | 54.44 | 27.93
2016-02-19 13:00:00 | 0.44008 | 0.46462 | 0.74358 | 25.25 | -25.25 | 25.25 | 131.08 | -88.75 | 1000 | 1000 | -25.25 | 25.25 | 25.25 | 49.62 | 25.25
2016-02-19 14:00:00 | 0.43364 | 0.45846 | 0.6716 | 25.09 | -25.09 | 25.09 | 130.92 | -88.59 | 1000 | 1000 | -25.09 | 25.09 | 25.09 | 47.1 | 25.09
2016-02-19 15:00:00 | 0.44652 | 0.47077 | 0.6447 | 24.84 | -24.84 | 24.84 | 130.67 | -88.34 | 1000 | 1000 | -24.84 | 24.84 | 24.84 | 45.05 | 24.84
2016-02-19 16:00:00 | 0.48191 | 0.50462 | 0.65698 | 30.04 | -30.04 | 30.04 | 135.87 | -93.54 | 1000 | 1000 | -30.04 | 30.04 | 30.04 | 45.34 | 30.04
2016-02-19 17:00:00 | 0.52696 | 0.54769 | 0.76076 | 34.94 | -34.94 | 34.94 | 140.77 | -98.44 | 1000 | 1000 | -34.94 | 34.94 | 34.94 | 49.55 | 34.94
2016-02-19 18:00:00 | 0.50766 | 0.52923 | 0.8848 | 27.99 | -27.99 | 27.99 | 133.82 | -91.49 | 1000 | 1000 | -27.99 | 27.99 | 27.99 | 63.06 | 27.99
2016-02-19 19:00:00 | 0.53662 | 0.55692 | 0.92169 | 23.69 | -23.69 | 23.69 | 129.52 | -87.19 | 1000 | 1000 | -23.69 | 23.69 | 23.69 | 61.02 | 23.69
2016-02-19 20:00:00 | 0.5334 | 0.55385 | 0.81915 | 24.93 | -24.93 | 24.93 | 130.76 | -88.43 | 1000 | 1000 | -24.93 | 24.93 | 24.93 | 51.21 | 24.93
2016-02-19 21:00:00 | 0.52375 | 0.54462 | 0.69019 | 23.38 | -23.38 | 23.38 | 129.21 | -86.88 | 1000 | 1000 | -23.38 | 23.38 | 23.38 | 46.5 | 23.38
2016-02-19 22:00:00 | 0.51409 | 0.53538 | 0.57811 | 18.9 | -18.9 | 18.9 | 124.73 | -82.4 | 1000 | 1000 | -18.9 | 18.9 | 18.9 | 52.04 | 18.9
2016-02-19 23:00:00 | 0.51409 | 0.53538 | 0.44327 | 18.3 | -18.3 | 18.3 | 124.13 | -81.8 | 1000 | 1000 | -18.3 | 18.3 | 18.3 | 49.68 | 18.3
2016-02-20 00:00:00 | 0.51731 | 0.53846 | 0.36334 | 16.82 | -16.82 | 16.82 | 122.65 | -80.32 | 1000 | 1000 | -16.82 | 16.82 | 16.82 | 47.83 | 16.82
2016-02-20 01:00:00 | 0.51731 | 0.53846 | 0.30185 | 11.54 | -11.54 | 11.54 | 117.37 | -75.04 | 1000 | 1000 | -11.54 | 11.54 | 11.54 | 44.83 | 11.54
2016-02-20 02:00:00 | 0.54627 | 0.56615 | 0.247 | 9.69 | -9.69 | 9.69 | 115.52 | -73.19 | 1000 | 1000 | -9.69 | 9.69 | 9.69 | 42.23 | 9.69
2016-02-20 03:00:00 | 0.52696 | 0.54769 | 0.23565 | 9.52 | -9.52 | 9.52 | 115.35 | -73.02 | 1000 | 1000 | -9.52 | 9.52 | 9.52 | 38.97 | 9.52
2016-02-20 04:00:00 | 0.55593 | 0.57538 | 0.23258 | 5.01 | -5.01 | 5.01 | 110.84 | -68.51 | 1000 | 1000 | -5.01 | 5.01 | 5.01 | 36.72 | 5.01
2016-02-20 05:00:00 | 0.56236 | 0.58154 | 0.24426 | 5.06 | -5.06 | 5.06 | 110.89 | -68.56 | 1000 | 1000 | -5.06 | 5.06 | 5.06 | 38.26 | 5.06
2016-02-20 06:00:00 | 0.56236 | 0.58154 | 0.30966 | 9.09 | -9.09 | 9.09 | 114.92 | -72.59 | 1000 | 1000 | -9.09 | 9.09 | 9.09 | 31.53 | 9.09
2016-02-20 07:00:00 | 0.56236 | 0.58154 | 0.47243 | 8.69 | -8.69 | 8.69 | 114.52 | -72.19 | 1000 | 1000 | -8.69 | 8.69 | 8.69 | 31.02 | 8.69
2016-02-20 08:00:00 | 0.54949 | 0.56923 | 0.68704 | 13.43 | -13.43 | 13.43 | 119.26 | -76.93 | 1000 | 1000 | -13.43 | 13.43 | 13.43 | 39.41 | 13.43
2016-02-20 09:00:00 | 0.52375 | 0.54462 | 0.80606 | 16.36 | -16.36 | 16.36 | 122.19 | -79.86 | 1000 | 1000 | -16.36 | 16.36 | 16.36 | 43.73 | 16.36
2016-02-20 10:00:00 | 0.48835 | 0.51077 | 0.84283 | 17 | -17 | 17 | 122.83 | -80.5 | 1000 | 1000 | -17 | 17 | 17 | 46.06 | 17
2016-02-20 11:00:00 | 0.47548 | 0.49846 | 0.87704 | 16.96 | -16.96 | 16.96 | 122.79 | -80.46 | 1000 | 1000 | -16.96 | 16.96 | 16.96 | 49.94 | 16.96
2016-02-20 12:00:00 | 0.47226 | 0.49538 | 0.91636 | 15.94 | -15.94 | 15.94 | 121.77 | -79.44 | 1000 | 1000 | -15.94 | 15.94 | 15.94 | 50.84 | 15.94
2016-02-20 13:00:00 | 0.46582 | 0.48923 | 0.88755 | 15.77 | -15.77 | 15.77 | 121.6 | -79.27 | 1000 | 1000 | -15.77 | 15.77 | 15.77 | 45.11 | 15.77
2016-02-20 14:00:00 | 0.44973 | 0.47385 | 0.79022 | 16.05 | -16.05 | 16.05 | 121.88 | -79.55 | 1000 | 1000 | -16.05 | 16.05 | 16.05 | 43.07 | 16.05
2016-02-20 15:00:00 | 0.43686 | 0.46154 | 0.71445 | 16.15 | -16.15 | 16.15 | 121.98 | -79.65 | 1000 | 1000 | -16.15 | 16.15 | 16.15 | 41.7 | 16.15
2016-02-20 16:00:00 | 0.44008 | 0.46462 | 0.70607 | 18.99 | -18.99 | 18.99 | 124.82 | -82.49 | 1000 | 1000 | -18.99 | 18.99 | 18.99 | 41.22 | 18.99
2016-02-20 17:00:00 | 0.43043 | 0.45538 | 0.8672 | 24.22 | -24.22 | 24.22 | 130.05 | -87.72 | 1000 | 1000 | -24.22 | 24.22 | 24.22 | 47.87 | 24.22
2016-02-20 18:00:00 | 0.41755 | 0.44308 | 0.99703 | 23.49 | -23.49 | 23.49 | 129.32 | -86.99 | 1000 | 1000 | -23.49 | 23.49 | 23.49 | 60.92 | 23.49
2016-02-20 19:00:00 | 0.42399 | 0.44923 | 1 | 18.96 | -18.96 | 18.96 | 124.79 | -82.46 | 1000 | 1000 | -18.96 | 18.96 | 18.96 | 63.93 | 18.96
2016-02-20 20:00:00 | 0.42077 | 0.44615 | 0.83309 | 13.92 | -13.92 | 13.92 | 119.75 | -77.42 | 1000 | 1000 | -13.92 | 13.92 | 13.92 | 61.07 | 13.92
2016-02-20 21:00:00 | 0.42077 | 0.44615 | 0.66229 | 11.79 | -11.79 | 11.79 | 117.62 | -75.29 | 1000 | 1000 | -11.79 | 11.79 | 11.79 | 54.9 | 11.79
2016-02-20 22:00:00 | 0.42077 | 0.44615 | 0.60399 | 7.81 | -7.81 | 7.81 | 113.64 | -71.31 | 1000 | 1000 | -7.81 | 7.81 | 7.81 | 60.03 | 7.81
2016-02-20 23:00:00 | 0.42077 | 0.44615 | 0.51572 | 9.37 | -9.37 | 9.37 | 115.2 | -72.87 | 1000 | 1000 | -9.37 | 9.37 | 9.37 | 52.81 | 9.37
2016-02-21 00:00:00 | 0.42077 | 0.44615 | 0.39659 | 6.52 | -6.52 | 6.52 | 112.35 | -70.02 | 1000 | 1000 | -6.52 | 6.52 | 6.52 | 47.44 | 6.52
2016-02-21 01:00:00 | 0.42399 | 0.44923 | 0.29555 | 5.09 | -5.09 | 5.09 | 110.92 | -68.59 | 1000 | 1000 | -5.09 | 5.09 | 5.09 | 45.13 | 5.09
2016-02-21 02:00:00 | 0.41755 | 0.44308 | 0.24054 | 3.14 | -3.14 | 3.14 | 108.97 | -66.64 | 1000 | 1000 | -3.14 | 3.14 | 3.14 | 43.09 | 3.14
2016-02-21 03:00:00 | 0.42077 | 0.44615 | 0.21979 | 0.46 | -0.45999 | 0.46 | 106.29 | -63.96 | 1000 | 1000 | -0.46 | 0.46 | 0.46 | 40.22 | 0.46
2016-02-21 04:00:00 | 0.39503 | 0.42154 | 0.20895 | 0.13 | -0.12999 | 0.13 | 105.96 | -63.63 | 1000 | 1000 | -0.13 | 0.13 | 0.13 | 42.44 | 0.13
2016-02-21 05:00:00 | 0.38859 | 0.41538 | 0.2107 | -0.05 | 0.05001 | -0.05 | 105.78 | -63.45 | -0.05 | -0.05 | 0.05 | -0.05 | -0.05 | 46.85 | -0.05
2016-02-21 06:00:00 | 0.38859 | 0.41538 | 0.22636 | 0.13 | -0.12999 | 0.13 | 105.96 | -63.63 | 1000 | 1000 | -0.13 | 0.13 | 0.13 | 64.87 | 0.13
2016-02-21 07:00:00 | 0.39181 | 0.41846 | 0.26686 | 5.62 | -5.62 | 5.62 | 111.45 | -69.12 | 1000 | 1000 | -5.62 | 5.62 | 5.62 | 69.05 | 5.62
2016-02-21 08:00:00 | 0.3725 | 0.4 | 0.42994 | 10.81 | -10.81 | 10.81 | 116.64 | -74.31 | 1000 | 1000 | -10.81 | 10.81 | 10.81 | 66.95 | 10.81
2016-02-21 09:00:00 | 0.35641 | 0.38462 | 0.65048 | 13.07 | -13.07 | 13.07 | 118.9 | -76.57 | 1000 | 1000 | -13.07 | 13.07 | 13.07 | 66.88 | 13.07
2016-02-21 10:00:00 | 0.33389 | 0.36308 | 0.81425 | 14.94 | -14.94 | 14.94 | 120.77 | -78.44 | 1000 | 1000 | -14.94 | 14.94 | 14.94 | 66.36 | 14.94
2016-02-21 11:00:00 | 0.33389 | 0.36308 | 0.94383 | 14.95 | -14.95 | 14.95 | 120.78 | -78.45 | 1000 | 1000 | -14.95 | 14.95 | 14.95 | 66 | 14.95
2016-02-21 12:00:00 | 0.32745 | 0.35692 | 0.96576 | 10.6 | -10.6 | 10.6 | 116.43 | -74.1 | 1000 | 1000 | -10.6 | 10.6 | 10.6 | 65.69 | 10.6
2016-02-21 13:00:00 | 0.32745 | 0.35692 | 0.82374 | 7.71 | -7.71 | 7.71 | 113.54 | -71.21 | 1000 | 1000 | -7.71 | 7.71 | 7.71 | 64.01 | 7.71
2016-02-21 14:00:00 | 0.34354 | 0.37231 | 0.65983 | 4.95 | -4.95 | 4.95 | 110.78 | -68.45 | 1000 | 1000 | -4.95 | 4.95 | 4.95 | 62.27 | 4.95
2016-02-21 15:00:00 | 0.36607 | 0.39385 | 0.56761 | 7.69 | -7.69 | 7.69 | 113.52 | -71.19 | 1000 | 1000 | -7.69 | 7.69 | 7.69 | 59 | 7.69
2016-02-21 16:00:00 | 0.37894 | 0.40615 | 0.52133 | 14.34 | -14.34 | 14.34 | 120.17 | -77.84 | 1000 | 1000 | -14.34 | 14.34 | 14.34 | 58.9 | 14.34
2016-02-21 17:00:00 | 0.38216 | 0.40923 | 0.61979 | 18.61 | -18.61 | 18.61 | 124.44 | -82.11 | 1000 | 1000 | -18.61 | 18.61 | 18.61 | 62.97 | 18.61
2016-02-21 18:00:00 | 0.3725 | 0.4 | 0.76472 | 18.2 | -18.2 | 18.2 | 124.03 | -81.7 | 1000 | 1000 | -18.2 | 18.2 | 18.2 | 71.59 | 18.2
2016-02-21 19:00:00 | 0.32424 | 0.35385 | 0.85205 | 12 | -12 | 12 | 117.83 | -75.5 | 1000 | 1000 | -12 | 12 | 12 | 69.48 | 12
2016-02-21 20:00:00 | 0.26309 | 0.29538 | 0.77783 | 12.64 | -12.64 | 12.64 | 118.47 | -76.14 | 1000 | 1000 | -12.64 | 12.64 | 12.64 | 64.78 | 12.64
2016-02-21 21:00:00 | 0.25988 | 0.29231 | 0.66127 | 13.94 | -13.94 | 13.94 | 119.77 | -77.44 | 1000 | 1000 | -13.94 | 13.94 | 13.94 | 54.94 | 13.94
2016-02-21 22:00:00 | 0.23413 | 0.26769 | 0.5638 | 9.31 | -9.31 | 9.31 | 115.14 | -72.81 | 1000 | 1000 | -9.31 | 9.31 | 9.31 | 59.03 | 9.31
2016-02-21 23:00:00 | 0.247 | 0.28 | 0.42608 | -4.93 | 4.93 | -4.93 | 100.9 | -58.57 | -4.93 | -4.93 | 4.93 | -4.93 | -4.93 | 50.99 | -4.93
2016-02-22 00:00:00 | 0.23413 | 0.26769 | 0.31267 | -4.98 | 4.98 | -4.98 | 100.85 | -58.52 | -4.98 | -4.98 | 4.98 | -4.98 | -4.98 | 44.93 | -4.98
2016-02-22 01:00:00 | 0.2277 | 0.26154 | 0.2388 | -5.08 | 5.08 | -5.08 | 100.75 | -58.42 | -5.08 | -5.08 | 5.08 | -5.08 | -5.08 | 45.29 | -5.08
2016-02-22 02:00:00 | 0.22448 | 0.25846 | 0.2191 | -1.02 | 1.02 | -1.02 | 104.81 | -62.48 | -1.02 | -1.02 | 1.02 | -1.02 | -1.02 | 44.94 | -1.02
2016-02-22 03:00:00 | 0.22448 | 0.25846 | 0.21612 | -0.97 | 0.97001 | -0.97 | 104.86 | -62.53 | -0.97 | -0.97 | 0.97 | -0.97 | -0.97 | 43.01 | -0.97
2016-02-22 04:00:00 | 0.30171 | 0.33231 | 0.22876 | 7.63 | -7.63 | 7.63 | 113.46 | -71.13 | 1000 | 1000 | -7.63 | 7.63 | 7.63 | 43.17 | 7.63
2016-02-22 05:00:00 | 0.3178 | 0.34769 | 0.26928 | 18.05 | -18.05 | 18.05 | 123.88 | -81.55 | 1000 | 1000 | -18.05 | 18.05 | 18.05 | 44.76 | 18.05
2016-02-22 06:00:00 | 0.33389 | 0.36308 | 0.46874 | 26.38 | -26.38 | 26.38 | 132.21 | -89.88 | 1000 | 1000 | -26.38 | 26.38 | 26.38 | 48.08 | 26.38
2016-02-22 07:00:00 | 0.38859 | 0.41538 | 0.67301 | 27.92 | -27.92 | 27.92 | 133.75 | -91.42 | 1000 | 1000 | -27.92 | 27.92 | 27.92 | 64.15 | 27.92
2016-02-22 08:00:00 | 0.39503 | 0.42154 | 0.76549 | 23.97 | -23.97 | 23.97 | 129.8 | -87.47 | 1000 | 1000 | -23.97 | 23.97 | 23.97 | 66.99 | 23.97
2016-02-22 09:00:00 | 0.40147 | 0.42769 | 0.7631 | 23.11 | -23.11 | 23.11 | 128.94 | -86.61 | 1000 | 1000 | -23.11 | 23.11 | 23.11 | 68.08 | 23.11
2016-02-22 10:00:00 | 0.38538 | 0.41231 | 0.73645 | 23.93 | -23.93 | 23.93 | 129.76 | -87.43 | 1000 | 1000 | -23.93 | 23.93 | 23.93 | 67.82 | 23.93
2016-02-22 11:00:00 | 0.4079 | 0.43385 | 0.75244 | 24 | -24 | 24 | 129.83 | -87.5 | 1000 | 1000 | -24 | 24 | 24 | 67.96 | 24
2016-02-22 12:00:00 | 0.42399 | 0.44923 | 0.78569 | 24.52 | -24.52 | 24.52 | 130.35 | -88.02 | 1000 | 1000 | -24.52 | 24.52 | 24.52 | 66.91 | 24.52
2016-02-22 13:00:00 | 0.41434 | 0.44 | 0.74358 | 23.98 | -23.98 | 23.98 | 129.81 | -87.48 | 1000 | 1000 | -23.98 | 23.98 | 23.98 | 66.71 | 23.98
2016-02-22 14:00:00 | 0.41112 | 0.43692 | 0.6716 | 23.91 | -23.91 | 23.91 | 129.74 | -87.41 | 1000 | 1000 | -23.91 | 23.91 | 23.91 | 63.19 | 23.91
2016-02-22 15:00:00 | 0.41755 | 0.44308 | 0.6447 | 23.92 | -23.92 | 23.92 | 129.75 | -87.42 | 1000 | 1000 | -23.92 | 23.92 | 23.92 | 60.7 | 23.92
2016-02-22 16:00:00 | 0.43686 | 0.46154 | 0.65698 | 27.93 | -27.93 | 27.93 | 133.76 | -91.43 | 1000 | 1000 | -27.93 | 27.93 | 27.93 | 58.2 | 27.93
2016-02-22 17:00:00 | 0.45295 | 0.47692 | 0.76076 | 40.13 | -40.13 | 40.13 | 145.96 | -103.63 | 1000 | 1000 | -40.13 | 40.13 | 40.13 | 65.06 | 40.13
2016-02-22 18:00:00 | 0.45939 | 0.48308 | 0.8848 | 39.45 | -39.45 | 39.45 | 145.28 | -102.95 | 1000 | 1000 | -39.45 | 39.45 | 39.45 | 76.23 | 39.45
2016-02-22 19:00:00 | 0.44652 | 0.47077 | 0.92169 | 29.37 | -29.37 | 29.37 | 135.2 | -92.87 | 1000 | 1000 | -29.37 | 29.37 | 29.37 | 73.85 | 29.37
2016-02-22 20:00:00 | 0.44008 | 0.46462 | 0.81915 | 24.69 | -24.69 | 24.69 | 130.52 | -88.19 | 1000 | 1000 | -24.69 | 24.69 | 24.69 | 66.93 | 24.69
2016-02-22 21:00:00 | 0.44973 | 0.47385 | 0.69019 | 25.08 | -25.08 | 25.08 | 130.91 | -88.58 | 1000 | 1000 | -25.08 | 25.08 | 25.08 | 58.81 | 25.08
2016-02-22 22:00:00 | 0.45295 | 0.47692 | 0.57811 | 19.56 | -19.56 | 19.56 | 125.39 | -83.06 | 1000 | 1000 | -19.56 | 19.56 | 19.56 | 55.8 | 19.56
2016-02-22 23:00:00 | 0.45295 | 0.47692 | 0.44327 | 17.81 | -17.81 | 17.81 | 123.64 | -81.31 | 1000 | 1000 | -17.81 | 17.81 | 17.81 | 49 | 17.81
2016-02-23 00:00:00 | 0.45295 | 0.47692 | 0.31267 | 14.28 | -14.28 | 14.28 | 120.11 | -77.78 | 1000 | 1000 | -14.28 | 14.28 | 14.28 | 48.88 | 14.28
2016-02-23 01:00:00 | 0.44973 | 0.47385 | 0.2388 | 17.23 | -17.23 | 17.23 | 123.06 | -80.73 | 1000 | 1000 | -17.23 | 17.23 | 17.23 | 49.1 | 17.23
2016-02-23 02:00:00 | 0.45939 | 0.48308 | 0.2191 | 17.47 | -17.47 | 17.47 | 123.3 | -80.97 | 1000 | 1000 | -17.47 | 17.47 | 17.47 | 47.01 | 17.47
2016-02-23 03:00:00 | 0.44652 | 0.47077 | 0.21612 | 17.83 | -17.83 | 17.83 | 123.66 | -81.33 | 1000 | 1000 | -17.83 | 17.83 | 17.83 | 45.82 | 17.83
2016-02-23 04:00:00 | 0.45295 | 0.47692 | 0.22876 | 19.15 | -19.15 | 19.15 | 124.98 | -82.65 | 1000 | 1000 | -19.15 | 19.15 | 19.15 | 44.95 | 19.15
2016-02-23 05:00:00 | 0.46261 | 0.48615 | 0.26928 | 27.32 | -27.32 | 27.32 | 133.15 | -90.82 | 1000 | 1000 | -27.32 | 27.32 | 27.32 | 47.19 | 27.32
2016-02-23 06:00:00 | 0.47548 | 0.49846 | 0.46874 | 30.62 | -30.62 | 30.62 | 136.45 | -94.12 | 1000 | 1000 | -30.62 | 30.62 | 30.62 | 56 | 30.62
2016-02-23 07:00:00 | 0.46261 | 0.48615 | 0.67301 | 31.9 | -31.9 | 31.9 | 137.73 | -95.4 | 1000 | 1000 | -31.9 | 31.9 | 31.9 | 66.62 | 31.9
2016-02-23 08:00:00 | 0.4433 | 0.46769 | 0.76549 | 31.09 | -31.09 | 31.09 | 136.92 | -94.59 | 1000 | 1000 | -31.09 | 31.09 | 31.09 | 69.53 | 31.09
2016-02-23 09:00:00 | 0.43043 | 0.45538 | 0.7631 | 29.19 | -29.19 | 29.19 | 135.02 | -92.69 | 1000 | 1000 | -29.19 | 29.19 | 29.19 | 69.56 | 29.19
2016-02-23 10:00:00 | 0.41434 | 0.44 | 0.73645 | 30.68 | -30.68 | 30.68 | 136.51 | -94.18 | 1000 | 1000 | -30.68 | 30.68 | 30.68 | 68.36 | 30.68
2016-02-23 11:00:00 | 0.38859 | 0.41538 | 0.75244 | 25.92 | -25.92 | 25.92 | 131.75 | -89.42 | 1000 | 1000 | -25.92 | 25.92 | 25.92 | 68 | 25.92
2016-02-23 12:00:00 | 0.37894 | 0.40615 | 0.78569 | 24.96 | -24.96 | 24.96 | 130.79 | -88.46 | 1000 | 1000 | -24.96 | 24.96 | 24.96 | 66.94 | 24.96
2016-02-23 13:00:00 | 0.41434 | 0.44 | 0.74358 | 23.9 | -23.9 | 23.9 | 129.73 | -87.4 | 1000 | 1000 | -23.9 | 23.9 | 23.9 | 66.26 | 23.9
2016-02-23 14:00:00 | 0.36607 | 0.39385 | 0.6716 | 24.13 | -24.13 | 24.13 | 129.96 | -87.63 | 1000 | 1000 | -24.13 | 24.13 | 24.13 | 65.01 | 24.13
2016-02-23 15:00:00 | 0.34676 | 0.37538 | 0.6447 | 24.36 | -24.36 | 24.36 | 130.19 | -87.86 | 1000 | 1000 | -24.36 | 24.36 | 24.36 | 60.85 | 24.36
2016-02-23 16:00:00 | 0.39181 | 0.41846 | 0.65698 | 30.08 | -30.08 | 30.08 | 135.91 | -93.58 | 1000 | 1000 | -30.08 | 30.08 | 30.08 | 57.95 | 30.08
2016-02-23 17:00:00 | 0.42077 | 0.44615 | 0.76076 | 36.75 | -36.75 | 36.75 | 142.58 | -100.25 | 1000 | 1000 | -36.75 | 36.75 | 36.75 | 62.24 | 36.75
2016-02-23 18:00:00 | 0.47548 | 0.49846 | 0.8848 | 29.94 | -29.94 | 29.94 | 135.77 | -93.44 | 1000 | 1000 | -29.94 | 29.94 | 29.94 | 74.97 | 29.94
2016-02-23 19:00:00 | 0.49157 | 0.51385 | 0.92169 | 22.96 | -22.96 | 22.96 | 128.79 | -86.46 | 1000 | 1000 | -22.96 | 22.96 | 22.96 | 70.98 | 22.96
2016-02-23 20:00:00 | 0.49157 | 0.51385 | 0.81915 | 23.23 | -23.23 | 23.23 | 129.06 | -86.73 | 1000 | 1000 | -23.23 | 23.23 | 23.23 | 62.49 | 23.23
2016-02-23 21:00:00 | 0.50122 | 0.52308 | 0.69019 | 19.76 | -19.76 | 19.76 | 125.59 | -83.26 | 1000 | 1000 | -19.76 | 19.76 | 19.76 | 53.63 | 19.76
2016-02-23 22:00:00 | 0.50766 | 0.52923 | 0.57811 | 17.9 | -17.9 | 17.9 | 123.73 | -81.4 | 1000 | 1000 | -17.9 | 17.9 | 17.9 | 50 | 17.9
2016-02-23 23:00:00 | 0.49479 | 0.51692 | 0.44327 | 18.04 | -18.04 | 18.04 | 123.87 | -81.54 | 1000 | 1000 | -18.04 | 18.04 | 18.04 | 47.98 | 18.04
2016-02-24 00:00:00 | 0.49157 | 0.51385 | 0.31267 | 16.59 | -16.59 | 16.59 | 122.42 | -80.09 | 1000 | 1000 | -16.59 | 16.59 | 16.59 | 46.5 | 16.59
2016-02-24 01:00:00 | 0.48191 | 0.50462 | 0.2388 | 13.61 | -13.61 | 13.61 | 119.44 | -77.11 | 1000 | 1000 | -13.61 | 13.61 | 13.61 | 45.78 | 13.61
2016-02-24 02:00:00 | 0.49157 | 0.51385 | 0.2191 | 13.66 | -13.66 | 13.66 | 119.49 | -77.16 | 1000 | 1000 | -13.66 | 13.66 | 13.66 | 44.14 | 13.66
2016-02-24 03:00:00 | 0.498 | 0.52 | 0.21612 | 17.43 | -17.43 | 17.43 | 123.26 | -80.93 | 1000 | 1000 | -17.43 | 17.43 | 17.43 | 42.51 | 17.43
2016-02-24 04:00:00 | 0.498 | 0.52 | 0.22876 | 18.92 | -18.92 | 18.92 | 124.75 | -82.42 | 1000 | 1000 | -18.92 | 18.92 | 18.92 | 42.37 | 18.92
2016-02-24 05:00:00 | 0.50122 | 0.52308 | 0.26928 | 23.15 | -23.15 | 23.15 | 128.98 | -86.65 | 1000 | 1000 | -23.15 | 23.15 | 23.15 | 45.72 | 23.15
2016-02-24 06:00:00 | 0.51731 | 0.53846 | 0.46874 | 33.69 | -33.69 | 33.69 | 139.52 | -97.19 | 1000 | 1000 | -33.69 | 33.69 | 33.69 | 53.02 | 33.69
2016-02-24 07:00:00 | 0.52053 | 0.54154 | 0.67301 | 30.99 | -30.99 | 30.99 | 136.82 | -94.49 | 1000 | 1000 | -30.99 | 30.99 | 30.99 | 65.71 | 30.99
2016-02-24 08:00:00 | 0.49479 | 0.51692 | 0.76549 | 25.04 | -25.04 | 25.04 | 130.87 | -88.54 | 1000 | 1000 | -25.04 | 25.04 | 25.04 | 66.35 | 25.04
2016-02-24 09:00:00 | 0.48513 | 0.50769 | 0.7631 | 23.41 | -23.41 | 23.41 | 129.24 | -86.91 | 1000 | 1000 | -23.41 | 23.41 | 23.41 | 66.92 | 23.41
2016-02-24 10:00:00 | 0.45939 | 0.48308 | 0.73645 | 22.56 | -22.56 | 22.56 | 128.39 | -86.06 | 1000 | 1000 | -22.56 | 22.56 | 22.56 | 67.04 | 22.56
2016-02-24 11:00:00 | 0.44973 | 0.47385 | 0.75244 | 22.03 | -22.03 | 22.03 | 127.86 | -85.53 | 1000 | 1000 | -22.03 | 22.03 | 22.03 | 67.5 | 22.03
2016-02-24 12:00:00 | 0.43364 | 0.45846 | 0.78569 | 22.05 | -22.05 | 22.05 | 127.88 | -85.55 | 1000 | 1000 | -22.05 | 22.05 | 22.05 | 65.81 | 22.05
2016-02-24 13:00:00 | 0.44008 | 0.46462 | 0.74358 | 22.56 | -22.56 | 22.56 | 128.39 | -86.06 | 1000 | 1000 | -22.56 | 22.56 | 22.56 | 65.46 | 22.56
2016-02-24 14:00:00 | 0.43686 | 0.46154 | 0.6716 | 24 | -24 | 24 | 129.83 | -87.5 | 1000 | 1000 | -24 | 24 | 24 | 63 | 24
2016-02-24 15:00:00 | 0.47226 | 0.49538 | 0.6447 | 25.05 | -25.05 | 25.05 | 130.88 | -88.55 | 1000 | 1000 | -25.05 | 25.05 | 25.05 | 60.89 | 25.05
2016-02-24 16:00:00 | 0.4787 | 0.50154 | 0.65698 | 31.96 | -31.96 | 31.96 | 137.79 | -95.46 | 1000 | 1000 | -31.96 | 31.96 | 31.96 | 59.72 | 31.96
2016-02-24 17:00:00 | 0.50766 | 0.52923 | 0.76076 | 35.68 | -35.68 | 35.68 | 141.51 | -99.18 | 1000 | 1000 | -35.68 | 35.68 | 35.68 | 63.58 | 35.68
2016-02-24 18:00:00 | 0.55271 | 0.57231 | 0.8848 | 36.41 | -36.41 | 36.41 | 142.24 | -99.91 | 1000 | 1000 | -36.41 | 36.41 | 36.41 | 71.19 | 36.41
2016-02-24 19:00:00 | 0.54305 | 0.56308 | 0.92169 | 30.51 | -30.51 | 30.51 | 136.34 | -94.01 | 1000 | 1000 | -30.51 | 30.51 | 30.51 | 70.41 | 30.51
2016-02-24 20:00:00 | 0.57202 | 0.59077 | 0.81915 | 23.97 | -23.97 | 23.97 | 129.8 | -87.47 | 1000 | 1000 | -23.97 | 23.97 | 23.97 | 65.09 | 23.97
2016-02-24 21:00:00 | 0.56558 | 0.58462 | 0.69019 | 22.96 | -22.96 | 22.96 | 128.79 | -86.46 | 1000 | 1000 | -22.96 | 22.96 | 22.96 | 56.18 | 22.96
2016-02-24 22:00:00 | 0.58489 | 0.60308 | 0.57811 | 20.56 | -20.56 | 20.56 | 126.39 | -84.06 | 1000 | 1000 | -20.56 | 20.56 | 20.56 | 53.02 | 20.56
2016-02-24 23:00:00 | 0.59776 | 0.61538 | 0.44327 | 24.04 | -24.04 | 24.04 | 129.87 | -87.54 | 1000 | 1000 | -24.04 | 24.04 | 24.04 | 51.57 | 24.04
2016-02-25 00:00:00 | 0.61063 | 0.62769 | 0.31267 | 22.58 | -22.58 | 22.58 | 128.41 | -86.08 | 1000 | 1000 | -22.58 | 22.58 | 22.58 | 47.08 | 22.58
2016-02-25 01:00:00 | 0.60098 | 0.61846 | 0.2388 | 21.26 | -21.26 | 21.26 | 127.09 | -84.76 | 1000 | 1000 | -21.26 | 21.26 | 21.26 | 46.25 | 21.26
2016-02-25 02:00:00 | 0.62028 | 0.63692 | 0.2191 | 20.09 | -20.09 | 20.09 | 125.92 | -83.59 | 1000 | 1000 | -20.09 | 20.09 | 20.09 | 44.95 | 20.09
2016-02-25 03:00:00 | 0.6235 | 0.64 | 0.21612 | 19.94 | -19.94 | 19.94 | 125.77 | -83.44 | 1000 | 1000 | -19.94 | 19.94 | 19.94 | 43.86 | 19.94
2016-02-25 04:00:00 | 0.61707 | 0.63385 | 0.22876 | 21.7 | -21.7 | 21.7 | 127.53 | -85.2 | 1000 | 1000 | -21.7 | 21.7 | 21.7 | 43.58 | 21.7
2016-02-25 05:00:00 | 0.60419 | 0.62154 | 0.26928 | 27.19 | -27.19 | 27.19 | 133.02 | -90.69 | 1000 | 1000 | -27.19 | 27.19 | 27.19 | 46.9 | 27.19
2016-02-25 06:00:00 | 0.60741 | 0.62462 | 0.46874 | 36.04 | -36.04 | 36.04 | 141.87 | -99.54 | 1000 | 1000 | -36.04 | 36.04 | 36.04 | 50.36 | 36.04
2016-02-25 07:00:00 | 0.59132 | 0.60923 | 0.67301 | 38.29 | -38.29 | 38.29 | 144.12 | -101.79 | 1000 | 1000 | -38.29 | 38.29 | 38.29 | 66.25 | 38.29
2016-02-25 08:00:00 | 0.57523 | 0.59385 | 0.76549 | 34.44 | -34.44 | 34.44 | 140.27 | -97.94 | 1000 | 1000 | -34.44 | 34.44 | 34.44 | 68.09 | 34.44
2016-02-25 09:00:00 | 0.5688 | 0.58769 | 0.7631 | 32.12 | -32.12 | 32.12 | 137.95 | -95.62 | 1000 | 1000 | -32.12 | 32.12 | 32.12 | 67.5 | 32.12
2016-02-25 10:00:00 | 0.54949 | 0.56923 | 0.73645 | 30.44 | -30.44 | 30.44 | 136.27 | -93.94 | 1000 | 1000 | -30.44 | 30.44 | 30.44 | 67.13 | 30.44
2016-02-25 11:00:00 | 0.52053 | 0.54154 | 0.75244 | 26.55 | -26.55 | 26.55 | 132.38 | -90.05 | 1000 | 1000 | -26.55 | 26.55 | 26.55 | 65.91 | 26.55
2016-02-25 12:00:00 | 0.51087 | 0.53231 | 0.78569 | 26.01 | -26.01 | 26.01 | 131.84 | -89.51 | 1000 | 1000 | -26.01 | 26.01 | 26.01 | 64.49 | 26.01
2016-02-25 13:00:00 | 0.48191 | 0.50462 | 0.74358 | 25 | -25 | 25 | 130.83 | -88.5 | 1000 | 1000 | -25 | 25 | 25 | 63.06 | 25
2016-02-25 14:00:00 | 0.47548 | 0.49846 | 0.6716 | 24.78 | -24.78 | 24.78 | 130.61 | -88.28 | 1000 | 1000 | -24.78 | 24.78 | 24.78 | 58.57 | 24.78
2016-02-25 15:00:00 | 0.48513 | 0.50769 | 0.6447 | 25.39 | -25.39 | 25.39 | 131.22 | -88.89 | 1000 | 1000 | -25.39 | 25.39 | 25.39 | 54.93 | 25.39
2016-02-25 16:00:00 | 0.498 | 0.52 | 0.65698 | 31.16 | -31.16 | 31.16 | 136.99 | -94.66 | 1000 | 1000 | -31.16 | 31.16 | 31.16 | 55.22 | 31.16
2016-02-25 17:00:00 | 0.51087 | 0.53231 | 0.76076 | 39.91 | -39.91 | 39.91 | 145.74 | -103.41 | 1000 | 1000 | -39.91 | 39.91 | 39.91 | 61.55 | 39.91
2016-02-25 18:00:00 | 0.52696 | 0.54769 | 0.8848 | 36.51 | -36.51 | 36.51 | 142.34 | -100.01 | 1000 | 1000 | -36.51 | 36.51 | 36.51 | 69.91 | 36.51
2016-02-25 19:00:00 | 0.53018 | 0.55077 | 0.92169 | 31.54 | -31.54 | 31.54 | 137.37 | -95.04 | 1000 | 1000 | -31.54 | 31.54 | 31.54 | 66.19 | 31.54
2016-02-25 20:00:00 | 0.55593 | 0.57538 | 0.81915 | 25.2 | -25.2 | 25.2 | 131.03 | -88.7 | 1000 | 1000 | -25.2 | 25.2 | 25.2 | 54.6 | 25.2
2016-02-25 21:00:00 | 0.5688 | 0.58769 | 0.69019 | 25.1 | -25.1 | 25.1 | 130.93 | -88.6 | 1000 | 1000 | -25.1 | 25.1 | 25.1 | 47.63 | 25.1
2016-02-25 22:00:00 | 0.57845 | 0.59692 | 0.57811 | 23.84 | -23.84 | 23.84 | 129.67 | -87.34 | 1000 | 1000 | -23.84 | 23.84 | 23.84 | 49.44 | 23.84
2016-02-25 23:00:00 | 0.58167 | 0.6 | 0.44327 | 21.66 | -21.66 | 21.66 | 127.49 | -85.16 | 1000 | 1000 | -21.66 | 21.66 | 21.66 | 48.07 | 21.66
2016-02-26 00:00:00 | 0.57523 | 0.59385 | 0.31267 | 21.69 | -21.69 | 21.69 | 127.52 | -85.19 | 1000 | 1000 | -21.69 | 21.69 | 21.69 | 53.46 | 21.69
2016-02-26 01:00:00 | 0.55593 | 0.57538 | 0.2388 | 21.11 | -21.11 | 21.11 | 126.94 | -84.61 | 1000 | 1000 | -21.11 | 21.11 | 21.11 | 49.72 | 21.11
2016-02-26 02:00:00 | 0.55271 | 0.57231 | 0.2191 | 20 | -20 | 20 | 125.83 | -83.5 | 1000 | 1000 | -20 | 20 | 20 | 45.66 | 20
2016-02-26 03:00:00 | 0.54305 | 0.56308 | 0.21612 | 21.02 | -21.02 | 21.02 | 126.85 | -84.52 | 1000 | 1000 | -21.02 | 21.02 | 21.02 | 44.93 | 21.02
2016-02-26 04:00:00 | 0.53984 | 0.56 | 0.22876 | 22.07 | -22.07 | 22.07 | 127.9 | -85.57 | 1000 | 1000 | -22.07 | 22.07 | 22.07 | 44.08 | 22.07
2016-02-26 05:00:00 | 0.54305 | 0.56308 | 0.26928 | 27.35 | -27.35 | 27.35 | 133.18 | -90.85 | 1000 | 1000 | -27.35 | 27.35 | 27.35 | 43.91 | 27.35
2016-02-26 06:00:00 | 0.53984 | 0.56 | 0.46874 | 32.93 | -32.93 | 32.93 | 138.76 | -96.43 | 1000 | 1000 | -32.93 | 32.93 | 32.93 | 44.03 | 32.93
2016-02-26 07:00:00 | 0.5334 | 0.55385 | 0.67301 | 36.08 | -36.08 | 36.08 | 141.91 | -99.58 | 1000 | 1000 | -36.08 | 36.08 | 36.08 | 44.94 | 36.08
2016-02-26 08:00:00 | 0.51731 | 0.53846 | 0.76549 | 33.48 | -33.48 | 33.48 | 139.31 | -96.98 | 1000 | 1000 | -33.48 | 33.48 | 33.48 | 49.8 | 33.48
2016-02-26 09:00:00 | 0.498 | 0.52 | 0.7631 | 31.68 | -31.68 | 31.68 | 137.51 | -95.18 | 1000 | 1000 | -31.68 | 31.68 | 31.68 | 52.64 | 31.68
2016-02-26 10:00:00 | 0.47226 | 0.49538 | 0.73645 | 29.5 | -29.5 | 29.5 | 135.33 | -93 | 1000 | 1000 | -29.5 | 29.5 | 29.5 | 53.61 | 29.5
2016-02-26 11:00:00 | 0.46904 | 0.49231 | 0.75244 | 27.47 | -27.47 | 27.47 | 133.3 | -90.97 | 1000 | 1000 | -27.47 | 27.47 | 27.47 | 54.63 | 27.47
2016-02-26 12:00:00 | 0.4787 | 0.50154 | 0.78569 | 25.06 | -25.06 | 25.06 | 130.89 | -88.56 | 1000 | 1000 | -25.06 | 25.06 | 25.06 | 54.62 | 25.06
2016-02-26 13:00:00 | 0.48513 | 0.50769 | 0.74358 | 24 | -24 | 24 | 129.83 | -87.5 | 1000 | 1000 | -24 | 24 | 24 | 51.33 | 24
2016-02-26 14:00:00 | 0.46582 | 0.48923 | 0.6716 | 25.11 | -25.11 | 25.11 | 130.94 | -88.61 | 1000 | 1000 | -25.11 | 25.11 | 25.11 | 49.08 | 25.11
2016-02-26 15:00:00 | 0.45295 | 0.47692 | 0.6447 | 26.94 | -26.94 | 26.94 | 132.77 | -90.44 | 1000 | 1000 | -26.94 | 26.94 | 26.94 | 48.04 | 26.94
2016-02-26 16:00:00 | 0.4787 | 0.50154 | 0.65698 | 33.98 | -33.98 | 33.98 | 139.81 | -97.48 | 1000 | 1000 | -33.98 | 33.98 | 33.98 | 48.92 | 33.98
2016-02-26 17:00:00 | 0.50444 | 0.52615 | 0.76076 | 39.94 | -39.94 | 39.94 | 145.77 | -103.44 | 1000 | 1000 | -39.94 | 39.94 | 39.94 | 60.22 | 39.94
2016-02-26 18:00:00 | 0.51409 | 0.53538 | 0.8848 | 37.55 | -37.55 | 37.55 | 143.38 | -101.05 | 1000 | 1000 | -37.55 | 37.55 | 37.55 | 64.67 | 37.55
2016-02-26 19:00:00 | 0.55271 | 0.57231 | 0.92169 | 31.18 | -31.18 | 31.18 | 137.01 | -94.68 | 1000 | 1000 | -31.18 | 31.18 | 31.18 | 61.97 | 31.18
2016-02-26 20:00:00 | 0.59776 | 0.61538 | 0.81915 | 26.35 | -26.35 | 26.35 | 132.18 | -89.85 | 1000 | 1000 | -26.35 | 26.35 | 26.35 | 53.19 | 26.35
2016-02-26 21:00:00 | 0.61063 | 0.62769 | 0.69019 | 26.86 | -26.86 | 26.86 | 132.69 | -90.36 | 1000 | 1000 | -26.86 | 26.86 | 26.86 | 48.97 | 26.86
2016-02-26 22:00:00 | 0.62994 | 0.64615 | 0.57811 | 25 | -25 | 25 | 130.83 | -88.5 | 1000 | 1000 | -25 | 25 | 25 | 49.58 | 25
2016-02-26 23:00:00 | 0.64281 | 0.65846 | 0.44327 | 26.94 | -26.94 | 26.94 | 132.77 | -90.44 | 1000 | 1000 | -26.94 | 26.94 | 26.94 | 48.87 | 26.94
2016-02-27 00:00:00 | 0.63959 | 0.65538 | 0.36334 | 23.02 | -23.02 | 23.02 | 128.85 | -86.52 | 1000 | 1000 | -23.02 | 23.02 | 23.02 | 47.83 | 23.02
2016-02-27 01:00:00 | 0.64603 | 0.66154 | 0.30185 | 21.77 | -21.77 | 21.77 | 127.6 | -85.27 | 1000 | 1000 | -21.77 | 21.77 | 21.77 | 46.82 | 21.77
2016-02-27 02:00:00 | 0.63959 | 0.65538 | 0.247 | 19.76 | -19.76 | 19.76 | 125.59 | -83.26 | 1000 | 1000 | -19.76 | 19.76 | 19.76 | 44.43 | 19.76
2016-02-27 03:00:00 | 0.66212 | 0.67692 | 0.23565 | 19.83 | -19.83 | 19.83 | 125.66 | -83.33 | 1000 | 1000 | -19.83 | 19.83 | 19.83 | 42.44 | 19.83
2016-02-27 04:00:00 | 0.63637 | 0.65231 | 0.23258 | 20.16 | -20.16 | 20.16 | 125.99 | -83.66 | 1000 | 1000 | -20.16 | 20.16 | 20.16 | 41.47 | 20.16
2016-02-27 05:00:00 | 0.64603 | 0.66154 | 0.24426 | 21.18 | -21.18 | 21.18 | 127.01 | -84.68 | 1000 | 1000 | -21.18 | 21.18 | 21.18 | 41.55 | 21.18
2016-02-27 06:00:00 | 0.68464 | 0.69846 | 0.30966 | 22.76 | -22.76 | 22.76 | 128.59 | -86.26 | 1000 | 1000 | -22.76 | 22.76 | 22.76 | 37.63 | 22.76
2016-02-27 07:00:00 | 0.65568 | 0.67077 | 0.47243 | 25.71 | -25.71 | 25.71 | 131.54 | -89.21 | 1000 | 1000 | -25.71 | 25.71 | 25.71 | 36.75 | 25.71
2016-02-27 08:00:00 | 0.58167 | 0.6 | 0.68704 | 26.79 | -26.79 | 26.79 | 132.62 | -90.29 | 1000 | 1000 | -26.79 | 26.79 | 26.79 | 42.91 | 26.79
2016-02-27 09:00:00 | 0.54305 | 0.56308 | 0.80606 | 23.24 | -23.24 | 23.24 | 129.07 | -86.74 | 1000 | 1000 | -23.24 | 23.24 | 23.24 | 47.23 | 23.24
2016-02-27 10:00:00 | 0.48835 | 0.51077 | 0.84283 | 21.17 | -21.17 | 21.17 | 127 | -84.67 | 1000 | 1000 | -21.17 | 21.17 | 21.17 | 52.13 | 21.17
2016-02-27 11:00:00 | 0.47226 | 0.49538 | 0.87704 | 19.92 | -19.92 | 19.92 | 125.75 | -83.42 | 1000 | 1000 | -19.92 | 19.92 | 19.92 | 53.96 | 19.92
2016-02-27 12:00:00 | 0.44008 | 0.46462 | 0.91636 | 19.49 | -19.49 | 19.49 | 125.32 | -82.99 | 1000 | 1000 | -19.49 | 19.49 | 19.49 | 55 | 19.49
2016-02-27 13:00:00 | 0.43686 | 0.46154 | 0.88755 | 19.68 | -19.68 | 19.68 | 125.51 | -83.18 | 1000 | 1000 | -19.68 | 19.68 | 19.68 | 49.96 | 19.68
2016-02-27 14:00:00 | 0.43043 | 0.45538 | 0.79022 | 19.93 | -19.93 | 19.93 | 125.76 | -83.43 | 1000 | 1000 | -19.93 | 19.93 | 19.93 | 46.68 | 19.93
2016-02-27 15:00:00 | 0.43686 | 0.46154 | 0.71445 | 20.21 | -20.21 | 20.21 | 126.04 | -83.71 | 1000 | 1000 | -20.21 | 20.21 | 20.21 | 45.32 | 20.21
2016-02-27 16:00:00 | 0.45295 | 0.47692 | 0.70607 | 24.97 | -24.97 | 24.97 | 130.8 | -88.47 | 1000 | 1000 | -24.97 | 24.97 | 24.97 | 48.31 | 24.97
2016-02-27 17:00:00 | 0.4787 | 0.50154 | 0.8672 | 32.04 | -32.04 | 32.04 | 137.87 | -95.54 | 1000 | 1000 | -32.04 | 32.04 | 32.04 | 57.95 | 32.04
2016-02-27 18:00:00 | 0.50444 | 0.52615 | 0.99703 | 31.91 | -31.91 | 31.91 | 137.74 | -95.41 | 1000 | 1000 | -31.91 | 31.91 | 31.91 | 65.05 | 31.91
2016-02-27 19:00:00 | 0.50766 | 0.52923 | 1 | 25.72 | -25.72 | 25.72 | 131.55 | -89.22 | 1000 | 1000 | -25.72 | 25.72 | 25.72 | 67.93 | 25.72
2016-02-27 20:00:00 | 0.53018 | 0.55077 | 0.83309 | 21.74 | -21.74 | 21.74 | 127.57 | -85.24 | 1000 | 1000 | -21.74 | 21.74 | 21.74 | 62.93 | 21.74
2016-02-27 21:00:00 | 0.53662 | 0.55692 | 0.66229 | 23.1 | -23.1 | 23.1 | 128.93 | -86.6 | 1000 | 1000 | -23.1 | 23.1 | 23.1 | 56.19 | 23.1
2016-02-27 22:00:00 | 0.54627 | 0.56615 | 0.60399 | 20.98 | -20.98 | 20.98 | 126.81 | -84.48 | 1000 | 1000 | -20.98 | 20.98 | 20.98 | 60.67 | 20.98
2016-02-27 23:00:00 | 0.55271 | 0.57231 | 0.51572 | 19.9 | -19.9 | 19.9 | 125.73 | -83.4 | 1000 | 1000 | -19.9 | 19.9 | 19.9 | 55.97 | 19.9
2016-02-28 00:00:00 | 0.57523 | 0.59385 | 0.39659 | 18.39 | -18.39 | 18.39 | 124.22 | -81.89 | 1000 | 1000 | -18.39 | 18.39 | 18.39 | 49.15 | 18.39
2016-02-28 01:00:00 | 0.57202 | 0.59077 | 0.29555 | 18.01 | -18.01 | 18.01 | 123.84 | -81.51 | 1000 | 1000 | -18.01 | 18.01 | 18.01 | 45.54 | 18.01
2016-02-28 02:00:00 | 0.57202 | 0.59077 | 0.24054 | 17.62 | -17.62 | 17.62 | 123.45 | -81.12 | 1000 | 1000 | -17.62 | 17.62 | 17.62 | 43.94 | 17.62
2016-02-28 03:00:00 | 0.58167 | 0.6 | 0.21979 | 17.31 | -17.31 | 17.31 | 123.14 | -80.81 | 1000 | 1000 | -17.31 | 17.31 | 17.31 | 41.55 | 17.31
2016-02-28 04:00:00 | 0.58489 | 0.60308 | 0.20895 | 17.46 | -17.46 | 17.46 | 123.29 | -80.96 | 1000 | 1000 | -17.46 | 17.46 | 17.46 | 42.54 | 17.46
2016-02-28 05:00:00 | 0.58489 | 0.60308 | 0.2107 | 17.51 | -17.51 | 17.51 | 123.34 | -81.01 | 1000 | 1000 | -17.51 | 17.51 | 17.51 | 47.87 | 17.51
2016-02-28 06:00:00 | 0.58811 | 0.60615 | 0.22636 | 17.58 | -17.58 | 17.58 | 123.41 | -81.08 | 1000 | 1000 | -17.58 | 17.58 | 17.58 | 58.77 | 17.58
2016-02-28 07:00:00 | 0.58489 | 0.60308 | 0.26686 | 17.9 | -17.9 | 17.9 | 123.73 | -81.4 | 1000 | 1000 | -17.9 | 17.9 | 17.9 | 70.74 | 17.9
2016-02-28 08:00:00 | 0.5688 | 0.58769 | 0.42994 | 19.02 | -19.02 | 19.02 | 124.85 | -82.52 | 1000 | 1000 | -19.02 | 19.02 | 19.02 | 70.99 | 19.02
2016-02-28 09:00:00 | 0.53662 | 0.55692 | 0.65048 | 19.01 | -19.01 | 19.01 | 124.84 | -82.51 | 1000 | 1000 | -19.01 | 19.01 | 19.01 | 70.94 | 19.01
2016-02-28 10:00:00 | 0.50122 | 0.52308 | 0.81425 | 19.02 | -19.02 | 19.02 | 124.85 | -82.52 | 1000 | 1000 | -19.02 | 19.02 | 19.02 | 68.9 | 19.02
2016-02-28 11:00:00 | 0.45939 | 0.48308 | 0.94383 | 16.6 | -16.6 | 16.6 | 122.43 | -80.1 | 1000 | 1000 | -16.6 | 16.6 | 16.6 | 68.4 | 16.6
2016-02-28 12:00:00 | 0.42721 | 0.45231 | 0.96576 | 14.06 | -14.06 | 14.06 | 119.89 | -77.56 | 1000 | 1000 | -14.06 | 14.06 | 14.06 | 67.98 | 14.06
2016-02-28 13:00:00 | 0.39825 | 0.42462 | 0.82374 | 12.45 | -12.45 | 12.45 | 118.28 | -75.95 | 1000 | 1000 | -12.45 | 12.45 | 12.45 | 66.13 | 12.45
2016-02-28 14:00:00 | 0.41112 | 0.43692 | 0.65983 | 12.21 | -12.21 | 12.21 | 118.04 | -75.71 | 1000 | 1000 | -12.21 | 12.21 | 12.21 | 64.49 | 12.21
2016-02-28 15:00:00 | 0.42399 | 0.44923 | 0.56761 | 13.26 | -13.26 | 13.26 | 119.09 | -76.76 | 1000 | 1000 | -13.26 | 13.26 | 13.26 | 61.93 | 13.26
2016-02-28 16:00:00 | 0.43686 | 0.46154 | 0.52133 | 19.11 | -19.11 | 19.11 | 124.94 | -82.61 | 1000 | 1000 | -19.11 | 19.11 | 19.11 | 60.43 | 19.11
2016-02-28 17:00:00 | 0.46582 | 0.48923 | 0.61979 | 24.6 | -24.6 | 24.6 | 130.43 | -88.1 | 1000 | 1000 | -24.6 | 24.6 | 24.6 | 63.99 | 24.6
2016-02-28 18:00:00 | 0.50122 | 0.52308 | 0.76472 | 26.98 | -26.98 | 26.98 | 132.81 | -90.48 | 1000 | 1000 | -26.98 | 26.98 | 26.98 | 75.26 | 26.98
2016-02-28 19:00:00 | 0.54305 | 0.56308 | 0.85205 | 21.81 | -21.81 | 21.81 | 127.64 | -85.31 | 1000 | 1000 | -21.81 | 21.81 | 21.81 | 72.73 | 21.81
2016-02-28 20:00:00 | 0.56236 | 0.58154 | 0.77783 | 19.9 | -19.9 | 19.9 | 125.73 | -83.4 | 1000 | 1000 | -19.9 | 19.9 | 19.9 | 67.48 | 19.9
2016-02-28 21:00:00 | 0.5688 | 0.58769 | 0.66127 | 20.44 | -20.44 | 20.44 | 126.27 | -83.94 | 1000 | 1000 | -20.44 | 20.44 | 20.44 | 55.21 | 20.44
2016-02-28 22:00:00 | 0.58811 | 0.60615 | 0.5638 | 19.93 | -19.93 | 19.93 | 125.76 | -83.43 | 1000 | 1000 | -19.93 | 19.93 | 19.93 | 56.12 | 19.93
2016-02-28 23:00:00 | 0.59776 | 0.61538 | 0.42608 | 19.12 | -19.12 | 19.12 | 124.95 | -82.62 | 1000 | 1000 | -19.12 | 19.12 | 19.12 | 52.43 | 19.12
2016-02-29 00:00:00 | 0.60419 | 0.62154 | 0.31267 | 17.77 | -17.77 | 17.77 | 123.6 | -81.27 | 1000 | 1000 | -17.77 | 17.77 | 17.77 | 49.15 | 17.77
2016-02-29 01:00:00 | 0.60741 | 0.62462 | 0.2388 | 17.6 | -17.6 | 17.6 | 123.43 | -81.1 | 1000 | 1000 | -17.6 | 17.6 | 17.6 | 45.54 | 17.6
2016-02-29 02:00:00 | 0.61707 | 0.63385 | 0.2191 | 16.77 | -16.77 | 16.77 | 122.6 | -80.27 | 1000 | 1000 | -16.77 | 16.77 | 16.77 | 43.94 | 16.77
2016-02-29 03:00:00 | 0.62994 | 0.64615 | 0.21612 | 17.01 | -17.01 | 17.01 | 122.84 | -80.51 | 1000 | 1000 | -17.01 | 17.01 | 17.01 | 41.55 | 17.01
2016-02-29 04:00:00 | 0.63316 | 0.64923 | 0.22876 | 18.49 | -18.49 | 18.49 | 124.32 | -81.99 | 1000 | 1000 | -18.49 | 18.49 | 18.49 | 42.54 | 18.49
2016-02-29 05:00:00 | 0.63637 | 0.65231 | 0.26928 | 28.23 | -28.23 | 28.23 | 134.06 | -91.73 | 1000 | 1000 | -28.23 | 28.23 | 28.23 | 47.87 | 28.23
2016-02-29 06:00:00 | 0.62672 | 0.64308 | 0.46874 | 34.72 | -34.72 | 34.72 | 140.55 | -98.22 | 1000 | 1000 | -34.72 | 34.72 | 34.72 | 58.77 | 34.72
2016-02-29 07:00:00 | 0.6235 | 0.64 | 0.67301 | 32.96 | -32.96 | 32.96 | 138.79 | -96.46 | 1000 | 1000 | -32.96 | 32.96 | 32.96 | 70.74 | 32.96
2016-02-29 08:00:00 | 0.58811 | 0.60615 | 0.76549 | 27.99 | -27.99 | 27.99 | 133.82 | -91.49 | 1000 | 1000 | -27.99 | 27.99 | 27.99 | 70.99 | 27.99
2016-02-29 09:00:00 | 0.58489 | 0.60308 | 0.7631 | 24.92 | -24.92 | 24.92 | 130.75 | -88.42 | 1000 | 1000 | -24.92 | 24.92 | 24.92 | 70.94 | 24.92
2016-02-29 10:00:00 | 0.5688 | 0.58769 | 0.73645 | 23.48 | -23.48 | 23.48 | 129.31 | -86.98 | 1000 | 1000 | -23.48 | 23.48 | 23.48 | 68.9 | 23.48
2016-02-29 11:00:00 | 0.54949 | 0.56923 | 0.75244 | 22.77 | -22.77 | 22.77 | 128.6 | -86.27 | 1000 | 1000 | -22.77 | 22.77 | 22.77 | 68.4 | 22.77
2016-02-29 12:00:00 | 0.52375 | 0.54462 | 0.78569 | 22.2 | -22.2 | 22.2 | 128.03 | -85.7 | 1000 | 1000 | -22.2 | 22.2 | 22.2 | 67.98 | 22.2
2016-02-29 13:00:00 | 0.50444 | 0.52615 | 0.74358 | 22 | -22 | 22 | 127.83 | -85.5 | 1000 | 1000 | -22 | 22 | 22 | 66.13 | 22
2016-02-29 14:00:00 | 0.49157 | 0.51385 | 0.6716 | 22.24 | -22.24 | 22.24 | 128.07 | -85.74 | 1000 | 1000 | -22.24 | 22.24 | 22.24 | 64.49 | 22.24
2016-02-29 15:00:00 | 0.49479 | 0.51692 | 0.6447 | 22.57 | -22.57 | 22.57 | 128.4 | -86.07 | 1000 | 1000 | -22.57 | 22.57 | 22.57 | 61.93 | 22.57
2016-02-29 16:00:00 | 0.51087 | 0.53231 | 0.65698 | 26.58 | -26.58 | 26.58 | 132.41 | -90.08 | 1000 | 1000 | -26.58 | 26.58 | 26.58 | 60.43 | 26.58
2016-02-29 17:00:00 | 0.57202 | 0.59077 | 0.76076 | 34.03 | -34.03 | 34.03 | 139.86 | -97.53 | 1000 | 1000 | -34.03 | 34.03 | 34.03 | 63.99 | 34.03
2016-02-29 18:00:00 | 0.5688 | 0.58769 | 0.8848 | 31.21 | -31.21 | 31.21 | 137.04 | -94.71 | 1000 | 1000 | -31.21 | 31.21 | 31.21 | 75.26 | 31.21
2016-02-29 19:00:00 | 0.56558 | 0.58462 | 0.92169 | 27.14 | -27.14 | 27.14 | 132.97 | -90.64 | 1000 | 1000 | -27.14 | 27.14 | 27.14 | 72.73 | 27.14
2016-02-29 20:00:00 | 0.56558 | 0.58462 | 0.81915 | 23.04 | -23.04 | 23.04 | 128.87 | -86.54 | 1000 | 1000 | -23.04 | 23.04 | 23.04 | 67.48 | 23.04
2016-02-29 21:00:00 | 0.57202 | 0.59077 | 0.69019 | 22.55 | -22.55 | 22.55 | 128.38 | -86.05 | 1000 | 1000 | -22.55 | 22.55 | 22.55 | 55.21 | 22.55
2016-02-29 22:00:00 | 0.57845 | 0.59692 | 0.57811 | 19.29 | -19.29 | 19.29 | 125.12 | -82.79 | 1000 | 1000 | -19.29 | 19.29 | 19.29 | 56.12 | 19.29
2016-02-29 23:00:00 | 0.59132 | 0.60923 | 0.44327 | 22.48 | -22.48 | 22.48 | 128.31 | -85.98 | 1000 | 1000 | -22.48 | 22.48 | 22.48 | 52.43 | 22.48
2016-03-01 00:00:00 | 0.60419 | 0.62154 | 0.31267 | 22.08 | -22.08 | 22.08 | 127.91 | -85.58 | 1000 | 1000 | -22.08 | 22.08 | 22.08 | 47.44 | 22.08
2016-03-01 01:00:00 | 0.61385 | 0.63077 | 0.2388 | 19.87 | -19.87 | 19.87 | 125.7 | -83.37 | 1000 | 1000 | -19.87 | 19.87 | 19.87 | 47.74 | 19.87
2016-03-01 02:00:00 | 0.62672 | 0.64308 | 0.2191 | 19.13 | -19.13 | 19.13 | 124.96 | -82.63 | 1000 | 1000 | -19.13 | 19.13 | 19.13 | 44.99 | 19.13
2016-03-01 03:00:00 | 0.62994 | 0.64615 | 0.21612 | 19.33 | -19.33 | 19.33 | 125.16 | -82.83 | 1000 | 1000 | -19.33 | 19.33 | 19.33 | 44.19 | 19.33
2016-03-01 04:00:00 | 0.64281 | 0.65846 | 0.22876 | 20.18 | -20.18 | 20.18 | 126.01 | -83.68 | 1000 | 1000 | -20.18 | 20.18 | 20.18 | 43.7 | 20.18
2016-03-01 05:00:00 | 0.65568 | 0.67077 | 0.26928 | 25.59 | -25.59 | 25.59 | 131.42 | -89.09 | 1000 | 1000 | -25.59 | 25.59 | 25.59 | 46.28 | 25.59
2016-03-01 06:00:00 | 0.63316 | 0.64923 | 0.46874 | 32.93 | -32.93 | 32.93 | 138.76 | -96.43 | 1000 | 1000 | -32.93 | 32.93 | 32.93 | 55.61 | 32.93
2016-03-01 07:00:00 | 0.61707 | 0.63385 | 0.67301 | 37.86 | -37.86 | 37.86 | 143.69 | -101.36 | 1000 | 1000 | -37.86 | 37.86 | 37.86 | 68.14 | 37.86
2016-03-01 08:00:00 | 0.58167 | 0.6 | 0.76549 | 34.95 | -34.95 | 34.95 | 140.78 | -98.45 | 1000 | 1000 | -34.95 | 34.95 | 34.95 | 69.53 | 34.95
2016-03-01 09:00:00 | 0.56236 | 0.58154 | 0.7631 | 31.9 | -31.9 | 31.9 | 137.73 | -95.4 | 1000 | 1000 | -31.9 | 31.9 | 31.9 | 68.64 | 31.9
2016-03-01 10:00:00 | 0.53662 | 0.55692 | 0.73645 | 30.06 | -30.06 | 30.06 | 135.89 | -93.56 | 1000 | 1000 | -30.06 | 30.06 | 30.06 | 67.67 | 30.06
2016-03-01 11:00:00 | 0.50122 | 0.52308 | 0.75244 | 28.8 | -28.8 | 28.8 | 134.63 | -92.3 | 1000 | 1000 | -28.8 | 28.8 | 28.8 | 67.05 | 28.8
2016-03-01 12:00:00 | 0.47548 | 0.49846 | 0.78569 | 27.96 | -27.96 | 27.96 | 133.79 | -91.46 | 1000 | 1000 | -27.96 | 27.96 | 27.96 | 64.04 | 27.96
2016-03-01 13:00:00 | 0.44008 | 0.46462 | 0.74358 | 25.55 | -25.55 | 25.55 | 131.38 | -89.05 | 1000 | 1000 | -25.55 | 25.55 | 25.55 | 62.3 | 25.55
2016-03-01 14:00:00 | 0.43686 | 0.46154 | 0.6716 | 25.48 | -25.48 | 25.48 | 131.31 | -88.98 | 1000 | 1000 | -25.48 | 25.48 | 25.48 | 60.33 | 25.48
2016-03-01 15:00:00 | 0.43043 | 0.45538 | 0.6447 | 23.97 | -23.97 | 23.97 | 129.8 | -87.47 | 1000 | 1000 | -23.97 | 23.97 | 23.97 | 57.95 | 23.97
2016-03-01 16:00:00 | 0.46261 | 0.48615 | 0.65698 | 26.95 | -26.95 | 26.95 | 132.78 | -90.45 | 1000 | 1000 | -26.95 | 26.95 | 26.95 | 54.42 | 26.95
2016-03-01 17:00:00 | 0.51409 | 0.53538 | 0.76076 | 26 | -26 | 26 | 131.83 | -89.5 | 1000 | 1000 | -26 | 26 | 26 | 62.05 | 26
2016-03-01 18:00:00 | 0.58811 | 0.60615 | 0.8848 | 22.63 | -22.63 | 22.63 | 128.46 | -86.13 | 1000 | 1000 | -22.63 | 22.63 | 22.63 | 73.28 | 22.63
2016-03-01 19:00:00 | 0.58167 | 0.6 | 0.92169 | 21.26 | -21.26 | 21.26 | 127.09 | -84.76 | 1000 | 1000 | -21.26 | 21.26 | 21.26 | 71.55 | 21.26
2016-03-01 20:00:00 | 0.59454 | 0.61231 | 0.81915 | 19.52 | -19.52 | 19.52 | 125.35 | -83.02 | 1000 | 1000 | -19.52 | 19.52 | 19.52 | 65.71 | 19.52
2016-03-01 21:00:00 | 0.59132 | 0.60923 | 0.69019 | 18.39 | -18.39 | 18.39 | 124.22 | -81.89 | 1000 | 1000 | -18.39 | 18.39 | 18.39 | 53.31 | 18.39
2016-03-01 22:00:00 | 0.58811 | 0.60615 | 0.57811 | 17.06 | -17.06 | 17.06 | 122.89 | -80.56 | 1000 | 1000 | -17.06 | 17.06 | 17.06 | 52.45 | 17.06
2016-03-01 23:00:00 | 0.57845 | 0.59692 | 0.44327 | 10.58 | -10.58 | 10.58 | 116.41 | -74.08 | 1000 | 1000 | -10.58 | 10.58 | 10.58 | 49.72 | 10.58
2016-03-02 00:00:00 | 0.58489 | 0.60308 | 0.31267 | 13.56 | -13.56 | 13.56 | 119.39 | -77.06 | 1000 | 1000 | -13.56 | 13.56 | 13.56 | 47.85 | 13.56
2016-03-02 01:00:00 | 0.56558 | 0.58462 | 0.2388 | 12.69 | -12.69 | 12.69 | 118.52 | -76.19 | 1000 | 1000 | -12.69 | 12.69 | 12.69 | 46.27 | 12.69
2016-03-02 02:00:00 | 0.57202 | 0.59077 | 0.2191 | 12.62 | -12.62 | 12.62 | 118.45 | -76.12 | 1000 | 1000 | -12.62 | 12.62 | 12.62 | 45.73 | 12.62
2016-03-02 03:00:00 | 0.57523 | 0.59385 | 0.21612 | 13.27 | -13.27 | 13.27 | 119.1 | -76.77 | 1000 | 1000 | -13.27 | 13.27 | 13.27 | 44.21 | 13.27
2016-03-02 04:00:00 | 0.5688 | 0.58769 | 0.22876 | 15.85 | -15.85 | 15.85 | 121.68 | -79.35 | 1000 | 1000 | -15.85 | 15.85 | 15.85 | 44.18 | 15.85
2016-03-02 05:00:00 | 0.55271 | 0.57231 | 0.26928 | 21.45 | -21.45 | 21.45 | 127.28 | -84.95 | 1000 | 1000 | -21.45 | 21.45 | 21.45 | 45.19 | 21.45
2016-03-02 06:00:00 | 0.54627 | 0.56615 | 0.46874 | 23.08 | -23.08 | 23.08 | 128.91 | -86.58 | 1000 | 1000 | -23.08 | 23.08 | 23.08 | 52.33 | 23.08
2016-03-02 07:00:00 | 0.53018 | 0.55077 | 0.67301 | 25.96 | -25.96 | 25.96 | 131.79 | -89.46 | 1000 | 1000 | -25.96 | 25.96 | 25.96 | 67.04 | 25.96
2016-03-02 08:00:00 | 0.50766 | 0.52923 | 0.76549 | 24.68 | -24.68 | 24.68 | 130.51 | -88.18 | 1000 | 1000 | -24.68 | 24.68 | 24.68 | 67.9 | 24.68
2016-03-02 09:00:00 | 0.49157 | 0.51385 | 0.7631 | 26.7 | -26.7 | 26.7 | 132.53 | -90.2 | 1000 | 1000 | -26.7 | 26.7 | 26.7 | 66.27 | 26.7
2016-03-02 10:00:00 | 0.47226 | 0.49538 | 0.73645 | 28 | -28 | 28 | 133.83 | -91.5 | 1000 | 1000 | -28 | 28 | 28 | 63.76 | 28
2016-03-02 11:00:00 | 0.4433 | 0.46769 | 0.75244 | 27.43 | -27.43 | 27.43 | 133.26 | -90.93 | 1000 | 1000 | -27.43 | 27.43 | 27.43 | 62.31 | 27.43
2016-03-02 12:00:00 | 0.40147 | 0.42769 | 0.78569 | 26 | -26 | 26 | 131.83 | -89.5 | 1000 | 1000 | -26 | 26 | 26 | 61.2 | 26
2016-03-02 13:00:00 | 0.34998 | 0.37846 | 0.74358 | 25.92 | -25.92 | 25.92 | 131.75 | -89.42 | 1000 | 1000 | -25.92 | 25.92 | 25.92 | 56.2 | 25.92
2016-03-02 14:00:00 | 0.32745 | 0.35692 | 0.6716 | 28.06 | -28.06 | 28.06 | 133.89 | -91.56 | 1000 | 1000 | -28.06 | 28.06 | 28.06 | 53.03 | 28.06
2016-03-02 15:00:00 | 0.33711 | 0.36615 | 0.6447 | 28.56 | -28.56 | 28.56 | 134.39 | -92.06 | 1000 | 1000 | -28.56 | 28.56 | 28.56 | 50.05 | 28.56
2016-03-02 16:00:00 | 0.34676 | 0.37538 | 0.65698 | 31.99 | -31.99 | 31.99 | 137.82 | -95.49 | 1000 | 1000 | -31.99 | 31.99 | 31.99 | 49.92 | 31.99
2016-03-02 17:00:00 | 0.36285 | 0.39077 | 0.76076 | 40 | -40 | 40 | 145.83 | -103.5 | 1000 | 1000 | -40 | 40 | 40 | 58.96 | 40
2016-03-02 18:00:00 | 0.42721 | 0.45231 | 0.8848 | 36.87 | -36.87 | 36.87 | 142.7 | -100.37 | 1000 | 1000 | -36.87 | 36.87 | 36.87 | 68.28 | 36.87
2016-03-02 19:00:00 | 0.45617 | 0.48 | 0.92169 | 30.99 | -30.99 | 30.99 | 136.82 | -94.49 | 1000 | 1000 | -30.99 | 30.99 | 30.99 | 68.63 | 30.99
2016-03-02 20:00:00 | 0.52375 | 0.54462 | 0.81915 | 27.07 | -27.07 | 27.07 | 132.9 | -90.57 | 1000 | 1000 | -27.07 | 27.07 | 27.07 | 65.65 | 27.07
2016-03-02 21:00:00 | 0.5334 | 0.55385 | 0.69019 | 24.27 | -24.27 | 24.27 | 130.1 | -87.77 | 1000 | 1000 | -24.27 | 24.27 | 24.27 | 55.14 | 24.27
2016-03-02 22:00:00 | 0.54305 | 0.56308 | 0.57811 | 21.58 | -21.58 | 21.58 | 127.41 | -85.08 | 1000 | 1000 | -21.58 | 21.58 | 21.58 | 53.2 | 21.58
2016-03-02 23:00:00 | 0.56558 | 0.58462 | 0.44327 | 20.02 | -20.02 | 20.02 | 125.85 | -83.52 | 1000 | 1000 | -20.02 | 20.02 | 20.02 | 49.05 | 20.02
2016-03-03 00:00:00 | 0.57845 | 0.59692 | 0.31267 | 19.29 | -19.29 | 19.29 | 125.12 | -82.79 | 1000 | 1000 | -19.29 | 19.29 | 19.29 | 48.56 | 19.29
2016-03-03 01:00:00 | 0.56558 | 0.58462 | 0.2388 | 18.64 | -18.64 | 18.64 | 124.47 | -82.14 | 1000 | 1000 | -18.64 | 18.64 | 18.64 | 47.94 | 18.64
2016-03-03 02:00:00 | 0.55914 | 0.57846 | 0.2191 | 17.93 | -17.93 | 17.93 | 123.76 | -81.43 | 1000 | 1000 | -17.93 | 17.93 | 17.93 | 46.21 | 17.93
2016-03-03 03:00:00 | 0.55271 | 0.57231 | 0.21612 | 18.26 | -18.26 | 18.26 | 124.09 | -81.76 | 1000 | 1000 | -18.26 | 18.26 | 18.26 | 45.12 | 18.26
2016-03-03 04:00:00 | 0.56236 | 0.58154 | 0.22876 | 19.38 | -19.38 | 19.38 | 125.21 | -82.88 | 1000 | 1000 | -19.38 | 19.38 | 19.38 | 45.47 | 19.38
2016-03-03 05:00:00 | 0.57845 | 0.59692 | 0.26928 | 24.58 | -24.58 | 24.58 | 130.41 | -88.08 | 1000 | 1000 | -24.58 | 24.58 | 24.58 | 49.8 | 24.58
2016-03-03 06:00:00 | 0.57202 | 0.59077 | 0.46874 | 30.93 | -30.93 | 30.93 | 136.76 | -94.43 | 1000 | 1000 | -30.93 | 30.93 | 30.93 | 62.65 | 30.93
2016-03-03 07:00:00 | 0.55914 | 0.57846 | 0.67301 | 31.04 | -31.04 | 31.04 | 136.87 | -94.54 | 1000 | 1000 | -31.04 | 31.04 | 31.04 | 66.48 | 31.04
2016-03-03 08:00:00 | 0.53018 | 0.55077 | 0.76549 | 30.94 | -30.94 | 30.94 | 136.77 | -94.44 | 1000 | 1000 | -30.94 | 30.94 | 30.94 | 67.25 | 30.94
2016-03-03 09:00:00 | 0.49479 | 0.51692 | 0.7631 | 30.57 | -30.57 | 30.57 | 136.4 | -94.07 | 1000 | 1000 | -30.57 | 30.57 | 30.57 | 66.41 | 30.57
2016-03-03 10:00:00 | 0.45617 | 0.48 | 0.73645 | 31.94 | -31.94 | 31.94 | 137.77 | -95.44 | 1000 | 1000 | -31.94 | 31.94 | 31.94 | 65.74 | 31.94
2016-03-03 11:00:00 | 0.41434 | 0.44 | 0.75244 | 30.07 | -30.07 | 30.07 | 135.9 | -93.57 | 1000 | 1000 | -30.07 | 30.07 | 30.07 | 65.02 | 30.07
2016-03-03 12:00:00 | 0.38538 | 0.41231 | 0.78569 | 30.53 | -30.53 | 30.53 | 136.36 | -94.03 | 1000 | 1000 | -30.53 | 30.53 | 30.53 | 64.06 | 30.53
2016-03-03 13:00:00 | 0.36929 | 0.39692 | 0.74358 | 30.06 | -30.06 | 30.06 | 135.89 | -93.56 | 1000 | 1000 | -30.06 | 30.06 | 30.06 | 61.8 | 30.06
2016-03-03 14:00:00 | 0.3725 | 0.4 | 0.6716 | 30.97 | -30.97 | 30.97 | 136.8 | -94.47 | 1000 | 1000 | -30.97 | 30.97 | 30.97 | 57.31 | 30.97
2016-03-03 15:00:00 | 0.38216 | 0.40923 | 0.6447 | 30.96 | -30.96 | 30.96 | 136.79 | -94.46 | 1000 | 1000 | -30.96 | 30.96 | 30.96 | 55.02 | 30.96
2016-03-03 16:00:00 | 0.39503 | 0.42154 | 0.65698 | 32.85 | -32.85 | 32.85 | 138.68 | -96.35 | 1000 | 1000 | -32.85 | 32.85 | 32.85 | 54.33 | 32.85
2016-03-03 17:00:00 | 0.43686 | 0.46154 | 0.76076 | 42.71 | -42.71 | 42.71 | 148.54 | -106.21 | 1000 | 1000 | -42.71 | 42.71 | 42.71 | 62.07 | 42.71
2016-03-03 18:00:00 | 0.44973 | 0.47385 | 0.8848 | 42.92 | -42.92 | 42.92 | 148.75 | -106.42 | 1000 | 1000 | -42.92 | 42.92 | 42.92 | 71.33 | 42.92
2016-03-03 19:00:00 | 0.45939 | 0.48308 | 0.92169 | 33.98 | -33.98 | 33.98 | 139.81 | -97.48 | 1000 | 1000 | -33.98 | 33.98 | 33.98 | 73.17 | 33.98
2016-03-03 20:00:00 | 0.46904 | 0.49231 | 0.81915 | 28.97 | -28.97 | 28.97 | 134.8 | -92.47 | 1000 | 1000 | -28.97 | 28.97 | 28.97 | 65.76 | 28.97
2016-03-03 21:00:00 | 0.51087 | 0.53231 | 0.69019 | 25.92 | -25.92 | 25.92 | 131.75 | -89.42 | 1000 | 1000 | -25.92 | 25.92 | 25.92 | 61.2 | 25.92
2016-03-03 22:00:00 | 0.54305 | 0.56308 | 0.57811 | 23.11 | -23.11 | 23.11 | 128.94 | -86.61 | 1000 | 1000 | -23.11 | 23.11 | 23.11 | 61.97 | 23.11
2016-03-03 23:00:00 | 0.54627 | 0.56615 | 0.44327 | 22.15 | -22.15 | 22.15 | 127.98 | -85.65 | 1000 | 1000 | -22.15 | 22.15 | 22.15 | 54.25 | 22.15
2016-03-04 00:00:00 | 0.57523 | 0.59385 | 0.31267 | 20.03 | -20.03 | 20.03 | 125.86 | -83.53 | 1000 | 1000 | -20.03 | 20.03 | 20.03 | 51.4 | 20.03
2016-03-04 01:00:00 | 0.57202 | 0.59077 | 0.2388 | 19.75 | -19.75 | 19.75 | 125.58 | -83.25 | 1000 | 1000 | -19.75 | 19.75 | 19.75 | 50 | 19.75
2016-03-04 02:00:00 | 0.57845 | 0.59692 | 0.2191 | 19.19 | -19.19 | 19.19 | 125.02 | -82.69 | 1000 | 1000 | -19.19 | 19.19 | 19.19 | 49.06 | 19.19
2016-03-04 03:00:00 | 0.60419 | 0.62154 | 0.21612 | 18.99 | -18.99 | 18.99 | 124.82 | -82.49 | 1000 | 1000 | -18.99 | 18.99 | 18.99 | 47.44 | 18.99
2016-03-04 04:00:00 | 0.6235 | 0.64 | 0.22876 | 20.18 | -20.18 | 20.18 | 126.01 | -83.68 | 1000 | 1000 | -20.18 | 20.18 | 20.18 | 49.12 | 20.18
2016-03-04 05:00:00 | 0.64281 | 0.65846 | 0.26928 | 26.92 | -26.92 | 26.92 | 132.75 | -90.42 | 1000 | 1000 | -26.92 | 26.92 | 26.92 | 49.91 | 26.92
2016-03-04 06:00:00 | 0.64281 | 0.65846 | 0.46874 | 31.73 | -31.73 | 31.73 | 137.56 | -95.23 | 1000 | 1000 | -31.73 | 31.73 | 31.73 | 62.94 | 31.73
2016-03-04 07:00:00 | 0.61707 | 0.63385 | 0.67301 | 33.97 | -33.97 | 33.97 | 139.8 | -97.47 | 1000 | 1000 | -33.97 | 33.97 | 33.97 | 70.89 | 33.97
2016-03-04 08:00:00 | 0.54627 | 0.56615 | 0.76549 | 30.04 | -30.04 | 30.04 | 135.87 | -93.54 | 1000 | 1000 | -30.04 | 30.04 | 30.04 | 71.84 | 30.04
2016-03-04 09:00:00 | 0.49479 | 0.51692 | 0.7631 | 26.69 | -26.69 | 26.69 | 132.52 | -90.19 | 1000 | 1000 | -26.69 | 26.69 | 26.69 | 69.93 | 26.69
2016-03-04 10:00:00 | 0.44652 | 0.47077 | 0.73645 | 23.78 | -23.78 | 23.78 | 129.61 | -87.28 | 1000 | 1000 | -23.78 | 23.78 | 23.78 | 67.82 | 23.78
2016-03-04 11:00:00 | 0.38538 | 0.41231 | 0.75244 | 22.48 | -22.48 | 22.48 | 128.31 | -85.98 | 1000 | 1000 | -22.48 | 22.48 | 22.48 | 65.65 | 22.48
2016-03-04 12:00:00 | 0.34998 | 0.37846 | 0.78569 | 21.78 | -21.78 | 21.78 | 127.61 | -85.28 | 1000 | 1000 | -21.78 | 21.78 | 21.78 | 64.57 | 21.78
2016-03-04 13:00:00 | 0.3178 | 0.34769 | 0.74358 | 21.86 | -21.86 | 21.86 | 127.69 | -85.36 | 1000 | 1000 | -21.86 | 21.86 | 21.86 | 62.34 | 21.86
2016-03-04 14:00:00 | 0.33067 | 0.36 | 0.6716 | 22.48 | -22.48 | 22.48 | 128.31 | -85.98 | 1000 | 1000 | -22.48 | 22.48 | 22.48 | 56.83 | 22.48
2016-03-04 15:00:00 | 0.34676 | 0.37538 | 0.6447 | 24.17 | -24.17 | 24.17 | 130 | -87.67 | 1000 | 1000 | -24.17 | 24.17 | 24.17 | 53.05 | 24.17
2016-03-04 16:00:00 | 0.36607 | 0.39385 | 0.65698 | 29.2 | -29.2 | 29.2 | 135.03 | -92.7 | 1000 | 1000 | -29.2 | 29.2 | 29.2 | 52.2 | 29.2
2016-03-04 17:00:00 | 0.41755 | 0.44308 | 0.76076 | 33.99 | -33.99 | 33.99 | 139.82 | -97.49 | 1000 | 1000 | -33.99 | 33.99 | 33.99 | 61.19 | 33.99
2016-03-04 18:00:00 | 0.45617 | 0.48 | 0.8848 | 31.06 | -31.06 | 31.06 | 136.89 | -94.56 | 1000 | 1000 | -31.06 | 31.06 | 31.06 | 70.06 | 31.06
2016-03-04 19:00:00 | 0.44652 | 0.47077 | 0.92169 | 27.9 | -27.9 | 27.9 | 133.73 | -91.4 | 1000 | 1000 | -27.9 | 27.9 | 27.9 | 73.97 | 27.9
2016-03-04 20:00:00 | 0.49479 | 0.51692 | 0.81915 | 23.52 | -23.52 | 23.52 | 129.35 | -87.02 | 1000 | 1000 | -23.52 | 23.52 | 23.52 | 66.01 | 23.52
2016-03-04 21:00:00 | 0.48191 | 0.50462 | 0.69019 | 23.8 | -23.8 | 23.8 | 129.63 | -87.3 | 1000 | 1000 | -23.8 | 23.8 | 23.8 | 57.92 | 23.8
2016-03-04 22:00:00 | 0.498 | 0.52 | 0.57811 | 21.55 | -21.55 | 21.55 | 127.38 | -85.05 | 1000 | 1000 | -21.55 | 21.55 | 21.55 | 57.66 | 21.55
2016-03-04 23:00:00 | 0.51409 | 0.53538 | 0.44327 | 19.15 | -19.15 | 19.15 | 124.98 | -82.65 | 1000 | 1000 | -19.15 | 19.15 | 19.15 | 53.63 | 19.15
2016-03-05 00:00:00 | 0.50766 | 0.52923 | 0.36334 | 19.17 | -19.17 | 19.17 | 125 | -82.67 | 1000 | 1000 | -19.17 | 19.17 | 19.17 | 49.37 | 19.17
2016-03-05 01:00:00 | 0.52375 | 0.54462 | 0.30185 | 19.04 | -19.04 | 19.04 | 124.87 | -82.54 | 1000 | 1000 | -19.04 | 19.04 | 19.04 | 43.98 | 19.04
2016-03-05 02:00:00 | 0.49479 | 0.51692 | 0.247 | 18.96 | -18.96 | 18.96 | 124.79 | -82.46 | 1000 | 1000 | -18.96 | 18.96 | 18.96 | 44.96 | 18.96
2016-03-05 03:00:00 | 0.48835 | 0.51077 | 0.23565 | 18.88 | -18.88 | 18.88 | 124.71 | -82.38 | 1000 | 1000 | -18.88 | 18.88 | 18.88 | 45.24 | 18.88
2016-03-05 04:00:00 | 0.498 | 0.52 | 0.23258 | 19.01 | -19.01 | 19.01 | 124.84 | -82.51 | 1000 | 1000 | -19.01 | 19.01 | 19.01 | 44.94 | 19.01
2016-03-05 05:00:00 | 0.50766 | 0.52923 | 0.24426 | 19.16 | -19.16 | 19.16 | 124.99 | -82.66 | 1000 | 1000 | -19.16 | 19.16 | 19.16 | 46.32 | 19.16
2016-03-05 06:00:00 | 0.51409 | 0.53538 | 0.30966 | 20.75 | -20.75 | 20.75 | 126.58 | -84.25 | 1000 | 1000 | -20.75 | 20.75 | 20.75 | 44.93 | 20.75
2016-03-05 07:00:00 | 0.50766 | 0.52923 | 0.47243 | 24.55 | -24.55 | 24.55 | 130.38 | -88.05 | 1000 | 1000 | -24.55 | 24.55 | 24.55 | 46.73 | 24.55
2016-03-05 08:00:00 | 0.47226 | 0.49538 | 0.68704 | 26.9 | -26.9 | 26.9 | 132.73 | -90.4 | 1000 | 1000 | -26.9 | 26.9 | 26.9 | 52.98 | 26.9
2016-03-05 09:00:00 | 0.45939 | 0.48308 | 0.80606 | 24.78 | -24.78 | 24.78 | 130.61 | -88.28 | 1000 | 1000 | -24.78 | 24.78 | 24.78 | 56.49 | 24.78
2016-03-05 10:00:00 | 0.42721 | 0.45231 | 0.84283 | 24.63 | -24.63 | 24.63 | 130.46 | -88.13 | 1000 | 1000 | -24.63 | 24.63 | 24.63 | 57.62 | 24.63
2016-03-05 11:00:00 | 0.39181 | 0.41846 | 0.87704 | 24.25 | -24.25 | 24.25 | 130.08 | -87.75 | 1000 | 1000 | -24.25 | 24.25 | 24.25 | 55.02 | 24.25
2016-03-05 12:00:00 | 0.38859 | 0.41538 | 0.91636 | 21.14 | -21.14 | 21.14 | 126.97 | -84.64 | 1000 | 1000 | -21.14 | 21.14 | 21.14 | 45.15 | 21.14
2016-03-05 13:00:00 | 0.42399 | 0.44923 | 0.88755 | 20.42 | -20.42 | 20.42 | 126.25 | -83.92 | 1000 | 1000 | -20.42 | 20.42 | 20.42 | 41.69 | 20.42
2016-03-05 14:00:00 | 0.44008 | 0.46462 | 0.79022 | 20.57 | -20.57 | 20.57 | 126.4 | -84.07 | 1000 | 1000 | -20.57 | 20.57 | 20.57 | 39.55 | 20.57
2016-03-05 15:00:00 | 0.44008 | 0.46462 | 0.71445 | 21.25 | -21.25 | 21.25 | 127.08 | -84.75 | 1000 | 1000 | -21.25 | 21.25 | 21.25 | 41.63 | 21.25
2016-03-05 16:00:00 | 0.44652 | 0.47077 | 0.70607 | 25.92 | -25.92 | 25.92 | 131.75 | -89.42 | 1000 | 1000 | -25.92 | 25.92 | 25.92 | 42.83 | 25.92
2016-03-05 17:00:00 | 0.45617 | 0.48 | 0.8672 | 34.02 | -34.02 | 34.02 | 139.85 | -97.52 | 1000 | 1000 | -34.02 | 34.02 | 34.02 | 47.73 | 34.02
2016-03-05 18:00:00 | 0.45295 | 0.47692 | 0.99703 | 35 | -35 | 35 | 140.83 | -98.5 | 1000 | 1000 | -35 | 35 | 35 | 63.85 | 35
2016-03-05 19:00:00 | 0.45617 | 0.48 | 1 | 27.86 | -27.86 | 27.86 | 133.69 | -91.36 | 1000 | 1000 | -27.86 | 27.86 | 27.86 | 64.28 | 27.86
2016-03-05 20:00:00 | 0.46582 | 0.48923 | 0.83309 | 24.44 | -24.44 | 24.44 | 130.27 | -87.94 | 1000 | 1000 | -24.44 | 24.44 | 24.44 | 53.78 | 24.44
2016-03-05 21:00:00 | 0.47548 | 0.49846 | 0.66229 | 25.18 | -25.18 | 25.18 | 131.01 | -88.68 | 1000 | 1000 | -25.18 | 25.18 | 25.18 | 46.68 | 25.18
2016-03-05 22:00:00 | 0.47548 | 0.49846 | 0.60399 | 20 | -20 | 20 | 125.83 | -83.5 | 1000 | 1000 | -20 | 20 | 20 | 45.16 | 20
2016-03-05 23:00:00 | 0.47548 | 0.49846 | 0.51572 | 20.69 | -20.69 | 20.69 | 126.52 | -84.19 | 1000 | 1000 | -20.69 | 20.69 | 20.69 | 40.98 | 20.69
2016-03-06 00:00:00 | 0.47226 | 0.49538 | 0.39659 | 19.94 | -19.94 | 19.94 | 125.77 | -83.44 | 1000 | 1000 | -19.94 | 19.94 | 19.94 | 43.08 | 19.94
2016-03-06 01:00:00 | 0.47226 | 0.49538 | 0.29555 | 19.13 | -19.13 | 19.13 | 124.96 | -82.63 | 1000 | 1000 | -19.13 | 19.13 | 19.13 | 41.95 | 19.13
2016-03-06 02:00:00 | 0.46904 | 0.49231 | 0.24054 | 18.69 | -18.69 | 18.69 | 124.52 | -82.19 | 1000 | 1000 | -18.69 | 18.69 | 18.69 | 41.98 | 18.69
2016-03-06 03:00:00 | 0.46582 | 0.48923 | 0.21979 | 18.58 | -18.58 | 18.58 | 124.41 | -82.08 | 1000 | 1000 | -18.58 | 18.58 | 18.58 | 41.7 | 18.58
2016-03-06 04:00:00 | 0.47548 | 0.49846 | 0.20895 | 18.83 | -18.83 | 18.83 | 124.66 | -82.33 | 1000 | 1000 | -18.83 | 18.83 | 18.83 | 42.85 | 18.83
2016-03-06 05:00:00 | 0.47548 | 0.49846 | 0.2107 | 18.65 | -18.65 | 18.65 | 124.48 | -82.15 | 1000 | 1000 | -18.65 | 18.65 | 18.65 | 42.9 | 18.65
2016-03-06 06:00:00 | 0.4787 | 0.50154 | 0.22636 | 18.78 | -18.78 | 18.78 | 124.61 | -82.28 | 1000 | 1000 | -18.78 | 18.78 | 18.78 | 42.67 | 18.78
2016-03-06 07:00:00 | 0.48191 | 0.50462 | 0.26686 | 19.28 | -19.28 | 19.28 | 125.11 | -82.78 | 1000 | 1000 | -19.28 | 19.28 | 19.28 | 42.73 | 19.28
2016-03-06 08:00:00 | 0.47548 | 0.49846 | 0.42994 | 19.99 | -19.99 | 19.99 | 125.82 | -83.49 | 1000 | 1000 | -19.99 | 19.99 | 19.99 | 43.24 | 19.99
2016-03-06 09:00:00 | 0.46582 | 0.48923 | 0.65048 | 20.26 | -20.26 | 20.26 | 126.09 | -83.76 | 1000 | 1000 | -20.26 | 20.26 | 20.26 | 46.28 | 20.26
2016-03-06 10:00:00 | 0.45295 | 0.47692 | 0.81425 | 20.51 | -20.51 | 20.51 | 126.34 | -84.01 | 1000 | 1000 | -20.51 | 20.51 | 20.51 | 49.17 | 20.51
2016-03-06 11:00:00 | 0.4433 | 0.46769 | 0.94383 | 20.02 | -20.02 | 20.02 | 125.85 | -83.52 | 1000 | 1000 | -20.02 | 20.02 | 20.02 | 48.27 | 20.02
2016-03-06 12:00:00 | 0.45939 | 0.48308 | 0.96576 | 19.14 | -19.14 | 19.14 | 124.97 | -82.64 | 1000 | 1000 | -19.14 | 19.14 | 19.14 | 43.66 | 19.14
2016-03-06 13:00:00 | 0.47548 | 0.49846 | 0.82374 | 18.24 | -18.24 | 18.24 | 124.07 | -81.74 | 1000 | 1000 | -18.24 | 18.24 | 18.24 | 38.04 | 18.24
2016-03-06 14:00:00 | 0.48191 | 0.50462 | 0.65983 | 18.23 | -18.23 | 18.23 | 124.06 | -81.73 | 1000 | 1000 | -18.23 | 18.23 | 18.23 | 36.79 | 18.23
2016-03-06 15:00:00 | 0.4787 | 0.50154 | 0.56761 | 18.73 | -18.73 | 18.73 | 124.56 | -82.23 | 1000 | 1000 | -18.73 | 18.73 | 18.73 | 39.47 | 18.73
2016-03-06 16:00:00 | 0.46904 | 0.49231 | 0.52133 | 20.57 | -20.57 | 20.57 | 126.4 | -84.07 | 1000 | 1000 | -20.57 | 20.57 | 20.57 | 41.38 | 20.57
2016-03-06 17:00:00 | 0.46904 | 0.49231 | 0.61979 | 28.93 | -28.93 | 28.93 | 134.76 | -92.43 | 1000 | 1000 | -28.93 | 28.93 | 28.93 | 45.31 | 28.93
2016-03-06 18:00:00 | 0.47226 | 0.49538 | 0.76472 | 31.62 | -31.62 | 31.62 | 137.45 | -95.12 | 1000 | 1000 | -31.62 | 31.62 | 31.62 | 61.85 | 31.62
2016-03-06 19:00:00 | 0.48513 | 0.50769 | 0.85205 | 29.17 | -29.17 | 29.17 | 135 | -92.67 | 1000 | 1000 | -29.17 | 29.17 | 29.17 | 65.84 | 29.17
2016-03-06 20:00:00 | 0.52053 | 0.54154 | 0.77783 | 25.44 | -25.44 | 25.44 | 131.27 | -88.94 | 1000 | 1000 | -25.44 | 25.44 | 25.44 | 62.3 | 25.44
2016-03-06 21:00:00 | 0.51409 | 0.53538 | 0.66127 | 27.44 | -27.44 | 27.44 | 133.27 | -90.94 | 1000 | 1000 | -27.44 | 27.44 | 27.44 | 56.18 | 27.44
2016-03-06 22:00:00 | 0.50766 | 0.52923 | 0.5638 | 21.15 | -21.15 | 21.15 | 126.98 | -84.65 | 1000 | 1000 | -21.15 | 21.15 | 21.15 | 56.16 | 21.15
2016-03-06 23:00:00 | 0.50766 | 0.52923 | 0.42608 | 22.04 | -22.04 | 22.04 | 127.87 | -85.54 | 1000 | 1000 | -22.04 | 22.04 | 22.04 | 46.39 | 22.04
2016-03-07 00:00:00 | 0.54627 | 0.56615 | 0.31267 | 22.05 | -22.05 | 22.05 | 127.88 | -85.55 | 1000 | 1000 | -22.05 | 22.05 | 22.05 | 49.4 | 22.05
2016-03-07 01:00:00 | 0.55914 | 0.57846 | 0.2388 | 20.34 | -20.34 | 20.34 | 126.17 | -83.84 | 1000 | 1000 | -20.34 | 20.34 | 20.34 | 47.58 | 20.34
2016-03-07 02:00:00 | 0.56558 | 0.58462 | 0.2191 | 20.02 | -20.02 | 20.02 | 125.85 | -83.52 | 1000 | 1000 | -20.02 | 20.02 | 20.02 | 45.95 | 20.02
2016-03-07 03:00:00 | 0.59132 | 0.60923 | 0.21612 | 20.09 | -20.09 | 20.09 | 125.92 | -83.59 | 1000 | 1000 | -20.09 | 20.09 | 20.09 | 43.93 | 20.09
2016-03-07 04:00:00 | 0.59776 | 0.61538 | 0.22876 | 21.87 | -21.87 | 21.87 | 127.7 | -85.37 | 1000 | 1000 | -21.87 | 21.87 | 21.87 | 43.93 | 21.87
2016-03-07 05:00:00 | 0.58811 | 0.60615 | 0.26928 | 32.34 | -32.34 | 32.34 | 138.17 | -95.84 | 1000 | 1000 | -32.34 | 32.34 | 32.34 | 47.14 | 32.34
2016-03-07 06:00:00 | 0.58167 | 0.6 | 0.46874 | 35.97 | -35.97 | 35.97 | 141.8 | -99.47 | 1000 | 1000 | -35.97 | 35.97 | 35.97 | 63 | 35.97
2016-03-07 07:00:00 | 0.5688 | 0.58769 | 0.67301 | 37.79 | -37.79 | 37.79 | 143.62 | -101.29 | 1000 | 1000 | -37.79 | 37.79 | 37.79 | 65.92 | 37.79
2016-03-07 08:00:00 | 0.54305 | 0.56308 | 0.76549 | 33.07 | -33.07 | 33.07 | 138.9 | -96.57 | 1000 | 1000 | -33.07 | 33.07 | 33.07 | 67.04 | 33.07
2016-03-07 09:00:00 | 0.51731 | 0.53846 | 0.7631 | 31.98 | -31.98 | 31.98 | 137.81 | -95.48 | 1000 | 1000 | -31.98 | 31.98 | 31.98 | 65.34 | 31.98
2016-03-07 10:00:00 | 0.51087 | 0.53231 | 0.73645 | 29.96 | -29.96 | 29.96 | 135.79 | -93.46 | 1000 | 1000 | -29.96 | 29.96 | 29.96 | 64.28 | 29.96
2016-03-07 11:00:00 | 0.45939 | 0.48308 | 0.75244 | 27.98 | -27.98 | 27.98 | 133.81 | -91.48 | 1000 | 1000 | -27.98 | 27.98 | 27.98 | 61.26 | 27.98
2016-03-07 12:00:00 | 0.4433 | 0.46769 | 0.78569 | 27.44 | -27.44 | 27.44 | 133.27 | -90.94 | 1000 | 1000 | -27.44 | 27.44 | 27.44 | 55.23 | 27.44
2016-03-07 13:00:00 | 0.40468 | 0.43077 | 0.74358 | 27.72 | -27.72 | 27.72 | 133.55 | -91.22 | 1000 | 1000 | -27.72 | 27.72 | 27.72 | 55.24 | 27.72
2016-03-07 14:00:00 | 0.39181 | 0.41846 | 0.6716 | 27.1 | -27.1 | 27.1 | 132.93 | -90.6 | 1000 | 1000 | -27.1 | 27.1 | 27.1 | 51.55 | 27.1
2016-03-07 15:00:00 | 0.39503 | 0.42154 | 0.6447 | 30.07 | -30.07 | 30.07 | 135.9 | -93.57 | 1000 | 1000 | -30.07 | 30.07 | 30.07 | 49.5 | 30.07
2016-03-07 16:00:00 | 0.43043 | 0.45538 | 0.65698 | 33.97 | -33.97 | 33.97 | 139.8 | -97.47 | 1000 | 1000 | -33.97 | 33.97 | 33.97 | 50.14 | 33.97
2016-03-07 17:00:00 | 0.45939 | 0.48308 | 0.76076 | 48.29 | -48.29 | 48.29 | 154.12 | -111.79 | 1000 | 1000 | -48.29 | 48.29 | 48.29 | 59.63 | 48.29
2016-03-07 18:00:00 | 0.498 | 0.52 | 0.8848 | 46.65 | -46.65 | 46.65 | 152.48 | -110.15 | 1000 | 1000 | -46.65 | 46.65 | 46.65 | 71.09 | 46.65
2016-03-07 19:00:00 | 0.49479 | 0.51692 | 0.92169 | 30.03 | -30.03 | 30.03 | 135.86 | -93.53 | 1000 | 1000 | -30.03 | 30.03 | 30.03 | 82.12 | 30.03
2016-03-07 20:00:00 | 0.53018 | 0.55077 | 0.81915 | 27.95 | -27.95 | 27.95 | 133.78 | -91.45 | 1000 | 1000 | -27.95 | 27.95 | 27.95 | 66.04 | 27.95
2016-03-07 21:00:00 | 0.5334 | 0.55385 | 0.69019 | 26.96 | -26.96 | 26.96 | 132.79 | -90.46 | 1000 | 1000 | -26.96 | 26.96 | 26.96 | 54.93 | 26.96
2016-03-07 22:00:00 | 0.56558 | 0.58462 | 0.57811 | 24.47 | -24.47 | 24.47 | 130.3 | -87.97 | 1000 | 1000 | -24.47 | 24.47 | 24.47 | 51.77 | 24.47
2016-03-07 23:00:00 | 0.59132 | 0.60923 | 0.44327 | 22.39 | -22.39 | 22.39 | 128.22 | -85.89 | 1000 | 1000 | -22.39 | 22.39 | 22.39 | 45.87 | 22.39
2016-03-08 00:00:00 | 0.58489 | 0.60308 | 0.31267 | 22.91 | -22.91 | 22.91 | 128.74 | -86.41 | 1000 | 1000 | -22.91 | 22.91 | 22.91 | 45.94 | 22.91
2016-03-08 01:00:00 | 0.59776 | 0.61538 | 0.2388 | 22.81 | -22.81 | 22.81 | 128.64 | -86.31 | 1000 | 1000 | -22.81 | 22.81 | 22.81 | 43.96 | 22.81
2016-03-08 02:00:00 | 0.6589 | 0.67385 | 0.2191 | 22 | -22 | 22 | 127.83 | -85.5 | 1000 | 1000 | -22 | 22 | 22 | 44.94 | 22
2016-03-08 03:00:00 | 0.63637 | 0.65231 | 0.21612 | 21.67 | -21.67 | 21.67 | 127.5 | -85.17 | 1000 | 1000 | -21.67 | 21.67 | 21.67 | 43.99 | 21.67
2016-03-08 04:00:00 | 0.66212 | 0.67692 | 0.22876 | 22.7 | -22.7 | 22.7 | 128.53 | -86.2 | 1000 | 1000 | -22.7 | 22.7 | 22.7 | 44.08 | 22.7
2016-03-08 05:00:00 | 0.64281 | 0.65846 | 0.26928 | 27.44 | -27.44 | 27.44 | 133.27 | -90.94 | 1000 | 1000 | -27.44 | 27.44 | 27.44 | 46.37 | 27.44
2016-03-08 06:00:00 | 0.66534 | 0.68 | 0.46874 | 37.73 | -37.73 | 37.73 | 143.56 | -101.23 | 1000 | 1000 | -37.73 | 37.73 | 37.73 | 50.28 | 37.73
2016-03-08 07:00:00 | 0.61707 | 0.63385 | 0.67301 | 39.08 | -39.08 | 39.08 | 144.91 | -102.58 | 1000 | 1000 | -39.08 | 39.08 | 39.08 | 64.02 | 39.08
2016-03-08 08:00:00 | 0.53662 | 0.55692 | 0.76549 | 34.98 | -34.98 | 34.98 | 140.81 | -98.48 | 1000 | 1000 | -34.98 | 34.98 | 34.98 | 64.14 | 34.98
2016-03-08 09:00:00 | 0.47548 | 0.49846 | 0.7631 | 28.61 | -28.61 | 28.61 | 134.44 | -92.11 | 1000 | 1000 | -28.61 | 28.61 | 28.61 | 61.45 | 28.61
2016-03-08 10:00:00 | 0.41434 | 0.44 | 0.73645 | 25.42 | -25.42 | 25.42 | 131.25 | -88.92 | 1000 | 1000 | -25.42 | 25.42 | 25.42 | 57.05 | 25.42
2016-03-08 11:00:00 | 0.38538 | 0.41231 | 0.75244 | 25.1 | -25.1 | 25.1 | 130.93 | -88.6 | 1000 | 1000 | -25.1 | 25.1 | 25.1 | 55.38 | 25.1
2016-03-08 12:00:00 | 0.39181 | 0.41846 | 0.78569 | 24.64 | -24.64 | 24.64 | 130.47 | -88.14 | 1000 | 1000 | -24.64 | 24.64 | 24.64 | 53.97 | 24.64
2016-03-08 13:00:00 | 0.36285 | 0.39077 | 0.74358 | 24.81 | -24.81 | 24.81 | 130.64 | -88.31 | 1000 | 1000 | -24.81 | 24.81 | 24.81 | 53.56 | 24.81
2016-03-08 14:00:00 | 0.36607 | 0.39385 | 0.6716 | 25.09 | -25.09 | 25.09 | 130.92 | -88.59 | 1000 | 1000 | -25.09 | 25.09 | 25.09 | 53.08 | 25.09
2016-03-08 15:00:00 | 0.35963 | 0.38769 | 0.6447 | 27.92 | -27.92 | 27.92 | 133.75 | -91.42 | 1000 | 1000 | -27.92 | 27.92 | 27.92 | 50 | 27.92
2016-03-08 16:00:00 | 0.36929 | 0.39692 | 0.65698 | 33.1 | -33.1 | 33.1 | 138.93 | -96.6 | 1000 | 1000 | -33.1 | 33.1 | 33.1 | 49.8 | 33.1
2016-03-08 17:00:00 | 0.43043 | 0.45538 | 0.76076 | 44.93 | -44.93 | 44.93 | 150.76 | -108.43 | 1000 | 1000 | -44.93 | 44.93 | 44.93 | 53.74 | 44.93
2016-03-08 18:00:00 | 0.47548 | 0.49846 | 0.8848 | 40.58 | -40.58 | 40.58 | 146.41 | -104.08 | 1000 | 1000 | -40.58 | 40.58 | 40.58 | 64.99 | 40.58
2016-03-08 19:00:00 | 0.51731 | 0.53846 | 0.92169 | 31.94 | -31.94 | 31.94 | 137.77 | -95.44 | 1000 | 1000 | -31.94 | 31.94 | 31.94 | 65.9 | 31.94
2016-03-08 20:00:00 | 0.53984 | 0.56 | 0.81915 | 25.07 | -25.07 | 25.07 | 130.9 | -88.57 | 1000 | 1000 | -25.07 | 25.07 | 25.07 | 59.9 | 25.07
2016-03-08 21:00:00 | 0.54305 | 0.56308 | 0.69019 | 27.2 | -27.2 | 27.2 | 133.03 | -90.7 | 1000 | 1000 | -27.2 | 27.2 | 27.2 | 51.77 | 27.2
2016-03-08 22:00:00 | 0.56558 | 0.58462 | 0.57811 | 22.61 | -22.61 | 22.61 | 128.44 | -86.11 | 1000 | 1000 | -22.61 | 22.61 | 22.61 | 49.15 | 22.61
2016-03-08 23:00:00 | 0.56236 | 0.58154 | 0.44327 | 23.8 | -23.8 | 23.8 | 129.63 | -87.3 | 1000 | 1000 | -23.8 | 23.8 | 23.8 | 45 | 23.8
2016-03-09 00:00:00 | 0.57845 | 0.59692 | 0.31267 | 22.03 | -22.03 | 22.03 | 127.86 | -85.53 | 1000 | 1000 | -22.03 | 22.03 | 22.03 | 47.44 | 22.03
2016-03-09 01:00:00 | 0.60419 | 0.62154 | 0.2388 | 20.94 | -20.94 | 20.94 | 126.77 | -84.44 | 1000 | 1000 | -20.94 | 20.94 | 20.94 | 44.93 | 20.94
2016-03-09 02:00:00 | 0.61385 | 0.63077 | 0.2191 | 20.08 | -20.08 | 20.08 | 125.91 | -83.58 | 1000 | 1000 | -20.08 | 20.08 | 20.08 | 43.87 | 20.08
2016-03-09 03:00:00 | 0.6235 | 0.64 | 0.21612 | 20.01 | -20.01 | 20.01 | 125.84 | -83.51 | 1000 | 1000 | -20.01 | 20.01 | 20.01 | 43 | 20.01
2016-03-09 04:00:00 | 0.60741 | 0.62462 | 0.22876 | 21.14 | -21.14 | 21.14 | 126.97 | -84.64 | 1000 | 1000 | -21.14 | 21.14 | 21.14 | 42.62 | 21.14
2016-03-09 05:00:00 | 0.61707 | 0.63385 | 0.26928 | 24.95 | -24.95 | 24.95 | 130.78 | -88.45 | 1000 | 1000 | -24.95 | 24.95 | 24.95 | 46.87 | 24.95
2016-03-09 06:00:00 | 0.63316 | 0.64923 | 0.46874 | 31.92 | -31.92 | 31.92 | 137.75 | -95.42 | 1000 | 1000 | -31.92 | 31.92 | 31.92 | 59.51 | 31.92
2016-03-09 07:00:00 | 0.57845 | 0.59692 | 0.67301 | 29.91 | -29.91 | 29.91 | 135.74 | -93.41 | 1000 | 1000 | -29.91 | 29.91 | 29.91 | 63.82 | 29.91
2016-03-09 08:00:00 | 0.51087 | 0.53231 | 0.76549 | 25.03 | -25.03 | 25.03 | 130.86 | -88.53 | 1000 | 1000 | -25.03 | 25.03 | 25.03 | 63.09 | 25.03
2016-03-09 09:00:00 | 0.45617 | 0.48 | 0.7631 | 23.43 | -23.43 | 23.43 | 129.26 | -86.93 | 1000 | 1000 | -23.43 | 23.43 | 23.43 | 57.28 | 23.43
2016-03-09 10:00:00 | 0.41755 | 0.44308 | 0.73645 | 23.85 | -23.85 | 23.85 | 129.68 | -87.35 | 1000 | 1000 | -23.85 | 23.85 | 23.85 | 53.84 | 23.85
2016-03-09 11:00:00 | 0.36607 | 0.39385 | 0.75244 | 22.28 | -22.28 | 22.28 | 128.11 | -85.78 | 1000 | 1000 | -22.28 | 22.28 | 22.28 | 48.43 | 22.28
2016-03-09 12:00:00 | 0.34998 | 0.37846 | 0.78569 | 21.96 | -21.96 | 21.96 | 127.79 | -85.46 | 1000 | 1000 | -21.96 | 21.96 | 21.96 | 45.6 | 21.96
2016-03-09 13:00:00 | 0.34032 | 0.36923 | 0.74358 | 22.48 | -22.48 | 22.48 | 128.31 | -85.98 | 1000 | 1000 | -22.48 | 22.48 | 22.48 | 44.92 | 22.48
2016-03-09 14:00:00 | 0.31136 | 0.34154 | 0.6716 | 23.05 | -23.05 | 23.05 | 128.88 | -86.55 | 1000 | 1000 | -23.05 | 23.05 | 23.05 | 46.38 | 23.05
2016-03-09 15:00:00 | 0.34676 | 0.37538 | 0.6447 | 24.83 | -24.83 | 24.83 | 130.66 | -88.33 | 1000 | 1000 | -24.83 | 24.83 | 24.83 | 48.09 | 24.83
2016-03-09 16:00:00 | 0.37894 | 0.40615 | 0.65698 | 33 | -33 | 33 | 138.83 | -96.5 | 1000 | 1000 | -33 | 33 | 33 | 51.13 | 33
2016-03-09 17:00:00 | 0.42721 | 0.45231 | 0.76076 | 38.77 | -38.77 | 38.77 | 144.6 | -102.27 | 1000 | 1000 | -38.77 | 38.77 | 38.77 | 56.78 | 38.77
2016-03-09 18:00:00 | 0.45617 | 0.48 | 0.8848 | 37.99 | -37.99 | 37.99 | 143.82 | -101.49 | 1000 | 1000 | -37.99 | 37.99 | 37.99 | 69.38 | 37.99
2016-03-09 19:00:00 | 0.4787 | 0.50154 | 0.92169 | 29.81 | -29.81 | 29.81 | 135.64 | -93.31 | 1000 | 1000 | -29.81 | 29.81 | 29.81 | 78 | 29.81
2016-03-09 20:00:00 | 0.498 | 0.52 | 0.81915 | 25.8 | -25.8 | 25.8 | 131.63 | -89.3 | 1000 | 1000 | -25.8 | 25.8 | 25.8 | 73.33 | 25.8
2016-03-09 21:00:00 | 0.52375 | 0.54462 | 0.69019 | 27.51 | -27.51 | 27.51 | 133.34 | -91.01 | 1000 | 1000 | -27.51 | 27.51 | 27.51 | 63.05 | 27.51
2016-03-09 22:00:00 | 0.54305 | 0.56308 | 0.57811 | 23.41 | -23.41 | 23.41 | 129.24 | -86.91 | 1000 | 1000 | -23.41 | 23.41 | 23.41 | 65.07 | 23.41
2016-03-09 23:00:00 | 0.54949 | 0.56923 | 0.44327 | 19.72 | -19.72 | 19.72 | 125.55 | -83.22 | 1000 | 1000 | -19.72 | 19.72 | 19.72 | 56.29 | 19.72
2016-03-10 00:00:00 | 0.55914 | 0.57846 | 0.31267 | 20.17 | -20.17 | 20.17 | 126 | -83.67 | 1000 | 1000 | -20.17 | 20.17 | 20.17 | 47.59 | 20.17
2016-03-10 01:00:00 | 0.56236 | 0.58154 | 0.2388 | 20.04 | -20.04 | 20.04 | 125.87 | -83.54 | 1000 | 1000 | -20.04 | 20.04 | 20.04 | 44.6 | 20.04
2016-03-10 02:00:00 | 0.55914 | 0.57846 | 0.2191 | 20.16 | -20.16 | 20.16 | 125.99 | -83.66 | 1000 | 1000 | -20.16 | 20.16 | 20.16 | 43.81 | 20.16
2016-03-10 03:00:00 | 0.55593 | 0.57538 | 0.21612 | 20.94 | -20.94 | 20.94 | 126.77 | -84.44 | 1000 | 1000 | -20.94 | 20.94 | 20.94 | 43.09 | 20.94
2016-03-10 04:00:00 | 0.55914 | 0.57846 | 0.22876 | 21.6 | -21.6 | 21.6 | 127.43 | -85.1 | 1000 | 1000 | -21.6 | 21.6 | 21.6 | 43.03 | 21.6
2016-03-10 05:00:00 | 0.54305 | 0.56308 | 0.26928 | 28.48 | -28.48 | 28.48 | 134.31 | -91.98 | 1000 | 1000 | -28.48 | 28.48 | 28.48 | 47.58 | 28.48
2016-03-10 06:00:00 | 0.53018 | 0.55077 | 0.46874 | 35.44 | -35.44 | 35.44 | 141.27 | -98.94 | 1000 | 1000 | -35.44 | 35.44 | 35.44 | 56.19 | 35.44
2016-03-10 07:00:00 | 0.51087 | 0.53231 | 0.67301 | 31.99 | -31.99 | 31.99 | 137.82 | -95.49 | 1000 | 1000 | -31.99 | 31.99 | 31.99 | 64.39 | 31.99
2016-03-10 08:00:00 | 0.48513 | 0.50769 | 0.76549 | 30.07 | -30.07 | 30.07 | 135.9 | -93.57 | 1000 | 1000 | -30.07 | 30.07 | 30.07 | 63.54 | 30.07
2016-03-10 09:00:00 | 0.44008 | 0.46462 | 0.7631 | 25.53 | -25.53 | 25.53 | 131.36 | -89.03 | 1000 | 1000 | -25.53 | 25.53 | 25.53 | 62.01 | 25.53
2016-03-10 10:00:00 | 0.41112 | 0.43692 | 0.73645 | 24.71 | -24.71 | 24.71 | 130.54 | -88.21 | 1000 | 1000 | -24.71 | 24.71 | 24.71 | 60.17 | 24.71
2016-03-10 11:00:00 | 0.40147 | 0.42769 | 0.75244 | 26.35 | -26.35 | 26.35 | 132.18 | -89.85 | 1000 | 1000 | -26.35 | 26.35 | 26.35 | 53.9 | 26.35
2016-03-10 12:00:00 | 0.37572 | 0.40308 | 0.78569 | 25 | -25 | 25 | 130.83 | -88.5 | 1000 | 1000 | -25 | 25 | 25 | 49.38 | 25
2016-03-10 13:00:00 | 0.36607 | 0.39385 | 0.74358 | 25 | -25 | 25 | 130.83 | -88.5 | 1000 | 1000 | -25 | 25 | 25 | 47.61 | 25
2016-03-10 14:00:00 | 0.36607 | 0.39385 | 0.6716 | 24.89 | -24.89 | 24.89 | 130.72 | -88.39 | 1000 | 1000 | -24.89 | 24.89 | 24.89 | 45.96 | 24.89
2016-03-10 15:00:00 | 0.37894 | 0.40615 | 0.6447 | 25.03 | -25.03 | 25.03 | 130.86 | -88.53 | 1000 | 1000 | -25.03 | 25.03 | 25.03 | 46.5 | 25.03
2016-03-10 16:00:00 | 0.39825 | 0.42462 | 0.65698 | 29.95 | -29.95 | 29.95 | 135.78 | -93.45 | 1000 | 1000 | -29.95 | 29.95 | 29.95 | 46.46 | 29.95
2016-03-10 17:00:00 | 0.41434 | 0.44 | 0.76076 | 35.49 | -35.49 | 35.49 | 141.32 | -98.99 | 1000 | 1000 | -35.49 | 35.49 | 35.49 | 47.63 | 35.49
2016-03-10 18:00:00 | 0.43043 | 0.45538 | 0.8848 | 37.79 | -37.79 | 37.79 | 143.62 | -101.29 | 1000 | 1000 | -37.79 | 37.79 | 37.79 | 57.07 | 37.79
2016-03-10 19:00:00 | 0.4433 | 0.46769 | 0.92169 | 30.02 | -30.02 | 30.02 | 135.85 | -93.52 | 1000 | 1000 | -30.02 | 30.02 | 30.02 | 56.77 | 30.02
2016-03-10 20:00:00 | 0.46261 | 0.48615 | 0.81915 | 25.31 | -25.31 | 25.31 | 131.14 | -88.81 | 1000 | 1000 | -25.31 | 25.31 | 25.31 | 48.06 | 25.31
2016-03-10 21:00:00 | 0.47226 | 0.49538 | 0.69019 | 22.72 | -22.72 | 22.72 | 128.55 | -86.22 | 1000 | 1000 | -22.72 | 22.72 | 22.72 | 47.04 | 22.72
2016-03-10 22:00:00 | 0.4787 | 0.50154 | 0.57811 | 21.32 | -21.32 | 21.32 | 127.15 | -84.82 | 1000 | 1000 | -21.32 | 21.32 | 21.32 | 45.5 | 21.32
2016-03-10 23:00:00 | 0.48835 | 0.51077 | 0.44327 | 22.03 | -22.03 | 22.03 | 127.86 | -85.53 | 1000 | 1000 | -22.03 | 22.03 | 22.03 | 38.97 | 22.03
2016-03-11 00:00:00 | 0.49479 | 0.51692 | 0.31267 | 20.85 | -20.85 | 20.85 | 126.68 | -84.35 | 1000 | 1000 | -20.85 | 20.85 | 20.85 | 26.72 | 20.85
2016-03-11 01:00:00 | 0.49157 | 0.51385 | 0.2388 | 21.03 | -21.03 | 21.03 | 126.86 | -84.53 | 1000 | 1000 | -21.03 | 21.03 | 21.03 | 27.73 | 21.03
2016-03-11 02:00:00 | 0.49157 | 0.51385 | 0.2191 | 21.06 | -21.06 | 21.06 | 126.89 | -84.56 | 1000 | 1000 | -21.06 | 21.06 | 21.06 | 28.57 | 21.06
2016-03-11 03:00:00 | 0.52053 | 0.54154 | 0.21612 | 21.75 | -21.75 | 21.75 | 127.58 | -85.25 | 1000 | 1000 | -21.75 | 21.75 | 21.75 | 41.51 | 21.75
2016-03-11 04:00:00 | 0.51409 | 0.53538 | 0.22876 | 22.39 | -22.39 | 22.39 | 128.22 | -85.89 | 1000 | 1000 | -22.39 | 22.39 | 22.39 | 43.46 | 22.39
2016-03-11 05:00:00 | 0.50766 | 0.52923 | 0.26928 | 28.34 | -28.34 | 28.34 | 134.17 | -91.84 | 1000 | 1000 | -28.34 | 28.34 | 28.34 | 49.38 | 28.34
2016-03-11 06:00:00 | 0.51409 | 0.53538 | 0.46874 | 34.47 | -34.47 | 34.47 | 140.3 | -97.97 | 1000 | 1000 | -34.47 | 34.47 | 34.47 | 58.12 | 34.47
2016-03-11 07:00:00 | 0.50444 | 0.52615 | 0.67301 | 38.34 | -38.34 | 38.34 | 144.17 | -101.84 | 1000 | 1000 | -38.34 | 38.34 | 38.34 | 63.04 | 38.34
2016-03-11 08:00:00 | 0.49479 | 0.51692 | 0.76549 | 36.69 | -36.69 | 36.69 | 142.52 | -100.19 | 1000 | 1000 | -36.69 | 36.69 | 36.69 | 64.83 | 36.69
2016-03-11 09:00:00 | 0.47226 | 0.49538 | 0.7631 | 32.91 | -32.91 | 32.91 | 138.74 | -96.41 | 1000 | 1000 | -32.91 | 32.91 | 32.91 | 63.02 | 32.91
2016-03-11 10:00:00 | 0.46582 | 0.48923 | 0.73645 | 31.98 | -31.98 | 31.98 | 137.81 | -95.48 | 1000 | 1000 | -31.98 | 31.98 | 31.98 | 61.69 | 31.98
2016-03-11 11:00:00 | 0.44973 | 0.47385 | 0.75244 | 29.81 | -29.81 | 29.81 | 135.64 | -93.31 | 1000 | 1000 | -29.81 | 29.81 | 29.81 | 60.99 | 29.81
2016-03-11 12:00:00 | 0.44652 | 0.47077 | 0.78569 | 27.03 | -27.03 | 27.03 | 132.86 | -90.53 | 1000 | 1000 | -27.03 | 27.03 | 27.03 | 56.76 | 27.03
2016-03-11 13:00:00 | 0.44652 | 0.47077 | 0.74358 | 25.01 | -25.01 | 25.01 | 130.84 | -88.51 | 1000 | 1000 | -25.01 | 25.01 | 25.01 | 56.79 | 25.01
2016-03-11 14:00:00 | 0.45295 | 0.47692 | 0.6716 | 24.92 | -24.92 | 24.92 | 130.75 | -88.42 | 1000 | 1000 | -24.92 | 24.92 | 24.92 | 54.15 | 24.92
2016-03-11 15:00:00 | 0.46261 | 0.48615 | 0.6447 | 24.88 | -24.88 | 24.88 | 130.71 | -88.38 | 1000 | 1000 | -24.88 | 24.88 | 24.88 | 53.03 | 24.88
2016-03-11 16:00:00 | 0.45939 | 0.48308 | 0.65698 | 27.9 | -27.9 | 27.9 | 133.73 | -91.4 | 1000 | 1000 | -27.9 | 27.9 | 27.9 | 49.05 | 27.9
2016-03-11 17:00:00 | 0.46904 | 0.49231 | 0.76076 | 32.55 | -32.55 | 32.55 | 138.38 | -96.05 | 1000 | 1000 | -32.55 | 32.55 | 32.55 | 56.37 | 32.55
2016-03-11 18:00:00 | 0.4787 | 0.50154 | 0.8848 | 35.69 | -35.69 | 35.69 | 141.52 | -99.19 | 1000 | 1000 | -35.69 | 35.69 | 35.69 | 67.63 | 35.69
2016-03-11 19:00:00 | 0.48191 | 0.50462 | 0.92169 | 30.33 | -30.33 | 30.33 | 136.16 | -93.83 | 1000 | 1000 | -30.33 | 30.33 | 30.33 | 74.28 | 30.33
2016-03-11 20:00:00 | 0.49479 | 0.51692 | 0.81915 | 26.77 | -26.77 | 26.77 | 132.6 | -90.27 | 1000 | 1000 | -26.77 | 26.77 | 26.77 | 67.5 | 26.77
2016-03-11 21:00:00 | 0.50766 | 0.52923 | 0.69019 | 28.2 | -28.2 | 28.2 | 134.03 | -91.7 | 1000 | 1000 | -28.2 | 28.2 | 28.2 | 60.84 | 28.2
2016-03-11 22:00:00 | 0.51409 | 0.53538 | 0.57811 | 25.21 | -25.21 | 25.21 | 131.04 | -88.71 | 1000 | 1000 | -25.21 | 25.21 | 25.21 | 62.71 | 25.21
2016-03-11 23:00:00 | 0.51731 | 0.53846 | 0.44327 | 29.01 | -29.01 | 29.01 | 134.84 | -92.51 | 1000 | 1000 | -29.01 | 29.01 | 29.01 | 57.57 | 29.01
2016-03-12 00:00:00 | 0.52053 | 0.54154 | 0.36334 | 26.1 | -26.1 | 26.1 | 131.93 | -89.6 | 1000 | 1000 | -26.1 | 26.1 | 26.1 | 56 | 26.1
2016-03-12 01:00:00 | 0.52053 | 0.54154 | 0.30185 | 25.69 | -25.69 | 25.69 | 131.52 | -89.19 | 1000 | 1000 | -25.69 | 25.69 | 25.69 | 54.03 | 25.69
2016-03-12 02:00:00 | 0.52375 | 0.54462 | 0.247 | 24.5 | -24.5 | 24.5 | 130.33 | -88 | 1000 | 1000 | -24.5 | 24.5 | 24.5 | 49.93 | 24.5
2016-03-12 03:00:00 | 0.52696 | 0.54769 | 0.23565 | 23.26 | -23.26 | 23.26 | 129.09 | -86.76 | 1000 | 1000 | -23.26 | 23.26 | 23.26 | 46.8 | 23.26
2016-03-12 04:00:00 | 0.53018 | 0.55077 | 0.23258 | 24.5 | -24.5 | 24.5 | 130.33 | -88 | 1000 | 1000 | -24.5 | 24.5 | 24.5 | 46.95 | 24.5
2016-03-12 05:00:00 | 0.52375 | 0.54462 | 0.24426 | 25.45 | -25.45 | 25.45 | 131.28 | -88.95 | 1000 | 1000 | -25.45 | 25.45 | 25.45 | 47.67 | 25.45
2016-03-12 06:00:00 | 0.52053 | 0.54154 | 0.30966 | 25.51 | -25.51 | 25.51 | 131.34 | -89.01 | 1000 | 1000 | -25.51 | 25.51 | 25.51 | 48.65 | 25.51
2016-03-12 07:00:00 | 0.51087 | 0.53231 | 0.47243 | 28.91 | -28.91 | 28.91 | 134.74 | -92.41 | 1000 | 1000 | -28.91 | 28.91 | 28.91 | 50.23 | 28.91
2016-03-12 08:00:00 | 0.49157 | 0.51385 | 0.68704 | 30.09 | -30.09 | 30.09 | 135.92 | -93.59 | 1000 | 1000 | -30.09 | 30.09 | 30.09 | 54.8 | 30.09
2016-03-12 09:00:00 | 0.48191 | 0.50462 | 0.80606 | 29.26 | -29.26 | 29.26 | 135.09 | -92.76 | 1000 | 1000 | -29.26 | 29.26 | 29.26 | 56.36 | 29.26
2016-03-12 10:00:00 | 0.46904 | 0.49231 | 0.84283 | 28.44 | -28.44 | 28.44 | 134.27 | -91.94 | 1000 | 1000 | -28.44 | 28.44 | 28.44 | 55 | 28.44
2016-03-12 11:00:00 | 0.46904 | 0.49231 | 0.87704 | 27.6 | -27.6 | 27.6 | 133.43 | -91.1 | 1000 | 1000 | -27.6 | 27.6 | 27.6 | 54.39 | 27.6
2016-03-12 12:00:00 | 0.45617 | 0.48 | 0.91636 | 25.01 | -25.01 | 25.01 | 130.84 | -88.51 | 1000 | 1000 | -25.01 | 25.01 | 25.01 | 54.41 | 25.01
2016-03-12 13:00:00 | 0.44973 | 0.47385 | 0.88755 | 23.38 | -23.38 | 23.38 | 129.21 | -86.88 | 1000 | 1000 | -23.38 | 23.38 | 23.38 | 50.02 | 23.38
2016-03-12 14:00:00 | 0.45939 | 0.48308 | 0.79022 | 22.96 | -22.96 | 22.96 | 128.79 | -86.46 | 1000 | 1000 | -22.96 | 22.96 | 22.96 | 48.2 | 22.96
2016-03-12 15:00:00 | 0.44973 | 0.47385 | 0.71445 | 23.67 | -23.67 | 23.67 | 129.5 | -87.17 | 1000 | 1000 | -23.67 | 23.67 | 23.67 | 47.63 | 23.67
2016-03-12 16:00:00 | 0.45939 | 0.48308 | 0.70607 | 27.07 | -27.07 | 27.07 | 132.9 | -90.57 | 1000 | 1000 | -27.07 | 27.07 | 27.07 | 48.5 | 27.07
2016-03-12 17:00:00 | 0.50122 | 0.52308 | 0.8672 | 34.09 | -34.09 | 34.09 | 139.92 | -97.59 | 1000 | 1000 | -34.09 | 34.09 | 34.09 | 58.44 | 34.09
2016-03-12 18:00:00 | 0.56236 | 0.58154 | 0.99703 | 36.97 | -36.97 | 36.97 | 142.8 | -100.47 | 1000 | 1000 | -36.97 | 36.97 | 36.97 | 63.04 | 36.97
2016-03-12 19:00:00 | 0.56558 | 0.58462 | 1 | 35 | -35 | 35 | 140.83 | -98.5 | 1000 | 1000 | -35 | 35 | 35 | 64.79 | 35
2016-03-12 20:00:00 | 0.55271 | 0.57231 | 0.83309 | 30.17 | -30.17 | 30.17 | 136 | -93.67 | 1000 | 1000 | -30.17 | 30.17 | 30.17 | 59.93 | 30.17
2016-03-12 21:00:00 | 0.54949 | 0.56923 | 0.66229 | 30.91 | -30.91 | 30.91 | 136.74 | -94.41 | 1000 | 1000 | -30.91 | 30.91 | 30.91 | 54.34 | 30.91
2016-03-12 22:00:00 | 0.52696 | 0.54769 | 0.60399 | 30 | -30 | 30 | 135.83 | -93.5 | 1000 | 1000 | -30 | 30 | 30 | 56.44 | 30
2016-03-12 23:00:00 | 0.52053 | 0.54154 | 0.51572 | 26.51 | -26.51 | 26.51 | 132.34 | -90.01 | 1000 | 1000 | -26.51 | 26.51 | 26.51 | 52.63 | 26.51
2016-03-13 00:00:00 | 0.52053 | 0.54154 | 0.39659 | 22.65 | -22.65 | 22.65 | 128.48 | -86.15 | 1000 | 1000 | -22.65 | 22.65 | 22.65 | 48.28 | 22.65
2016-03-13 01:00:00 | 0.51409 | 0.53538 | 0.29555 | 21.67 | -21.67 | 21.67 | 127.5 | -85.17 | 1000 | 1000 | -21.67 | 21.67 | 21.67 | 47.27 | 21.67
2016-03-13 02:00:00 | 0.53018 | 0.55077 | 0.24054 | 21.05 | -21.05 | 21.05 | 126.88 | -84.55 | 1000 | 1000 | -21.05 | 21.05 | 21.05 | 44.37 | 21.05
2016-03-13 03:00:00 | 0.53984 | 0.56 | 0.21979 | 21.12 | -21.12 | 21.12 | 126.95 | -84.62 | 1000 | 1000 | -21.12 | 21.12 | 21.12 | 41.96 | 21.12
2016-03-13 04:00:00 | 0.54627 | 0.56615 | 0.20895 | 21.17 | -21.17 | 21.17 | 127 | -84.67 | 1000 | 1000 | -21.17 | 21.17 | 21.17 | 41.46 | 21.17
2016-03-13 05:00:00 | 0.54949 | 0.56923 | 0.2107 | 21.11 | -21.11 | 21.11 | 126.94 | -84.61 | 1000 | 1000 | -21.11 | 21.11 | 21.11 | 41.92 | 21.11
2016-03-13 06:00:00 | 0.54949 | 0.56923 | 0.22636 | 21.08 | -21.08 | 21.08 | 126.91 | -84.58 | 1000 | 1000 | -21.08 | 21.08 | 21.08 | 38.22 | 21.08
2016-03-13 07:00:00 | 0.54305 | 0.56308 | 0.26686 | 21.31 | -21.31 | 21.31 | 127.14 | -84.81 | 1000 | 1000 | -21.31 | 21.31 | 21.31 | 40.43 | 21.31
2016-03-13 08:00:00 | 0.5334 | 0.55385 | 0.42994 | 21.69 | -21.69 | 21.69 | 127.52 | -85.19 | 1000 | 1000 | -21.69 | 21.69 | 21.69 | 44.96 | 21.69
2016-03-13 09:00:00 | 0.51087 | 0.53231 | 0.65048 | 21.73 | -21.73 | 21.73 | 127.56 | -85.23 | 1000 | 1000 | -21.73 | 21.73 | 21.73 | 49.94 | 21.73
2016-03-13 10:00:00 | 0.498 | 0.52 | 0.81425 | 21.69 | -21.69 | 21.69 | 127.52 | -85.19 | 1000 | 1000 | -21.69 | 21.69 | 21.69 | 52.89 | 21.69
2016-03-13 11:00:00 | 0.48835 | 0.51077 | 0.94383 | 21.07 | -21.07 | 21.07 | 126.9 | -84.57 | 1000 | 1000 | -21.07 | 21.07 | 21.07 | 54.93 | 21.07
2016-03-13 12:00:00 | 0.47226 | 0.49538 | 0.96576 | 19.4 | -19.4 | 19.4 | 125.23 | -82.9 | 1000 | 1000 | -19.4 | 19.4 | 19.4 | 55.12 | 19.4
2016-03-13 13:00:00 | 0.45939 | 0.48308 | 0.82374 | 17.78 | -17.78 | 17.78 | 123.61 | -81.28 | 1000 | 1000 | -17.78 | 17.78 | 17.78 | 52.06 | 17.78
2016-03-13 14:00:00 | 0.43686 | 0.46154 | 0.65983 | 17.46 | -17.46 | 17.46 | 123.29 | -80.96 | 1000 | 1000 | -17.46 | 17.46 | 17.46 | 47.99 | 17.46
2016-03-13 15:00:00 | 0.42721 | 0.45231 | 0.56761 | 18.08 | -18.08 | 18.08 | 123.91 | -81.58 | 1000 | 1000 | -18.08 | 18.08 | 18.08 | 46.3 | 18.08
2016-03-13 16:00:00 | 0.4433 | 0.46769 | 0.52133 | 20.19 | -20.19 | 20.19 | 126.02 | -83.69 | 1000 | 1000 | -20.19 | 20.19 | 20.19 | 46.15 | 20.19
2016-03-13 17:00:00 | 0.50122 | 0.52308 | 0.61979 | 26.08 | -26.08 | 26.08 | 131.91 | -89.58 | 1000 | 1000 | -26.08 | 26.08 | 26.08 | 51.4 | 26.08
2016-03-13 18:00:00 | 0.56558 | 0.58462 | 0.76472 | 33.55 | -33.55 | 33.55 | 139.38 | -97.05 | 1000 | 1000 | -33.55 | 33.55 | 33.55 | 61.81 | 33.55
2016-03-13 19:00:00 | 0.58167 | 0.6 | 0.85205 | 31.05 | -31.05 | 31.05 | 136.88 | -94.55 | 1000 | 1000 | -31.05 | 31.05 | 31.05 | 66.52 | 31.05
2016-03-13 20:00:00 | 0.58489 | 0.60308 | 0.77783 | 27.24 | -27.24 | 27.24 | 133.07 | -90.74 | 1000 | 1000 | -27.24 | 27.24 | 27.24 | 63.97 | 27.24
2016-03-13 21:00:00 | 0.57202 | 0.59077 | 0.66127 | 28.93 | -28.93 | 28.93 | 134.76 | -92.43 | 1000 | 1000 | -28.93 | 28.93 | 28.93 | 58.73 | 28.93
2016-03-13 22:00:00 | 0.56558 | 0.58462 | 0.5638 | 26.63 | -26.63 | 26.63 | 132.46 | -90.13 | 1000 | 1000 | -26.63 | 26.63 | 26.63 | 60.85 | 26.63
2016-03-13 23:00:00 | 0.5688 | 0.58769 | 0.42608 | 22.39 | -22.39 | 22.39 | 128.22 | -85.89 | 1000 | 1000 | -22.39 | 22.39 | 22.39 | 56.19 | 22.39
2016-03-14 00:00:00 | 0.57202 | 0.59077 | 0.31267 | 20.7 | -20.7 | 20.7 | 126.53 | -84.2 | 1000 | 1000 | -20.7 | 20.7 | 20.7 | 49.73 | 20.7
2016-03-14 01:00:00 | 0.5688 | 0.58769 | 0.2388 | 20.22 | -20.22 | 20.22 | 126.05 | -83.72 | 1000 | 1000 | -20.22 | 20.22 | 20.22 | 47.66 | 20.22
2016-03-14 02:00:00 | 0.57523 | 0.59385 | 0.2191 | 19.99 | -19.99 | 19.99 | 125.82 | -83.49 | 1000 | 1000 | -19.99 | 19.99 | 19.99 | 44.84 | 19.99
2016-03-14 03:00:00 | 0.59132 | 0.60923 | 0.21612 | 20.36 | -20.36 | 20.36 | 126.19 | -83.86 | 1000 | 1000 | -20.36 | 20.36 | 20.36 | 41.95 | 20.36
2016-03-14 04:00:00 | 0.59132 | 0.60923 | 0.22876 | 21.92 | -21.92 | 21.92 | 127.75 | -85.42 | 1000 | 1000 | -21.92 | 21.92 | 21.92 | 42.07 | 21.92
2016-03-14 05:00:00 | 0.59132 | 0.60923 | 0.26928 | 29.46 | -29.46 | 29.46 | 135.29 | -92.96 | 1000 | 1000 | -29.46 | 29.46 | 29.46 | 45.94 | 29.46
2016-03-14 06:00:00 | 0.59454 | 0.61231 | 0.46874 | 35.43 | -35.43 | 35.43 | 141.26 | -98.93 | 1000 | 1000 | -35.43 | 35.43 | 35.43 | 63.62 | 35.43
2016-03-14 07:00:00 | 0.59776 | 0.61538 | 0.67301 | 35.81 | -35.81 | 35.81 | 141.64 | -99.31 | 1000 | 1000 | -35.81 | 35.81 | 35.81 | 64.91 | 35.81
2016-03-14 08:00:00 | 0.57845 | 0.59692 | 0.76549 | 31.75 | -31.75 | 31.75 | 137.58 | -95.25 | 1000 | 1000 | -31.75 | 31.75 | 31.75 | 69.72 | 31.75
2016-03-14 09:00:00 | 0.56558 | 0.58462 | 0.7631 | 28.82 | -28.82 | 28.82 | 134.65 | -92.32 | 1000 | 1000 | -28.82 | 28.82 | 28.82 | 70.33 | 28.82
2016-03-14 10:00:00 | 0.53662 | 0.55692 | 0.73645 | 24.33 | -24.33 | 24.33 | 130.16 | -87.83 | 1000 | 1000 | -24.33 | 24.33 | 24.33 | 67.17 | 24.33
2016-03-14 11:00:00 | 0.49157 | 0.51385 | 0.75244 | 23.31 | -23.31 | 23.31 | 129.14 | -86.81 | 1000 | 1000 | -23.31 | 23.31 | 23.31 | 66.42 | 23.31
2016-03-14 12:00:00 | 0.46582 | 0.48923 | 0.78569 | 22.84 | -22.84 | 22.84 | 128.67 | -86.34 | 1000 | 1000 | -22.84 | 22.84 | 22.84 | 65.61 | 22.84
2016-03-14 13:00:00 | 0.41434 | 0.44 | 0.74358 | 22.55 | -22.55 | 22.55 | 128.38 | -86.05 | 1000 | 1000 | -22.55 | 22.55 | 22.55 | 65.15 | 22.55
2016-03-14 14:00:00 | 0.3725 | 0.4 | 0.6716 | 23.04 | -23.04 | 23.04 | 128.87 | -86.54 | 1000 | 1000 | -23.04 | 23.04 | 23.04 | 63.67 | 23.04
2016-03-14 15:00:00 | 0.3725 | 0.4 | 0.6447 | 24.8 | -24.8 | 24.8 | 130.63 | -88.3 | 1000 | 1000 | -24.8 | 24.8 | 24.8 | 62.91 | 24.8
2016-03-14 16:00:00 | 0.37572 | 0.40308 | 0.65698 | 30.71 | -30.71 | 30.71 | 136.54 | -94.21 | 1000 | 1000 | -30.71 | 30.71 | 30.71 | 61.19 | 30.71
2016-03-14 17:00:00 | 0.40147 | 0.42769 | 0.76076 | 39.48 | -39.48 | 39.48 | 145.31 | -102.98 | 1000 | 1000 | -39.48 | 39.48 | 39.48 | 61.99 | 39.48
2016-03-14 18:00:00 | 0.43364 | 0.45846 | 0.8848 | 47.92 | -47.92 | 47.92 | 153.75 | -111.42 | 1000 | 1000 | -47.92 | 47.92 | 47.92 | 67.66 | 47.92
2016-03-14 19:00:00 | 0.43043 | 0.45538 | 0.92169 | 34.32 | -34.32 | 34.32 | 140.15 | -97.82 | 1000 | 1000 | -34.32 | 34.32 | 34.32 | 77.08 | 34.32
2016-03-14 20:00:00 | 0.4433 | 0.46769 | 0.81915 | 29.48 | -29.48 | 29.48 | 135.31 | -92.98 | 1000 | 1000 | -29.48 | 29.48 | 29.48 | 63.99 | 29.48
2016-03-14 21:00:00 | 0.46904 | 0.49231 | 0.69019 | 26.37 | -26.37 | 26.37 | 132.2 | -89.87 | 1000 | 1000 | -26.37 | 26.37 | 26.37 | 55.02 | 26.37
2016-03-14 22:00:00 | 0.4787 | 0.50154 | 0.57811 | 22.91 | -22.91 | 22.91 | 128.74 | -86.41 | 1000 | 1000 | -22.91 | 22.91 | 22.91 | 54.31 | 22.91
2016-03-14 23:00:00 | 0.48191 | 0.50462 | 0.44327 | 21.1 | -21.1 | 21.1 | 126.93 | -84.6 | 1000 | 1000 | -21.1 | 21.1 | 21.1 | 48.18 | 21.1
2016-03-15 00:00:00 | 0.4787 | 0.50154 | 0.31267 | 20.76 | -20.76 | 20.76 | 126.59 | -84.26 | 1000 | 1000 | -20.76 | 20.76 | 20.76 | 49.02 | 20.76
2016-03-15 01:00:00 | 0.47226 | 0.49538 | 0.2388 | 21.17 | -21.17 | 21.17 | 127 | -84.67 | 1000 | 1000 | -21.17 | 21.17 | 21.17 | 46.2 | 21.17
2016-03-15 02:00:00 | 0.46261 | 0.48615 | 0.2191 | 20.74 | -20.74 | 20.74 | 126.57 | -84.24 | 1000 | 1000 | -20.74 | 20.74 | 20.74 | 43.95 | 20.74
2016-03-15 03:00:00 | 0.45617 | 0.48 | 0.21612 | 20.91 | -20.91 | 20.91 | 126.74 | -84.41 | 1000 | 1000 | -20.91 | 20.91 | 20.91 | 42.83 | 20.91
2016-03-15 04:00:00 | 0.45939 | 0.48308 | 0.22876 | 22.86 | -22.86 | 22.86 | 128.69 | -86.36 | 1000 | 1000 | -22.86 | 22.86 | 22.86 | 43.9 | 22.86
2016-03-15 05:00:00 | 0.46261 | 0.48615 | 0.26928 | 27.1 | -27.1 | 27.1 | 132.93 | -90.6 | 1000 | 1000 | -27.1 | 27.1 | 27.1 | 46.06 | 27.1
2016-03-15 06:00:00 | 0.45617 | 0.48 | 0.46874 | 33.69 | -33.69 | 33.69 | 139.52 | -97.19 | 1000 | 1000 | -33.69 | 33.69 | 33.69 | 54.48 | 33.69
2016-03-15 07:00:00 | 0.44008 | 0.46462 | 0.67301 | 38.47 | -38.47 | 38.47 | 144.3 | -101.97 | 1000 | 1000 | -38.47 | 38.47 | 38.47 | 64.76 | 38.47
2016-03-15 08:00:00 | 0.42399 | 0.44923 | 0.76549 | 35.96 | -35.96 | 35.96 | 141.79 | -99.46 | 1000 | 1000 | -35.96 | 35.96 | 35.96 | 65.99 | 35.96
2016-03-15 09:00:00 | 0.43686 | 0.46154 | 0.7631 | 36.09 | -36.09 | 36.09 | 141.92 | -99.59 | 1000 | 1000 | -36.09 | 36.09 | 36.09 | 64.56 | 36.09
2016-03-15 10:00:00 | 0.43043 | 0.45538 | 0.73645 | 34.31 | -34.31 | 34.31 | 140.14 | -97.81 | 1000 | 1000 | -34.31 | 34.31 | 34.31 | 62.54 | 34.31
2016-03-15 11:00:00 | 0.42077 | 0.44615 | 0.75244 | 30.93 | -30.93 | 30.93 | 136.76 | -94.43 | 1000 | 1000 | -30.93 | 30.93 | 30.93 | 61.2 | 30.93
2016-03-15 12:00:00 | 0.38859 | 0.41538 | 0.78569 | 27.44 | -27.44 | 27.44 | 133.27 | -90.94 | 1000 | 1000 | -27.44 | 27.44 | 27.44 | 57.04 | 27.44
2016-03-15 13:00:00 | 0.36929 | 0.39692 | 0.74358 | 24.78 | -24.78 | 24.78 | 130.61 | -88.28 | 1000 | 1000 | -24.78 | 24.78 | 24.78 | 53.34 | 24.78
2016-03-15 14:00:00 | 0.38859 | 0.41538 | 0.6716 | 23.71 | -23.71 | 23.71 | 129.54 | -87.21 | 1000 | 1000 | -23.71 | 23.71 | 23.71 | 49.74 | 23.71
2016-03-15 15:00:00 | 0.41112 | 0.43692 | 0.6447 | 23.3 | -23.3 | 23.3 | 129.13 | -86.8 | 1000 | 1000 | -23.3 | 23.3 | 23.3 | 48.28 | 23.3
2016-03-15 16:00:00 | 0.42721 | 0.45231 | 0.65698 | 25.45 | -25.45 | 25.45 | 131.28 | -88.95 | 1000 | 1000 | -25.45 | 25.45 | 25.45 | 47.16 | 25.45
2016-03-15 17:00:00 | 0.43686 | 0.46154 | 0.76076 | 31.91 | -31.91 | 31.91 | 137.74 | -95.41 | 1000 | 1000 | -31.91 | 31.91 | 31.91 | 51.55 | 31.91
2016-03-15 18:00:00 | 0.44652 | 0.47077 | 0.8848 | 34.13 | -34.13 | 34.13 | 139.96 | -97.63 | 1000 | 1000 | -34.13 | 34.13 | 34.13 | 64.23 | 34.13
2016-03-15 19:00:00 | 0.4433 | 0.46769 | 0.92169 | 29.06 | -29.06 | 29.06 | 134.89 | -92.56 | 1000 | 1000 | -29.06 | 29.06 | 29.06 | 66.95 | 29.06
2016-03-15 20:00:00 | 0.45295 | 0.47692 | 0.81915 | 24.15 | -24.15 | 24.15 | 129.98 | -87.65 | 1000 | 1000 | -24.15 | 24.15 | 24.15 | 61.53 | 24.15
2016-03-15 21:00:00 | 0.45939 | 0.48308 | 0.69019 | 22.52 | -22.52 | 22.52 | 128.35 | -86.02 | 1000 | 1000 | -22.52 | 22.52 | 22.52 | 48.8 | 22.52
2016-03-15 22:00:00 | 0.47548 | 0.49846 | 0.57811 | 20.95 | -20.95 | 20.95 | 126.78 | -84.45 | 1000 | 1000 | -20.95 | 20.95 | 20.95 | 49.93 | 20.95
2016-03-15 23:00:00 | 0.4787 | 0.50154 | 0.44327 | 21.22 | -21.22 | 21.22 | 127.05 | -84.72 | 1000 | 1000 | -21.22 | 21.22 | 21.22 | 47.86 | 21.22
2016-03-16 00:00:00 | 0.4787 | 0.50154 | 0.31267 | 20.92 | -20.92 | 20.92 | 126.75 | -84.42 | 1000 | 1000 | -20.92 | 20.92 | 20.92 | 43.96 | 20.92
2016-03-16 01:00:00 | 0.47226 | 0.49538 | 0.2388 | 20.45 | -20.45 | 20.45 | 126.28 | -83.95 | 1000 | 1000 | -20.45 | 20.45 | 20.45 | 41.08 | 20.45
2016-03-16 02:00:00 | 0.50122 | 0.52308 | 0.2191 | 20.06 | -20.06 | 20.06 | 125.89 | -83.56 | 1000 | 1000 | -20.06 | 20.06 | 20.06 | 33.65 | 20.06
2016-03-16 03:00:00 | 0.51731 | 0.53846 | 0.21612 | 20.49 | -20.49 | 20.49 | 126.32 | -83.99 | 1000 | 1000 | -20.49 | 20.49 | 20.49 | 23.39 | 20.49
2016-03-16 04:00:00 | 0.54627 | 0.56615 | 0.22876 | 21.59 | -21.59 | 21.59 | 127.42 | -85.09 | 1000 | 1000 | -21.59 | 21.59 | 21.59 | 34.93 | 21.59
2016-03-16 05:00:00 | 0.56558 | 0.58462 | 0.26928 | 26.24 | -26.24 | 26.24 | 132.07 | -89.74 | 1000 | 1000 | -26.24 | 26.24 | 26.24 | 45 | 26.24
2016-03-16 06:00:00 | 0.55914 | 0.57846 | 0.46874 | 33.94 | -33.94 | 33.94 | 139.77 | -97.44 | 1000 | 1000 | -33.94 | 33.94 | 33.94 | 50.55 | 33.94
2016-03-16 07:00:00 | 0.5334 | 0.55385 | 0.67301 | 32.99 | -32.99 | 32.99 | 138.82 | -96.49 | 1000 | 1000 | -32.99 | 32.99 | 32.99 | 62.21 | 32.99
2016-03-16 08:00:00 | 0.4787 | 0.50154 | 0.76549 | 24.71 | -24.71 | 24.71 | 130.54 | -88.21 | 1000 | 1000 | -24.71 | 24.71 | 24.71 | 66.39 | 24.71
2016-03-16 09:00:00 | 0.43364 | 0.45846 | 0.7631 | 22.48 | -22.48 | 22.48 | 128.31 | -85.98 | 1000 | 1000 | -22.48 | 22.48 | 22.48 | 66.08 | 22.48
2016-03-16 10:00:00 | 0.39503 | 0.42154 | 0.73645 | 22.43 | -22.43 | 22.43 | 128.26 | -85.93 | 1000 | 1000 | -22.43 | 22.43 | 22.43 | 65 | 22.43
2016-03-16 11:00:00 | 0.35963 | 0.38769 | 0.75244 | 22.16 | -22.16 | 22.16 | 127.99 | -85.66 | 1000 | 1000 | -22.16 | 22.16 | 22.16 | 64.38 | 22.16
2016-03-16 12:00:00 | 0.33389 | 0.36308 | 0.78569 | 21.85 | -21.85 | 21.85 | 127.68 | -85.35 | 1000 | 1000 | -21.85 | 21.85 | 21.85 | 61.94 | 21.85
2016-03-16 13:00:00 | 0.3178 | 0.34769 | 0.74358 | 21.9 | -21.9 | 21.9 | 127.73 | -85.4 | 1000 | 1000 | -21.9 | 21.9 | 21.9 | 58.87 | 21.9
2016-03-16 14:00:00 | 0.30815 | 0.33846 | 0.6716 | 22.28 | -22.28 | 22.28 | 128.11 | -85.78 | 1000 | 1000 | -22.28 | 22.28 | 22.28 | 54.91 | 22.28
2016-03-16 15:00:00 | 0.30493 | 0.33538 | 0.6447 | 23.67 | -23.67 | 23.67 | 129.5 | -87.17 | 1000 | 1000 | -23.67 | 23.67 | 23.67 | 51.81 | 23.67
2016-03-16 16:00:00 | 0.31458 | 0.34462 | 0.65698 | 29.92 | -29.92 | 29.92 | 135.75 | -93.42 | 1000 | 1000 | -29.92 | 29.92 | 29.92 | 51.08 | 29.92
2016-03-16 17:00:00 | 0.34032 | 0.36923 | 0.76076 | 35.6 | -35.6 | 35.6 | 141.43 | -99.1 | 1000 | 1000 | -35.6 | 35.6 | 35.6 | 52.57 | 35.6
2016-03-16 18:00:00 | 0.43043 | 0.45538 | 0.8848 | 39.2 | -39.2 | 39.2 | 145.03 | -102.7 | 1000 | 1000 | -39.2 | 39.2 | 39.2 | 63.28 | 39.2
2016-03-16 19:00:00 | 0.46904 | 0.49231 | 0.92169 | 32.02 | -32.02 | 32.02 | 137.85 | -95.52 | 1000 | 1000 | -32.02 | 32.02 | 32.02 | 67.09 | 32.02
2016-03-16 20:00:00 | 0.49479 | 0.51692 | 0.81915 | 27.04 | -27.04 | 27.04 | 132.87 | -90.54 | 1000 | 1000 | -27.04 | 27.04 | 27.04 | 63.46 | 27.04
2016-03-16 21:00:00 | 0.57523 | 0.59385 | 0.69019 | 23.7 | -23.7 | 23.7 | 129.53 | -87.2 | 1000 | 1000 | -23.7 | 23.7 | 23.7 | 52.6 | 23.7
2016-03-16 22:00:00 | 0.59132 | 0.60923 | 0.57811 | 22.97 | -22.97 | 22.97 | 128.8 | -86.47 | 1000 | 1000 | -22.97 | 22.97 | 22.97 | 51.69 | 22.97
2016-03-16 23:00:00 | 0.62028 | 0.63692 | 0.44327 | 23.08 | -23.08 | 23.08 | 128.91 | -86.58 | 1000 | 1000 | -23.08 | 23.08 | 23.08 | 45.82 | 23.08
2016-03-17 00:00:00 | 0.60741 | 0.62462 | 0.31267 | 22.3 | -22.3 | 22.3 | 128.13 | -85.8 | 1000 | 1000 | -22.3 | 22.3 | 22.3 | 42.94 | 22.3
2016-03-17 01:00:00 | 0.62994 | 0.64615 | 0.2388 | 22.13 | -22.13 | 22.13 | 127.96 | -85.63 | 1000 | 1000 | -22.13 | 22.13 | 22.13 | 37.04 | 22.13
2016-03-17 02:00:00 | 0.64281 | 0.65846 | 0.2191 | 22.27 | -22.27 | 22.27 | 128.1 | -85.77 | 1000 | 1000 | -22.27 | 22.27 | 22.27 | 33.33 | 22.27
2016-03-17 03:00:00 | 0.63316 | 0.64923 | 0.21612 | 22.24 | -22.24 | 22.24 | 128.07 | -85.74 | 1000 | 1000 | -22.24 | 22.24 | 22.24 | 29.41 | 22.24
2016-03-17 04:00:00 | 0.64281 | 0.65846 | 0.22876 | 23.55 | -23.55 | 23.55 | 129.38 | -87.05 | 1000 | 1000 | -23.55 | 23.55 | 23.55 | 33.41 | 23.55
2016-03-17 05:00:00 | 0.65568 | 0.67077 | 0.26928 | 33.9 | -33.9 | 33.9 | 139.73 | -97.4 | 1000 | 1000 | -33.9 | 33.9 | 33.9 | 43.04 | 33.9
2016-03-17 06:00:00 | 0.63637 | 0.65231 | 0.46874 | 38.16 | -38.16 | 38.16 | 143.99 | -101.66 | 1000 | 1000 | -38.16 | 38.16 | 38.16 | 49.93 | 38.16
2016-03-17 07:00:00 | 0.57523 | 0.59385 | 0.67301 | 34.97 | -34.97 | 34.97 | 140.8 | -98.47 | 1000 | 1000 | -34.97 | 34.97 | 34.97 | 57.81 | 34.97
2016-03-17 08:00:00 | 0.50122 | 0.52308 | 0.76549 | 25.98 | -25.98 | 25.98 | 131.81 | -89.48 | 1000 | 1000 | -25.98 | 25.98 | 25.98 | 63.62 | 25.98
2016-03-17 09:00:00 | 0.41434 | 0.44 | 0.7631 | 23.11 | -23.11 | 23.11 | 128.94 | -86.61 | 1000 | 1000 | -23.11 | 23.11 | 23.11 | 64.01 | 23.11
2016-03-17 10:00:00 | 0.34032 | 0.36923 | 0.73645 | 22.96 | -22.96 | 22.96 | 128.79 | -86.46 | 1000 | 1000 | -22.96 | 22.96 | 22.96 | 65.99 | 22.96
2016-03-17 11:00:00 | 0.30171 | 0.33231 | 0.75244 | 22.38 | -22.38 | 22.38 | 128.21 | -85.88 | 1000 | 1000 | -22.38 | 22.38 | 22.38 | 68.12 | 22.38
2016-03-17 12:00:00 | 0.25022 | 0.28308 | 0.78569 | 22.2 | -22.2 | 22.2 | 128.03 | -85.7 | 1000 | 1000 | -22.2 | 22.2 | 22.2 | 67.5 | 22.2
2016-03-17 13:00:00 | 0.24379 | 0.27692 | 0.74358 | 22.15 | -22.15 | 22.15 | 127.98 | -85.65 | 1000 | 1000 | -22.15 | 22.15 | 22.15 | 68.02 | 22.15
2016-03-17 14:00:00 | 0.23092 | 0.26462 | 0.6716 | 22.43 | -22.43 | 22.43 | 128.26 | -85.93 | 1000 | 1000 | -22.43 | 22.43 | 22.43 | 65.39 | 22.43
2016-03-17 15:00:00 | 0.22126 | 0.25538 | 0.6447 | 25.85 | -25.85 | 25.85 | 131.68 | -89.35 | 1000 | 1000 | -25.85 | 25.85 | 25.85 | 60.58 | 25.85
2016-03-17 16:00:00 | 0.23092 | 0.26462 | 0.65698 | 31.92 | -31.92 | 31.92 | 137.75 | -95.42 | 1000 | 1000 | -31.92 | 31.92 | 31.92 | 58.14 | 31.92
2016-03-17 17:00:00 | 0.28884 | 0.32 | 0.76076 | 38.81 | -38.81 | 38.81 | 144.64 | -102.31 | 1000 | 1000 | -38.81 | 38.81 | 38.81 | 61.91 | 38.81
2016-03-17 18:00:00 | 0.34032 | 0.36923 | 0.8848 | 46.69 | -46.69 | 46.69 | 152.52 | -110.19 | 1000 | 1000 | -46.69 | 46.69 | 46.69 | 69.6 | 46.69
2016-03-17 19:00:00 | 0.38216 | 0.40923 | 0.92169 | 37.76 | -37.76 | 37.76 | 143.59 | -101.26 | 1000 | 1000 | -37.76 | 37.76 | 37.76 | 74.28 | 37.76
2016-03-17 20:00:00 | 0.42721 | 0.45231 | 0.81915 | 30.98 | -30.98 | 30.98 | 136.81 | -94.48 | 1000 | 1000 | -30.98 | 30.98 | 30.98 | 68.58 | 30.98
2016-03-17 21:00:00 | 0.45617 | 0.48 | 0.69019 | 25.48 | -25.48 | 25.48 | 131.31 | -88.98 | 1000 | 1000 | -25.48 | 25.48 | 25.48 | 57.55 | 25.48
2016-03-17 22:00:00 | 0.4787 | 0.50154 | 0.57811 | 21.84 | -21.84 | 21.84 | 127.67 | -85.34 | 1000 | 1000 | -21.84 | 21.84 | 21.84 | 54.81 | 21.84
2016-03-17 23:00:00 | 0.48835 | 0.51077 | 0.44327 | 20.34 | -20.34 | 20.34 | 126.17 | -83.84 | 1000 | 1000 | -20.34 | 20.34 | 20.34 | 49.93 | 20.34
2016-03-18 00:00:00 | 0.50122 | 0.52308 | 0.31267 | 19.47 | -19.47 | 19.47 | 125.3 | -82.97 | 1000 | 1000 | -19.47 | 19.47 | 19.47 | 51.86 | 19.47
2016-03-18 01:00:00 | 0.49479 | 0.51692 | 0.2388 | 19.49 | -19.49 | 19.49 | 125.32 | -82.99 | 1000 | 1000 | -19.49 | 19.49 | 19.49 | 50.5 | 19.49
2016-03-18 02:00:00 | 0.52696 | 0.54769 | 0.2191 | 19.67 | -19.67 | 19.67 | 125.5 | -83.17 | 1000 | 1000 | -19.67 | 19.67 | 19.67 | 47.53 | 19.67
2016-03-18 03:00:00 | 0.4787 | 0.50154 | 0.21612 | 20.14 | -20.14 | 20.14 | 125.97 | -83.64 | 1000 | 1000 | -20.14 | 20.14 | 20.14 | 44.48 | 20.14
2016-03-18 04:00:00 | 0.47226 | 0.49538 | 0.22876 | 21.58 | -21.58 | 21.58 | 127.41 | -85.08 | 1000 | 1000 | -21.58 | 21.58 | 21.58 | 45.12 | 21.58
2016-03-18 05:00:00 | 0.47548 | 0.49846 | 0.26928 | 24.86 | -24.86 | 24.86 | 130.69 | -88.36 | 1000 | 1000 | -24.86 | 24.86 | 24.86 | 49.9 | 24.86
2016-03-18 06:00:00 | 0.4787 | 0.50154 | 0.46874 | 32.69 | -32.69 | 32.69 | 138.52 | -96.19 | 1000 | 1000 | -32.69 | 32.69 | 32.69 | 65.99 | 32.69
2016-03-18 07:00:00 | 0.47226 | 0.49538 | 0.67301 | 29.94 | -29.94 | 29.94 | 135.77 | -93.44 | 1000 | 1000 | -29.94 | 29.94 | 29.94 | 72.08 | 29.94
2016-03-18 08:00:00 | 0.46261 | 0.48615 | 0.76549 | 23.88 | -23.88 | 23.88 | 129.71 | -87.38 | 1000 | 1000 | -23.88 | 23.88 | 23.88 | 72.35 | 23.88
2016-03-18 09:00:00 | 0.44652 | 0.47077 | 0.7631 | 22.43 | -22.43 | 22.43 | 128.26 | -85.93 | 1000 | 1000 | -22.43 | 22.43 | 22.43 | 72.1 | 22.43
2016-03-18 10:00:00 | 0.43364 | 0.45846 | 0.73645 | 22.92 | -22.92 | 22.92 | 128.75 | -86.42 | 1000 | 1000 | -22.92 | 22.92 | 22.92 | 71.93 | 22.92
2016-03-18 11:00:00 | 0.41434 | 0.44 | 0.75244 | 22.59 | -22.59 | 22.59 | 128.42 | -86.09 | 1000 | 1000 | -22.59 | 22.59 | 22.59 | 71.73 | 22.59
2016-03-18 12:00:00 | 0.41112 | 0.43692 | 0.78569 | 22.53 | -22.53 | 22.53 | 128.36 | -86.03 | 1000 | 1000 | -22.53 | 22.53 | 22.53 | 70.17 | 22.53
2016-03-18 13:00:00 | 0.40468 | 0.43077 | 0.74358 | 22.56 | -22.56 | 22.56 | 128.39 | -86.06 | 1000 | 1000 | -22.56 | 22.56 | 22.56 | 68 | 22.56
2016-03-18 14:00:00 | 0.40468 | 0.43077 | 0.6716 | 23.46 | -23.46 | 23.46 | 129.29 | -86.96 | 1000 | 1000 | -23.46 | 23.46 | 23.46 | 60.98 | 23.46
2016-03-18 15:00:00 | 0.41112 | 0.43692 | 0.6447 | 24.42 | -24.42 | 24.42 | 130.25 | -87.92 | 1000 | 1000 | -24.42 | 24.42 | 24.42 | 57.54 | 24.42
2016-03-18 16:00:00 | 0.41755 | 0.44308 | 0.65698 | 27.82 | -27.82 | 27.82 | 133.65 | -91.32 | 1000 | 1000 | -27.82 | 27.82 | 27.82 | 53.86 | 27.82
2016-03-18 17:00:00 | 0.42399 | 0.44923 | 0.76076 | 33.99 | -33.99 | 33.99 | 139.82 | -97.49 | 1000 | 1000 | -33.99 | 33.99 | 33.99 | 57.6 | 33.99
2016-03-18 18:00:00 | 0.42721 | 0.45231 | 0.8848 | 39.3 | -39.3 | 39.3 | 145.13 | -102.8 | 1000 | 1000 | -39.3 | 39.3 | 39.3 | 68.02 | 39.3
2016-03-18 19:00:00 | 0.43043 | 0.45538 | 0.92169 | 33.91 | -33.91 | 33.91 | 139.74 | -97.41 | 1000 | 1000 | -33.91 | 33.91 | 33.91 | 70.35 | 33.91
2016-03-18 20:00:00 | 0.43364 | 0.45846 | 0.81915 | 27.09 | -27.09 | 27.09 | 132.92 | -90.59 | 1000 | 1000 | -27.09 | 27.09 | 27.09 | 64.1 | 27.09
2016-03-18 21:00:00 | 0.4433 | 0.46769 | 0.69019 | 26.92 | -26.92 | 26.92 | 132.75 | -90.42 | 1000 | 1000 | -26.92 | 26.92 | 26.92 | 54.09 | 26.92
2016-03-18 22:00:00 | 0.44008 | 0.46462 | 0.57811 | 23.78 | -23.78 | 23.78 | 129.61 | -87.28 | 1000 | 1000 | -23.78 | 23.78 | 23.78 | 55.12 | 23.78
2016-03-18 23:00:00 | 0.44652 | 0.47077 | 0.44327 | 23.37 | -23.37 | 23.37 | 129.2 | -86.87 | 1000 | 1000 | -23.37 | 23.37 | 23.37 | 51.37 | 23.37
2016-03-19 00:00:00 | 0.45295 | 0.47692 | 0.36334 | 21.68 | -21.68 | 21.68 | 127.51 | -85.18 | 1000 | 1000 | -21.68 | 21.68 | 21.68 | 48.04 | 21.68
2016-03-19 01:00:00 | 0.45939 | 0.48308 | 0.30185 | 21.66 | -21.66 | 21.66 | 127.49 | -85.16 | 1000 | 1000 | -21.66 | 21.66 | 21.66 | 45.99 | 21.66
2016-03-19 02:00:00 | 0.46261 | 0.48615 | 0.247 | 22.6 | -22.6 | 22.6 | 128.43 | -86.1 | 1000 | 1000 | -22.6 | 22.6 | 22.6 | 44.02 | 22.6
2016-03-19 03:00:00 | 0.46261 | 0.48615 | 0.23565 | 22.71 | -22.71 | 22.71 | 128.54 | -86.21 | 1000 | 1000 | -22.71 | 22.71 | 22.71 | 43 | 22.71
2016-03-19 04:00:00 | 0.46582 | 0.48923 | 0.23258 | 22.2 | -22.2 | 22.2 | 128.03 | -85.7 | 1000 | 1000 | -22.2 | 22.2 | 22.2 | 39.95 | 22.2
2016-03-19 05:00:00 | 0.46582 | 0.48923 | 0.24426 | 22.4 | -22.4 | 22.4 | 128.23 | -85.9 | 1000 | 1000 | -22.4 | 22.4 | 22.4 | 39.93 | 22.4
2016-03-19 06:00:00 | 0.46582 | 0.48923 | 0.30966 | 28.93 | -28.93 | 28.93 | 134.76 | -92.43 | 1000 | 1000 | -28.93 | 28.93 | 28.93 | 38.22 | 28.93
2016-03-19 07:00:00 | 0.44973 | 0.47385 | 0.47243 | 29.38 | -29.38 | 29.38 | 135.21 | -92.88 | 1000 | 1000 | -29.38 | 29.38 | 29.38 | 42.05 | 29.38
2016-03-19 08:00:00 | 0.44652 | 0.47077 | 0.68704 | 28.58 | -28.58 | 28.58 | 134.41 | -92.08 | 1000 | 1000 | -28.58 | 28.58 | 28.58 | 47.89 | 28.58
2016-03-19 09:00:00 | 0.43043 | 0.45538 | 0.80606 | 26.96 | -26.96 | 26.96 | 132.79 | -90.46 | 1000 | 1000 | -26.96 | 26.96 | 26.96 | 52.73 | 26.96
2016-03-19 10:00:00 | 0.37894 | 0.40615 | 0.84283 | 24.79 | -24.79 | 24.79 | 130.62 | -88.29 | 1000 | 1000 | -24.79 | 24.79 | 24.79 | 52.79 | 24.79
2016-03-19 11:00:00 | 0.33711 | 0.36615 | 0.87704 | 23.04 | -23.04 | 23.04 | 128.87 | -86.54 | 1000 | 1000 | -23.04 | 23.04 | 23.04 | 53.03 | 23.04
2016-03-19 12:00:00 | 0.2824 | 0.31385 | 0.91636 | 22.04 | -22.04 | 22.04 | 127.87 | -85.54 | 1000 | 1000 | -22.04 | 22.04 | 22.04 | 52.54 | 22.04
2016-03-19 13:00:00 | 0.25666 | 0.28923 | 0.88755 | 21.12 | -21.12 | 21.12 | 126.95 | -84.62 | 1000 | 1000 | -21.12 | 21.12 | 21.12 | 49.84 | 21.12
2016-03-19 14:00:00 | 0.25022 | 0.28308 | 0.79022 | 20.93 | -20.93 | 20.93 | 126.76 | -84.43 | 1000 | 1000 | -20.93 | 20.93 | 20.93 | 46.95 | 20.93
2016-03-19 15:00:00 | 0.24379 | 0.27692 | 0.71445 | 21.3 | -21.3 | 21.3 | 127.13 | -84.8 | 1000 | 1000 | -21.3 | 21.3 | 21.3 | 44.76 | 21.3
2016-03-19 16:00:00 | 0.26309 | 0.29538 | 0.70607 | 24 | -24 | 24 | 129.83 | -87.5 | 1000 | 1000 | -24 | 24 | 24 | 45.31 | 24
2016-03-19 17:00:00 | 0.30815 | 0.33846 | 0.8672 | 31.21 | -31.21 | 31.21 | 137.04 | -94.71 | 1000 | 1000 | -31.21 | 31.21 | 31.21 | 49.81 | 31.21
2016-03-19 18:00:00 | 0.38538 | 0.41231 | 0.99703 | 35.42 | -35.42 | 35.42 | 141.25 | -98.92 | 1000 | 1000 | -35.42 | 35.42 | 35.42 | 66.03 | 35.42
2016-03-19 19:00:00 | 0.44008 | 0.46462 | 1 | 26.18 | -26.18 | 26.18 | 132.01 | -89.68 | 1000 | 1000 | -26.18 | 26.18 | 26.18 | 71.99 | 26.18
2016-03-19 20:00:00 | 0.48513 | 0.50769 | 0.83309 | 22.78 | -22.78 | 22.78 | 128.61 | -86.28 | 1000 | 1000 | -22.78 | 22.78 | 22.78 | 60.89 | 22.78
2016-03-19 21:00:00 | 0.45939 | 0.48308 | 0.66229 | 24.69 | -24.69 | 24.69 | 130.52 | -88.19 | 1000 | 1000 | -24.69 | 24.69 | 24.69 | 52.06 | 24.69
2016-03-19 22:00:00 | 0.4433 | 0.46769 | 0.60399 | 21.21 | -21.21 | 21.21 | 127.04 | -84.71 | 1000 | 1000 | -21.21 | 21.21 | 21.21 | 52.79 | 21.21
2016-03-19 23:00:00 | 0.47226 | 0.49538 | 0.51572 | 17.73 | -17.73 | 17.73 | 123.56 | -81.23 | 1000 | 1000 | -17.73 | 17.73 | 17.73 | 50.46 | 17.73
2016-03-20 00:00:00 | 0.43043 | 0.45538 | 0.39659 | 17.04 | -17.04 | 17.04 | 122.87 | -80.54 | 1000 | 1000 | -17.04 | 17.04 | 17.04 | 53.2 | 17.04
2016-03-20 01:00:00 | 0.43686 | 0.46154 | 0.29555 | 18.63 | -18.63 | 18.63 | 124.46 | -82.13 | 1000 | 1000 | -18.63 | 18.63 | 18.63 | 50.15 | 18.63
2016-03-20 02:00:00 | 0.45295 | 0.47692 | 0.24054 | 18.59 | -18.59 | 18.59 | 124.42 | -82.09 | 1000 | 1000 | -18.59 | 18.59 | 18.59 | 44.37 | 18.59
2016-03-20 03:00:00 | 0.43686 | 0.46154 | 0.21979 | 18.71 | -18.71 | 18.71 | 124.54 | -82.21 | 1000 | 1000 | -18.71 | 18.71 | 18.71 | 42.85 | 18.71
2016-03-20 04:00:00 | 0.43043 | 0.45538 | 0.20895 | 18.73 | -18.73 | 18.73 | 124.56 | -82.23 | 1000 | 1000 | -18.73 | 18.73 | 18.73 | 39.93 | 18.73
2016-03-20 05:00:00 | 0.41755 | 0.44308 | 0.2107 | 18.51 | -18.51 | 18.51 | 124.34 | -82.01 | 1000 | 1000 | -18.51 | 18.51 | 18.51 | 41.65 | 18.51
2016-03-20 06:00:00 | 0.43043 | 0.45538 | 0.22636 | 17.05 | -17.05 | 17.05 | 122.88 | -80.55 | 1000 | 1000 | -17.05 | 17.05 | 17.05 | 35.09 | 17.05
2016-03-20 07:00:00 | 0.42399 | 0.44923 | 0.26686 | 16.04 | -16.04 | 16.04 | 121.87 | -79.54 | 1000 | 1000 | -16.04 | 16.04 | 16.04 | 33.55 | 16.04
2016-03-20 08:00:00 | 0.43364 | 0.45846 | 0.42994 | 16.09 | -16.09 | 16.09 | 121.92 | -79.59 | 1000 | 1000 | -16.09 | 16.09 | 16.09 | 43.18 | 16.09
2016-03-20 09:00:00 | 0.43043 | 0.45538 | 0.65048 | 14.33 | -14.33 | 14.33 | 120.16 | -77.83 | 1000 | 1000 | -14.33 | 14.33 | 14.33 | 48.5 | 14.33
2016-03-20 10:00:00 | 0.41755 | 0.44308 | 0.81425 | 16.07 | -16.07 | 16.07 | 121.9 | -79.57 | 1000 | 1000 | -16.07 | 16.07 | 16.07 | 51.1 | 16.07
2016-03-20 11:00:00 | 0.41755 | 0.44308 | 0.94383 | 13.19 | -13.19 | 13.19 | 119.02 | -76.69 | 1000 | 1000 | -13.19 | 13.19 | 13.19 | 52.1 | 13.19
2016-03-20 12:00:00 | 0.40468 | 0.43077 | 0.96576 | 12.44 | -12.44 | 12.44 | 118.27 | -75.94 | 1000 | 1000 | -12.44 | 12.44 | 12.44 | 51.12 | 12.44
2016-03-20 13:00:00 | 0.39181 | 0.41846 | 0.82374 | 12 | -12 | 12 | 117.83 | -75.5 | 1000 | 1000 | -12 | 12 | 12 | 43.02 | 12
2016-03-20 14:00:00 | 0.35963 | 0.38769 | 0.65983 | 12.69 | -12.69 | 12.69 | 118.52 | -76.19 | 1000 | 1000 | -12.69 | 12.69 | 12.69 | 37.23 | 12.69
2016-03-20 15:00:00 | 0.34676 | 0.37538 | 0.56761 | 13.59 | -13.59 | 13.59 | 119.42 | -77.09 | 1000 | 1000 | -13.59 | 13.59 | 13.59 | 33.71 | 13.59
2016-03-20 16:00:00 | 0.3725 | 0.4 | 0.52133 | 19.02 | -19.02 | 19.02 | 124.85 | -82.52 | 1000 | 1000 | -19.02 | 19.02 | 19.02 | 42.59 | 19.02
2016-03-20 17:00:00 | 0.38216 | 0.40923 | 0.61979 | 23.54 | -23.54 | 23.54 | 129.37 | -87.04 | 1000 | 1000 | -23.54 | 23.54 | 23.54 | 44.87 | 23.54
2016-03-20 18:00:00 | 0.41755 | 0.44308 | 0.76472 | 25.86 | -25.86 | 25.86 | 131.69 | -89.36 | 1000 | 1000 | -25.86 | 25.86 | 25.86 | 59.39 | 25.86
2016-03-20 19:00:00 | 0.43364 | 0.45846 | 0.85205 | 22.66 | -22.66 | 22.66 | 128.49 | -86.16 | 1000 | 1000 | -22.66 | 22.66 | 22.66 | 69 | 22.66
2016-03-20 20:00:00 | 0.46261 | 0.48615 | 0.77783 | 22.32 | -22.32 | 22.32 | 128.15 | -85.82 | 1000 | 1000 | -22.32 | 22.32 | 22.32 | 62.98 | 22.32
2016-03-20 21:00:00 | 0.4787 | 0.50154 | 0.66127 | 24.03 | -24.03 | 24.03 | 129.86 | -87.53 | 1000 | 1000 | -24.03 | 24.03 | 24.03 | 54.1 | 24.03
2016-03-20 22:00:00 | 0.49157 | 0.51385 | 0.5638 | 20.33 | -20.33 | 20.33 | 126.16 | -83.83 | 1000 | 1000 | -20.33 | 20.33 | 20.33 | 55.9 | 20.33
2016-03-20 23:00:00 | 0.52696 | 0.54769 | 0.42608 | 20.82 | -20.82 | 20.82 | 126.65 | -84.32 | 1000 | 1000 | -20.82 | 20.82 | 20.82 | 49.96 | 20.82
2016-03-21 00:00:00 | 0.54305 | 0.56308 | 0.35579 | 19.9 | -19.9 | 19.9 | 125.73 | -83.4 | 1000 | 1000 | -19.9 | 19.9 | 19.9 | 49.17 | 19.9
2016-03-21 01:00:00 | 0.54305 | 0.56308 | 0.2723 | 19.79 | -19.79 | 19.79 | 125.62 | -83.29 | 1000 | 1000 | -19.79 | 19.79 | 19.79 | 45.54 | 19.79
2016-03-21 02:00:00 | 0.52375 | 0.54462 | 0.24656 | 19.9 | -19.9 | 19.9 | 125.73 | -83.4 | 1000 | 1000 | -19.9 | 19.9 | 19.9 | 41.98 | 19.9
2016-03-21 03:00:00 | 0.51087 | 0.53231 | 0.24182 | 20.4 | -20.4 | 20.4 | 126.23 | -83.9 | 1000 | 1000 | -20.4 | 20.4 | 20.4 | 36.68 | 20.4
2016-03-21 04:00:00 | 0.47548 | 0.49846 | 0.25666 | 23.18 | -23.18 | 23.18 | 129.01 | -86.68 | 1000 | 1000 | -23.18 | 23.18 | 23.18 | 39.18 | 23.18
2016-03-21 05:00:00 | 0.48191 | 0.50462 | 0.30259 | 32.01 | -32.01 | 32.01 | 137.84 | -95.51 | 1000 | 1000 | -32.01 | 32.01 | 32.01 | 42.97 | 32.01
2016-03-21 06:00:00 | 0.46904 | 0.49231 | 0.48151 | 31.72 | -31.72 | 31.72 | 137.55 | -95.22 | 1000 | 1000 | -31.72 | 31.72 | 31.72 | 53.83 | 31.72
2016-03-21 07:00:00 | 0.45939 | 0.48308 | 0.66658 | 30.94 | -30.94 | 30.94 | 136.77 | -94.44 | 1000 | 1000 | -30.94 | 30.94 | 30.94 | 67.38 | 30.94
2016-03-21 08:00:00 | 0.41434 | 0.44 | 0.76801 | 30.04 | -30.04 | 30.04 | 135.87 | -93.54 | 1000 | 1000 | -30.04 | 30.04 | 30.04 | 68.47 | 30.04
2016-03-21 09:00:00 | 0.36607 | 0.39385 | 0.79951 | 24.9 | -24.9 | 24.9 | 130.73 | -88.4 | 1000 | 1000 | -24.9 | 24.9 | 24.9 | 68.3 | 24.9
2016-03-21 10:00:00 | 0.36929 | 0.39692 | 0.78557 | 24.73 | -24.73 | 24.73 | 130.56 | -88.23 | 1000 | 1000 | -24.73 | 24.73 | 24.73 | 65.42 | 24.73
2016-03-21 11:00:00 | 0.33711 | 0.36615 | 0.79764 | 26.03 | -26.03 | 26.03 | 131.86 | -89.53 | 1000 | 1000 | -26.03 | 26.03 | 26.03 | 64.93 | 26.03
2016-03-21 12:00:00 | 0.33711 | 0.36615 | 0.85187 | 24.53 | -24.53 | 24.53 | 130.36 | -88.03 | 1000 | 1000 | -24.53 | 24.53 | 24.53 | 59.07 | 24.53
2016-03-21 13:00:00 | 0.34998 | 0.37846 | 0.80371 | 23.75 | -23.75 | 23.75 | 129.58 | -87.25 | 1000 | 1000 | -23.75 | 23.75 | 23.75 | 56.82 | 23.75
2016-03-21 14:00:00 | 0.37894 | 0.40615 | 0.71281 | 24.28 | -24.28 | 24.28 | 130.11 | -87.78 | 1000 | 1000 | -24.28 | 24.28 | 24.28 | 54.09 | 24.28
2016-03-21 15:00:00 | 0.37894 | 0.40615 | 0.66962 | 23.91 | -23.91 | 23.91 | 129.74 | -87.41 | 1000 | 1000 | -23.91 | 23.91 | 23.91 | 53.03 | 23.91
2016-03-21 16:00:00 | 0.35641 | 0.38462 | 0.64249 | 26.87 | -26.87 | 26.87 | 132.7 | -90.37 | 1000 | 1000 | -26.87 | 26.87 | 26.87 | 52.22 | 26.87
2016-03-21 17:00:00 | 0.35641 | 0.38462 | 0.6827 | 30.1 | -30.1 | 30.1 | 135.93 | -93.6 | 1000 | 1000 | -30.1 | 30.1 | 30.1 | 56.76 | 30.1
2016-03-21 18:00:00 | 0.36607 | 0.39385 | 0.76871 | 33.49 | -33.49 | 33.49 | 139.32 | -96.99 | 1000 | 1000 | -33.49 | 33.49 | 33.49 | 67.42 | 33.49
2016-03-21 19:00:00 | 0.38538 | 0.41231 | 0.84092 | 29.9 | -29.9 | 29.9 | 135.73 | -93.4 | 1000 | 1000 | -29.9 | 29.9 | 29.9 | 77.1 | 29.9
2016-03-21 20:00:00 | 0.41112 | 0.43692 | 0.81374 | 23.02 | -23.02 | 23.02 | 128.85 | -86.52 | 1000 | 1000 | -23.02 | 23.02 | 23.02 | 65.41 | 23.02
2016-03-21 21:00:00 | 0.41434 | 0.44 | 0.75678 | 22.11 | -22.11 | 22.11 | 127.94 | -85.61 | 1000 | 1000 | -22.11 | 22.11 | 22.11 | 56.2 | 22.11
2016-03-21 22:00:00 | 0.40468 | 0.43077 | 0.66533 | 20.9 | -20.9 | 20.9 | 126.73 | -84.4 | 1000 | 1000 | -20.9 | 20.9 | 20.9 | 53.02 | 20.9
2016-03-21 23:00:00 | 0.41755 | 0.44308 | 0.5102 | 20.28 | -20.28 | 20.28 | 126.11 | -83.78 | 1000 | 1000 | -20.28 | 20.28 | 20.28 | 50.07 | 20.28
2016-03-22 00:00:00 | 0.41112 | 0.43692 | 0.35579 | 20.08 | -20.08 | 20.08 | 125.91 | -83.58 | 1000 | 1000 | -20.08 | 20.08 | 20.08 | 47.45 | 20.08
2016-03-22 01:00:00 | 0.42077 | 0.44615 | 0.2723 | 20.05 | -20.05 | 20.05 | 125.88 | -83.55 | 1000 | 1000 | -20.05 | 20.05 | 20.05 | 47.16 | 20.05
2016-03-22 02:00:00 | 0.42399 | 0.44923 | 0.24656 | 20.47 | -20.47 | 20.47 | 126.3 | -83.97 | 1000 | 1000 | -20.47 | 20.47 | 20.47 | 44.76 | 20.47
2016-03-22 03:00:00 | 0.41755 | 0.44308 | 0.24182 | 21 | -21 | 21 | 126.83 | -84.5 | 1000 | 1000 | -21 | 21 | 21 | 42.96 | 21
2016-03-22 04:00:00 | 0.42721 | 0.45231 | 0.25666 | 22.01 | -22.01 | 22.01 | 127.84 | -85.51 | 1000 | 1000 | -22.01 | 22.01 | 22.01 | 44.92 | 22.01
2016-03-22 05:00:00 | 0.42077 | 0.44615 | 0.30259 | 24.07 | -24.07 | 24.07 | 129.9 | -87.57 | 1000 | 1000 | -24.07 | 24.07 | 24.07 | 49.94 | 24.07
2016-03-22 06:00:00 | 0.42077 | 0.44615 | 0.48151 | 29.99 | -29.99 | 29.99 | 135.82 | -93.49 | 1000 | 1000 | -29.99 | 29.99 | 29.99 | 57.06 | 29.99
2016-03-22 07:00:00 | 0.42399 | 0.44923 | 0.66658 | 31.46 | -31.46 | 31.46 | 137.29 | -94.96 | 1000 | 1000 | -31.46 | 31.46 | 31.46 | 67.49 | 31.46
2016-03-22 08:00:00 | 0.41434 | 0.44 | 0.76801 | 31.41 | -31.41 | 31.41 | 137.24 | -94.91 | 1000 | 1000 | -31.41 | 31.41 | 31.41 | 68.53 | 31.41
2016-03-22 09:00:00 | 0.39503 | 0.42154 | 0.79951 | 28.9 | -28.9 | 28.9 | 134.73 | -92.4 | 1000 | 1000 | -28.9 | 28.9 | 28.9 | 66.89 | 28.9
2016-03-22 10:00:00 | 0.35963 | 0.38769 | 0.78557 | 30 | -30 | 30 | 135.83 | -93.5 | 1000 | 1000 | -30 | 30 | 30 | 62.16 | 30
2016-03-22 11:00:00 | 0.34032 | 0.36923 | 0.79764 | 28.94 | -28.94 | 28.94 | 134.77 | -92.44 | 1000 | 1000 | -28.94 | 28.94 | 28.94 | 59.96 | 28.94
2016-03-22 12:00:00 | 0.33711 | 0.36615 | 0.85187 | 28.99 | -28.99 | 28.99 | 134.82 | -92.49 | 1000 | 1000 | -28.99 | 28.99 | 28.99 | 56.81 | 28.99
2016-03-22 13:00:00 | 0.32745 | 0.35692 | 0.80371 | 29 | -29 | 29 | 134.83 | -92.5 | 1000 | 1000 | -29 | 29 | 29 | 53.21 | 29
2016-03-22 14:00:00 | 0.34676 | 0.37538 | 0.71281 | 29.29 | -29.29 | 29.29 | 135.12 | -92.79 | 1000 | 1000 | -29.29 | 29.29 | 29.29 | 50.92 | 29.29
2016-03-22 15:00:00 | 0.35641 | 0.38462 | 0.66962 | 30.08 | -30.08 | 30.08 | 135.91 | -93.58 | 1000 | 1000 | -30.08 | 30.08 | 30.08 | 50.25 | 30.08
2016-03-22 16:00:00 | 0.35641 | 0.38462 | 0.64249 | 34.01 | -34.01 | 34.01 | 139.84 | -97.51 | 1000 | 1000 | -34.01 | 34.01 | 34.01 | 49.85 | 34.01
2016-03-22 17:00:00 | 0.35641 | 0.38462 | 0.6827 | 36.73 | -36.73 | 36.73 | 142.56 | -100.23 | 1000 | 1000 | -36.73 | 36.73 | 36.73 | 54.07 | 36.73
2016-03-22 18:00:00 | 0.37894 | 0.40615 | 0.76871 | 40.64 | -40.64 | 40.64 | 146.47 | -104.14 | 1000 | 1000 | -40.64 | 40.64 | 40.64 | 64 | 40.64
2016-03-22 19:00:00 | 0.4079 | 0.43385 | 0.84092 | 38.1 | -38.1 | 38.1 | 143.93 | -101.6 | 1000 | 1000 | -38.1 | 38.1 | 38.1 | 72.18 | 38.1
2016-03-22 20:00:00 | 0.41755 | 0.44308 | 0.81374 | 33.05 | -33.05 | 33.05 | 138.88 | -96.55 | 1000 | 1000 | -33.05 | 33.05 | 33.05 | 67.03 | 33.05
2016-03-22 21:00:00 | 0.42721 | 0.45231 | 0.75678 | 29.86 | -29.86 | 29.86 | 135.69 | -93.36 | 1000 | 1000 | -29.86 | 29.86 | 29.86 | 55.04 | 29.86
2016-03-22 22:00:00 | 0.45939 | 0.48308 | 0.66533 | 23.73 | -23.73 | 23.73 | 129.56 | -87.23 | 1000 | 1000 | -23.73 | 23.73 | 23.73 | 53.41 | 23.73
2016-03-22 23:00:00 | 0.45295 | 0.47692 | 0.5102 | 21.3 | -21.3 | 21.3 | 127.13 | -84.8 | 1000 | 1000 | -21.3 | 21.3 | 21.3 | 50.4 | 21.3
2016-03-23 00:00:00 | 0.45939 | 0.48308 | 0.35579 | 20.51 | -20.51 | 20.51 | 126.34 | -84.01 | 1000 | 1000 | -20.51 | 20.51 | 20.51 | 48.73 | 20.51
2016-03-23 01:00:00 | 0.45617 | 0.48 | 0.2723 | 20.26 | -20.26 | 20.26 | 126.09 | -83.76 | 1000 | 1000 | -20.26 | 20.26 | 20.26 | 47.08 | 20.26
2016-03-23 02:00:00 | 0.45617 | 0.48 | 0.24656 | 21.06 | -21.06 | 21.06 | 126.89 | -84.56 | 1000 | 1000 | -21.06 | 21.06 | 21.06 | 45.05 | 21.06
2016-03-23 03:00:00 | 0.45939 | 0.48308 | 0.24182 | 21.38 | -21.38 | 21.38 | 127.21 | -84.88 | 1000 | 1000 | -21.38 | 21.38 | 21.38 | 44.8 | 21.38
2016-03-23 04:00:00 | 0.46261 | 0.48615 | 0.25666 | 21.38 | -21.38 | 21.38 | 127.21 | -84.88 | 1000 | 1000 | -21.38 | 21.38 | 21.38 | 47.18 | 21.38
2016-03-23 05:00:00 | 0.45617 | 0.48 | 0.30259 | 25.88 | -25.88 | 25.88 | 131.71 | -89.38 | 1000 | 1000 | -25.88 | 25.88 | 25.88 | 48.51 | 25.88
2016-03-23 06:00:00 | 0.45295 | 0.47692 | 0.48151 | 32.9 | -32.9 | 32.9 | 138.73 | -96.4 | 1000 | 1000 | -32.9 | 32.9 | 32.9 | 53.28 | 32.9
2016-03-23 07:00:00 | 0.43364 | 0.45846 | 0.66658 | 32.46 | -32.46 | 32.46 | 138.29 | -95.96 | 1000 | 1000 | -32.46 | 32.46 | 32.46 | 66.12 | 32.46
2016-03-23 08:00:00 | 0.43043 | 0.45538 | 0.76801 | 30.03 | -30.03 | 30.03 | 135.86 | -93.53 | 1000 | 1000 | -30.03 | 30.03 | 30.03 | 66.88 | 30.03
2016-03-23 09:00:00 | 0.40468 | 0.43077 | 0.79951 | 26.53 | -26.53 | 26.53 | 132.36 | -90.03 | 1000 | 1000 | -26.53 | 26.53 | 26.53 | 66.12 | 26.53
2016-03-23 10:00:00 | 0.36607 | 0.39385 | 0.78557 | 26.73 | -26.73 | 26.73 | 132.56 | -90.23 | 1000 | 1000 | -26.73 | 26.73 | 26.73 | 63.31 | 26.73
2016-03-23 11:00:00 | 0.34354 | 0.37231 | 0.79764 | 25.23 | -25.23 | 25.23 | 131.06 | -88.73 | 1000 | 1000 | -25.23 | 25.23 | 25.23 | 62.06 | 25.23
2016-03-23 12:00:00 | 0.35641 | 0.38462 | 0.85187 | 25 | -25 | 25 | 130.83 | -88.5 | 1000 | 1000 | -25 | 25 | 25 | 60.59 | 25
2016-03-23 13:00:00 | 0.3532 | 0.38154 | 0.80371 | 24.03 | -24.03 | 24.03 | 129.86 | -87.53 | 1000 | 1000 | -24.03 | 24.03 | 24.03 | 54.27 | 24.03
2016-03-23 14:00:00 | 0.3725 | 0.4 | 0.71281 | 24.13 | -24.13 | 24.13 | 129.96 | -87.63 | 1000 | 1000 | -24.13 | 24.13 | 24.13 | 52.18 | 24.13
2016-03-23 15:00:00 | 0.36285 | 0.39077 | 0.66962 | 24.18 | -24.18 | 24.18 | 130.01 | -87.68 | 1000 | 1000 | -24.18 | 24.18 | 24.18 | 52.18 | 24.18
2016-03-23 16:00:00 | 0.35963 | 0.38769 | 0.64249 | 28 | -28 | 28 | 133.83 | -91.5 | 1000 | 1000 | -28 | 28 | 28 | 52.61 | 28
2016-03-23 17:00:00 | 0.37572 | 0.40308 | 0.6827 | 32.44 | -32.44 | 32.44 | 138.27 | -95.94 | 1000 | 1000 | -32.44 | 32.44 | 32.44 | 61.91 | 32.44
2016-03-23 18:00:00 | 0.38859 | 0.41538 | 0.76871 | 37.16 | -37.16 | 37.16 | 142.99 | -100.66 | 1000 | 1000 | -37.16 | 37.16 | 37.16 | 66.2 | 37.16
2016-03-23 19:00:00 | 0.43043 | 0.45538 | 0.84092 | 34.98 | -34.98 | 34.98 | 140.81 | -98.48 | 1000 | 1000 | -34.98 | 34.98 | 34.98 | 69.83 | 34.98
2016-03-23 20:00:00 | 0.45939 | 0.48308 | 0.81374 | 31.43 | -31.43 | 31.43 | 137.26 | -94.93 | 1000 | 1000 | -31.43 | 31.43 | 31.43 | 63.92 | 31.43
2016-03-23 21:00:00 | 0.44973 | 0.47385 | 0.75678 | 25.02 | -25.02 | 25.02 | 130.85 | -88.52 | 1000 | 1000 | -25.02 | 25.02 | 25.02 | 52.34 | 25.02
2016-03-23 22:00:00 | 0.45617 | 0.48 | 0.66533 | 22.59 | -22.59 | 22.59 | 128.42 | -86.09 | 1000 | 1000 | -22.59 | 22.59 | 22.59 | 51.3 | 22.59
2016-03-23 23:00:00 | 0.4787 | 0.50154 | 0.5102 | 22.08 | -22.08 | 22.08 | 127.91 | -85.58 | 1000 | 1000 | -22.08 | 22.08 | 22.08 | 48.03 | 22.08
2016-03-24 00:00:00 | 0.498 | 0.52 | 0.35579 | 21.5 | -21.5 | 21.5 | 127.33 | -85 | 1000 | 1000 | -21.5 | 21.5 | 21.5 | 46.91 | 21.5
2016-03-24 01:00:00 | 0.52696 | 0.54769 | 0.2723 | 21.11 | -21.11 | 21.11 | 126.94 | -84.61 | 1000 | 1000 | -21.11 | 21.11 | 21.11 | 44.98 | 21.11
2016-03-24 02:00:00 | 0.5334 | 0.55385 | 0.24656 | 21.38 | -21.38 | 21.38 | 127.21 | -84.88 | 1000 | 1000 | -21.38 | 21.38 | 21.38 | 43 | 21.38
2016-03-24 03:00:00 | 0.51731 | 0.53846 | 0.24182 | 21.75 | -21.75 | 21.75 | 127.58 | -85.25 | 1000 | 1000 | -21.75 | 21.75 | 21.75 | 41.98 | 21.75
2016-03-24 04:00:00 | 0.49157 | 0.51385 | 0.25666 | 22.97 | -22.97 | 22.97 | 128.8 | -86.47 | 1000 | 1000 | -22.97 | 22.97 | 22.97 | 43.37 | 22.97
2016-03-24 05:00:00 | 0.50122 | 0.52308 | 0.30259 | 31.49 | -31.49 | 31.49 | 137.32 | -94.99 | 1000 | 1000 | -31.49 | 31.49 | 31.49 | 47.01 | 31.49
2016-03-24 06:00:00 | 0.52053 | 0.54154 | 0.48151 | 35 | -35 | 35 | 140.83 | -98.5 | 1000 | 1000 | -35 | 35 | 35 | 53.52 | 35
2016-03-24 07:00:00 | 0.49479 | 0.51692 | 0.66658 | 34.94 | -34.94 | 34.94 | 140.77 | -98.44 | 1000 | 1000 | -34.94 | 34.94 | 34.94 | 63.93 | 34.94
2016-03-24 08:00:00 | 0.51409 | 0.53538 | 0.76801 | 32.4 | -32.4 | 32.4 | 138.23 | -95.9 | 1000 | 1000 | -32.4 | 32.4 | 32.4 | 65.6 | 32.4
2016-03-24 09:00:00 | 0.47226 | 0.49538 | 0.79951 | 31.69 | -31.69 | 31.69 | 137.52 | -95.19 | 1000 | 1000 | -31.69 | 31.69 | 31.69 | 63.62 | 31.69
2016-03-24 10:00:00 | 0.43686 | 0.46154 | 0.78557 | 31 | -31 | 31 | 136.83 | -94.5 | 1000 | 1000 | -31 | 31 | 31 | 60.01 | 31
2016-03-24 11:00:00 | 0.41755 | 0.44308 | 0.79764 | 28.62 | -28.62 | 28.62 | 134.45 | -92.12 | 1000 | 1000 | -28.62 | 28.62 | 28.62 | 59.19 | 28.62
2016-03-24 12:00:00 | 0.39181 | 0.41846 | 0.85187 | 27.27 | -27.27 | 27.27 | 133.1 | -90.77 | 1000 | 1000 | -27.27 | 27.27 | 27.27 | 54.09 | 27.27
2016-03-24 13:00:00 | 0.37572 | 0.40308 | 0.80371 | 26.5 | -26.5 | 26.5 | 132.33 | -90 | 1000 | 1000 | -26.5 | 26.5 | 26.5 | 51.85 | 26.5
2016-03-24 14:00:00 | 0.37894 | 0.40615 | 0.71281 | 25.35 | -25.35 | 25.35 | 131.18 | -88.85 | 1000 | 1000 | -25.35 | 25.35 | 25.35 | 50.09 | 25.35
2016-03-24 15:00:00 | 0.36929 | 0.39692 | 0.66962 | 26.6 | -26.6 | 26.6 | 132.43 | -90.1 | 1000 | 1000 | -26.6 | 26.6 | 26.6 | 50.01 | 26.6
2016-03-24 16:00:00 | 0.36929 | 0.39692 | 0.64249 | 30 | -30 | 30 | 135.83 | -93.5 | 1000 | 1000 | -30 | 30 | 30 | 49.47 | 30
2016-03-24 17:00:00 | 0.38859 | 0.41538 | 0.6827 | 32.47 | -32.47 | 32.47 | 138.3 | -95.97 | 1000 | 1000 | -32.47 | 32.47 | 32.47 | 55.44 | 32.47
2016-03-24 18:00:00 | 0.45295 | 0.47692 | 0.76871 | 35.18 | -35.18 | 35.18 | 141.01 | -98.68 | 1000 | 1000 | -35.18 | 35.18 | 35.18 | 65.61 | 35.18
2016-03-24 19:00:00 | 0.48191 | 0.50462 | 0.84092 | 33.97 | -33.97 | 33.97 | 139.8 | -97.47 | 1000 | 1000 | -33.97 | 33.97 | 33.97 | 71.97 | 33.97
2016-03-24 20:00:00 | 0.48191 | 0.50462 | 0.81374 | 25.96 | -25.96 | 25.96 | 131.79 | -89.46 | 1000 | 1000 | -25.96 | 25.96 | 25.96 | 65.34 | 25.96
2016-03-24 21:00:00 | 0.49157 | 0.51385 | 0.75678 | 25.06 | -25.06 | 25.06 | 130.89 | -88.56 | 1000 | 1000 | -25.06 | 25.06 | 25.06 | 60.73 | 25.06
2016-03-24 22:00:00 | 0.48835 | 0.51077 | 0.66533 | 22.52 | -22.52 | 22.52 | 128.35 | -86.02 | 1000 | 1000 | -22.52 | 22.52 | 22.52 | 59.92 | 22.52
2016-03-24 23:00:00 | 0.46904 | 0.49231 | 0.5102 | 23.92 | -23.92 | 23.92 | 129.75 | -87.42 | 1000 | 1000 | -23.92 | 23.92 | 23.92 | 53.12 | 23.92
2016-03-25 00:00:00 | 0.45617 | 0.48 | 0.42848 | 21.07 | -21.07 | 21.07 | 126.9 | -84.57 | 1000 | 1000 | -21.07 | 21.07 | 21.07 | 49.18 | 21.07
2016-03-25 01:00:00 | 0.44652 | 0.47077 | 0.3248 | 21 | -21 | 21 | 126.83 | -84.5 | 1000 | 1000 | -21 | 21 | 21 | 49.05 | 21
2016-03-25 02:00:00 | 0.44008 | 0.46462 | 0.2597 | 20 | -20 | 20 | 125.83 | -83.5 | 1000 | 1000 | -20 | 20 | 20 | 45 | 20
2016-03-25 03:00:00 | 0.44652 | 0.47077 | 0.23571 | 20.01 | -20.01 | 20.01 | 125.84 | -83.51 | 1000 | 1000 | -20.01 | 20.01 | 20.01 | 44.28 | 20.01
2016-03-25 04:00:00 | 0.46261 | 0.48615 | 0.22974 | 20.3 | -20.3 | 20.3 | 126.13 | -83.8 | 1000 | 1000 | -20.3 | 20.3 | 20.3 | 45 | 20.3
2016-03-25 05:00:00 | 0.46261 | 0.48615 | 0.23181 | 20.26 | -20.26 | 20.26 | 126.09 | -83.76 | 1000 | 1000 | -20.26 | 20.26 | 20.26 | 49.5 | 20.26
2016-03-25 06:00:00 | 0.45295 | 0.47692 | 0.24273 | 20.39 | -20.39 | 20.39 | 126.22 | -83.89 | 1000 | 1000 | -20.39 | 20.39 | 20.39 | 57.7 | 20.39
2016-03-25 07:00:00 | 0.43686 | 0.46154 | 0.33217 | 21.85 | -21.85 | 21.85 | 127.68 | -85.35 | 1000 | 1000 | -21.85 | 21.85 | 21.85 | 65.99 | 21.85
2016-03-25 08:00:00 | 0.41434 | 0.44 | 0.53135 | 23.85 | -23.85 | 23.85 | 129.68 | -87.35 | 1000 | 1000 | -23.85 | 23.85 | 23.85 | 66.71 | 23.85
2016-03-25 09:00:00 | 0.38538 | 0.41231 | 0.74639 | 27.26 | -27.26 | 27.26 | 133.09 | -90.76 | 1000 | 1000 | -27.26 | 27.26 | 27.26 | 65.09 | 27.26
2016-03-25 10:00:00 | 0.33711 | 0.36615 | 0.8642 | 28.91 | -28.91 | 28.91 | 134.74 | -92.41 | 1000 | 1000 | -28.91 | 28.91 | 28.91 | 63.08 | 28.91
2016-03-25 11:00:00 | 0.33067 | 0.36 | 0.95828 | 27.87 | -27.87 | 27.87 | 133.7 | -91.37 | 1000 | 1000 | -27.87 | 27.87 | 27.87 | 59.35 | 27.87
2016-03-25 12:00:00 | 0.33711 | 0.36615 | 0.97557 | 27.06 | -27.06 | 27.06 | 132.89 | -90.56 | 1000 | 1000 | -27.06 | 27.06 | 27.06 | 56.19 | 27.06
2016-03-25 13:00:00 | 0.33711 | 0.36615 | 0.80626 | 26.01 | -26.01 | 26.01 | 131.84 | -89.51 | 1000 | 1000 | -26.01 | 26.01 | 26.01 | 52.6 | 26.01
2016-03-25 14:00:00 | 0.33389 | 0.36308 | 0.66004 | 24.44 | -24.44 | 24.44 | 130.27 | -87.94 | 1000 | 1000 | -24.44 | 24.44 | 24.44 | 50.05 | 24.44
2016-03-25 15:00:00 | 0.33067 | 0.36 | 0.58723 | 23.5 | -23.5 | 23.5 | 129.33 | -87 | 1000 | 1000 | -23.5 | 23.5 | 23.5 | 48.9 | 23.5
2016-03-25 16:00:00 | 0.34354 | 0.37231 | 0.52352 | 26.1 | -26.1 | 26.1 | 131.93 | -89.6 | 1000 | 1000 | -26.1 | 26.1 | 26.1 | 48.85 | 26.1
2016-03-25 17:00:00 | 0.35641 | 0.38462 | 0.55331 | 29.44 | -29.44 | 29.44 | 135.27 | -92.94 | 1000 | 1000 | -29.44 | 29.44 | 29.44 | 52.03 | 29.44
2016-03-25 18:00:00 | 0.3725 | 0.4 | 0.67192 | 33.08 | -33.08 | 33.08 | 138.91 | -96.58 | 1000 | 1000 | -33.08 | 33.08 | 33.08 | 64.38 | 33.08
2016-03-25 19:00:00 | 0.38216 | 0.40923 | 0.77603 | 32.95 | -32.95 | 32.95 | 138.78 | -96.45 | 1000 | 1000 | -32.95 | 32.95 | 32.95 | 65.83 | 32.95
2016-03-25 20:00:00 | 0.37894 | 0.40615 | 0.75374 | 31.48 | -31.48 | 31.48 | 137.31 | -94.98 | 1000 | 1000 | -31.48 | 31.48 | 31.48 | 59.77 | 31.48
2016-03-25 21:00:00 | 0.37572 | 0.40308 | 0.70206 | 30.12 | -30.12 | 30.12 | 135.95 | -93.62 | 1000 | 1000 | -30.12 | 30.12 | 30.12 | 52.18 | 30.12
2016-03-25 22:00:00 | 0.37572 | 0.40308 | 0.62189 | 30 | -30 | 30 | 135.83 | -93.5 | 1000 | 1000 | -30 | 30 | 30 | 54.85 | 30
2016-03-25 23:00:00 | 0.36607 | 0.39385 | 0.46945 | 28.07 | -28.07 | 28.07 | 133.9 | -91.57 | 1000 | 1000 | -28.07 | 28.07 | 28.07 | 53.29 | 28.07
2016-03-26 00:00:00 | 0.35641 | 0.38462 | 0.39269 | 24.08 | -24.08 | 24.08 | 129.91 | -87.58 | 1000 | 1000 | -24.08 | 24.08 | 24.08 | 54.47 | 24.08
2016-03-26 01:00:00 | 0.34354 | 0.37231 | 0.32007 | 21.11 | -21.11 | 21.11 | 126.94 | -84.61 | 1000 | 1000 | -21.11 | 21.11 | 21.11 | 50.34 | 21.11
2016-03-26 02:00:00 | 0.34676 | 0.37538 | 0.27054 | 20 | -20 | 20 | 125.83 | -83.5 | 1000 | 1000 | -20 | 20 | 20 | 47.07 | 20
2016-03-26 03:00:00 | 0.37572 | 0.40308 | 0.2573 | 20 | -20 | 20 | 125.83 | -83.5 | 1000 | 1000 | -20 | 20 | 20 | 46.39 | 20
2016-03-26 04:00:00 | 0.41755 | 0.44308 | 0.25708 | 20.01 | -20.01 | 20.01 | 125.84 | -83.51 | 1000 | 1000 | -20.01 | 20.01 | 20.01 | 46.75 | 20.01
2016-03-26 05:00:00 | 0.46582 | 0.48923 | 0.2679 | 20.01 | -20.01 | 20.01 | 125.84 | -83.51 | 1000 | 1000 | -20.01 | 20.01 | 20.01 | 47.68 | 20.01
2016-03-26 06:00:00 | 0.45617 | 0.48 | 0.32786 | 21.69 | -21.69 | 21.69 | 127.52 | -85.19 | 1000 | 1000 | -21.69 | 21.69 | 21.69 | 48.73 | 21.69
2016-03-26 07:00:00 | 0.44008 | 0.46462 | 0.51632 | 22.49 | -22.49 | 22.49 | 128.32 | -85.99 | 1000 | 1000 | -22.49 | 22.49 | 22.49 | 50.89 | 22.49
2016-03-26 08:00:00 | 0.38216 | 0.40923 | 0.72881 | 24 | -24 | 24 | 129.83 | -87.5 | 1000 | 1000 | -24 | 24 | 24 | 53.34 | 24
2016-03-26 09:00:00 | 0.33711 | 0.36615 | 0.83671 | 21.6 | -21.6 | 21.6 | 127.43 | -85.1 | 1000 | 1000 | -21.6 | 21.6 | 21.6 | 56.01 | 21.6
2016-03-26 10:00:00 | 0.30815 | 0.33846 | 0.89575 | 19.97 | -19.97 | 19.97 | 125.8 | -83.47 | 1000 | 1000 | -19.97 | 19.97 | 19.97 | 59.04 | 19.97
2016-03-26 11:00:00 | 0.26953 | 0.30154 | 0.93645 | 19.06 | -19.06 | 19.06 | 124.89 | -82.56 | 1000 | 1000 | -19.06 | 19.06 | 19.06 | 60.08 | 19.06
2016-03-26 12:00:00 | 0.2277 | 0.26154 | 0.97446 | 18.07 | -18.07 | 18.07 | 123.9 | -81.57 | 1000 | 1000 | -18.07 | 18.07 | 18.07 | 61.27 | 18.07
2016-03-26 13:00:00 | 0.20839 | 0.24308 | 0.93367 | 16.28 | -16.28 | 16.28 | 122.11 | -79.78 | 1000 | 1000 | -16.28 | 16.28 | 16.28 | 57.61 | 16.28
2016-03-26 14:00:00 | 0.18586 | 0.22154 | 0.82041 | 15.75 | -15.75 | 15.75 | 121.58 | -79.25 | 1000 | 1000 | -15.75 | 15.75 | 15.75 | 51.98 | 15.75
2016-03-26 15:00:00 | 0.16977 | 0.20615 | 0.73445 | 15.85 | -15.85 | 15.85 | 121.68 | -79.35 | 1000 | 1000 | -15.85 | 15.85 | 15.85 | 51.05 | 15.85
2016-03-26 16:00:00 | 0.18908 | 0.22462 | 0.70905 | 19.39 | -19.39 | 19.39 | 125.22 | -82.89 | 1000 | 1000 | -19.39 | 19.39 | 19.39 | 50.96 | 19.39
2016-03-26 17:00:00 | 0.21804 | 0.25231 | 0.76491 | 21.32 | -21.32 | 21.32 | 127.15 | -84.82 | 1000 | 1000 | -21.32 | 21.32 | 21.32 | 57.75 | 21.32
2016-03-26 18:00:00 | 0.30171 | 0.33231 | 0.87191 | 22.12 | -22.12 | 22.12 | 127.95 | -85.62 | 1000 | 1000 | -22.12 | 22.12 | 22.12 | 64.65 | 22.12
2016-03-26 19:00:00 | 0.34354 | 0.37231 | 0.93772 | 20.75 | -20.75 | 20.75 | 126.58 | -84.25 | 1000 | 1000 | -20.75 | 20.75 | 20.75 | 65.19 | 20.75
2016-03-26 20:00:00 | 0.35641 | 0.38462 | 0.86663 | 17.99 | -17.99 | 17.99 | 123.82 | -81.49 | 1000 | 1000 | -17.99 | 17.99 | 17.99 | 63.13 | 17.99
2016-03-26 21:00:00 | 0.35963 | 0.38769 | 0.72173 | 17.91 | -17.91 | 17.91 | 123.74 | -81.41 | 1000 | 1000 | -17.91 | 17.91 | 17.91 | 57.43 | 17.91
2016-03-26 22:00:00 | 0.39181 | 0.41846 | 0.6763 | 14.66 | -14.66 | 14.66 | 120.49 | -78.16 | 1000 | 1000 | -14.66 | 14.66 | 14.66 | 61.19 | 14.66
2016-03-26 23:00:00 | 0.41434 | 0.44 | 0.57413 | 7.33 | -7.33 | 7.33 | 113.16 | -70.83 | 1000 | 1000 | -7.33 | 7.33 | 7.33 | 55 | 7.33
2016-03-27 00:00:00 | 0.4079 | 0.43385 | 0.42848 | 3.04 | -3.04 | 3.04 | 108.87 | -66.54 | 1000 | 1000 | -3.04 | 3.04 | 3.04 | 48.08 | 3.04
2016-03-27 01:00:00 | 0.43043 | 0.45538 | 0.3248 | 6.1 | -6.1 | 6.1 | 111.93 | -69.6 | 1000 | 1000 | -6.1 | 6.1 | 6.1 | 42.5 | 6.1
2016-03-27 02:00:00 | 0.45617 | 0.48 | 0.2597 | 4.02 | -4.02 | 4.02 | 109.85 | -67.52 | 1000 | 1000 | -4.02 | 4.02 | 4.02 | 41.295 | 4.02
2016-03-27 03:00:00 | 0.45617 | 0.48 | 0.23571 | 4.02 | -4.02 | 4.02 | 109.85 | -67.52 | 1000 | 1000 | -4.02 | 4.02 | 4.02 | 40.09 | 4.02
2016-03-27 04:00:00 | 0.43364 | 0.45846 | 0.22974 | 0.91 | -0.90999 | 0.91 | 106.74 | -64.41 | 1000 | 1000 | -0.91 | 0.91 | 0.91 | 43.1 | 0.91
2016-03-27 05:00:00 | 0.44008 | 0.46462 | 0.23181 | 4.63 | -4.63 | 4.63 | 110.46 | -68.13 | 1000 | 1000 | -4.63 | 4.63 | 4.63 | 43.61 | 4.63
2016-03-27 06:00:00 | 0.42077 | 0.44615 | 0.24273 | 7.5 | -7.5 | 7.5 | 113.33 | -71 | 1000 | 1000 | -7.5 | 7.5 | 7.5 | 37.94 | 7.5
2016-03-27 07:00:00 | 0.35641 | 0.38462 | 0.33217 | 8.91 | -8.91 | 8.91 | 114.74 | -72.41 | 1000 | 1000 | -8.91 | 8.91 | 8.91 | 42.44 | 8.91
2016-03-27 08:00:00 | 0.30493 | 0.33538 | 0.53135 | 10.99 | -10.99 | 10.99 | 116.82 | -74.49 | 1000 | 1000 | -10.99 | 10.99 | 10.99 | 48.05 | 10.99
2016-03-27 09:00:00 | 0.25988 | 0.29231 | 0.74639 | 11.16 | -11.16 | 11.16 | 116.99 | -74.66 | 1000 | 1000 | -11.16 | 11.16 | 11.16 | 49.75 | 11.16
2016-03-27 10:00:00 | 0.20195 | 0.23692 | 0.8642 | 11.49 | -11.49 | 11.49 | 117.32 | -74.99 | 1000 | 1000 | -11.49 | 11.49 | 11.49 | 50 | 11.49
2016-03-27 11:00:00 | 0.15047 | 0.18769 | 0.95828 | 9.19 | -9.19 | 9.19 | 115.02 | -72.69 | 1000 | 1000 | -9.19 | 9.19 | 9.19 | 57.94 | 9.19
2016-03-27 12:00:00 | 0.12151 | 0.16 | 0.97557 | 6.49 | -6.49 | 6.49 | 112.32 | -69.99 | 1000 | 1000 | -6.49 | 6.49 | 6.49 | 55.65 | 6.49
2016-03-27 13:00:00 | 0.089326 | 0.12923 | 0.80626 | 6.92 | -6.92 | 6.92 | 112.75 | -70.42 | 1000 | 1000 | -6.92 | 6.92 | 6.92 | 49.3 | 6.92
2016-03-27 14:00:00 | 0.089326 | 0.12923 | 0.66004 | 7.47 | -7.47 | 7.47 | 113.3 | -70.97 | 1000 | 1000 | -7.47 | 7.47 | 7.47 | 47.03 | 7.47
2016-03-27 15:00:00 | 0.12794 | 0.16615 | 0.58723 | 13.06 | -13.06 | 13.06 | 118.89 | -76.56 | 1000 | 1000 | -13.06 | 13.06 | 13.06 | 46.28 | 13.06
2016-03-27 16:00:00 | 0.1569 | 0.19385 | 0.52352 | 14.94 | -14.94 | 14.94 | 120.77 | -78.44 | 1000 | 1000 | -14.94 | 14.94 | 14.94 | 45.81 | 14.94
2016-03-27 17:00:00 | 0.20195 | 0.23692 | 0.55331 | 19.6 | -19.6 | 19.6 | 125.43 | -83.1 | 1000 | 1000 | -19.6 | 19.6 | 19.6 | 44.8 | 19.6
2016-03-27 18:00:00 | 0.25988 | 0.29231 | 0.67192 | 22.86 | -22.86 | 22.86 | 128.69 | -86.36 | 1000 | 1000 | -22.86 | 22.86 | 22.86 | 51.16 | 22.86
2016-03-27 19:00:00 | 0.29527 | 0.32615 | 0.77603 | 20.36 | -20.36 | 20.36 | 126.19 | -83.86 | 1000 | 1000 | -20.36 | 20.36 | 20.36 | 61.36 | 20.36
2016-03-27 20:00:00 | 0.31458 | 0.34462 | 0.75374 | 19.98 | -19.98 | 19.98 | 125.81 | -83.48 | 1000 | 1000 | -19.98 | 19.98 | 19.98 | 63.91 | 19.98
2016-03-27 21:00:00 | 0.33711 | 0.36615 | 0.70206 | 18.5 | -18.5 | 18.5 | 124.33 | -82 | 1000 | 1000 | -18.5 | 18.5 | 18.5 | 58.02 | 18.5
2016-03-27 22:00:00 | 0.36285 | 0.39077 | 0.62189 | 12.88 | -12.88 | 12.88 | 118.71 | -76.38 | 1000 | 1000 | -12.88 | 12.88 | 12.88 | 58.98 | 12.88
2016-03-27 23:00:00 | 0.38216 | 0.40923 | 0.46945 | 8.28 | -8.28 | 8.28 | 114.11 | -71.78 | 1000 | 1000 | -8.28 | 8.28 | 8.28 | 48.94 | 8.28
2016-03-28 00:00:00 | 0.4079 | 0.43385 | 0.42848 | 7.43 | -7.43 | 7.43 | 113.26 | -70.93 | 1000 | 1000 | -7.43 | 7.43 | 7.43 | 43.98 | 7.43
2016-03-28 01:00:00 | 0.41755 | 0.44308 | 0.3248 | 6.5 | -6.5 | 6.5 | 112.33 | -70 | 1000 | 1000 | -6.5 | 6.5 | 6.5 | 40.22 | 6.5
2016-03-28 02:00:00 | 0.42399 | 0.44923 | 0.2597 | 5.27 | -5.27 | 5.27 | 111.1 | -68.77 | 1000 | 1000 | -5.27 | 5.27 | 5.27 | 38.96 | 5.27
2016-03-28 03:00:00 | 0.43043 | 0.45538 | 0.23571 | 6.28 | -6.28 | 6.28 | 112.11 | -69.78 | 1000 | 1000 | -6.28 | 6.28 | 6.28 | 42.45 | 6.28
2016-03-28 04:00:00 | 0.43043 | 0.45538 | 0.22974 | 5.86 | -5.86 | 5.86 | 111.69 | -69.36 | 1000 | 1000 | -5.86 | 5.86 | 5.86 | 44.74 | 5.86
2016-03-28 05:00:00 | 0.45617 | 0.48 | 0.23181 | 5.96 | -5.96 | 5.96 | 111.79 | -69.46 | 1000 | 1000 | -5.96 | 5.96 | 5.96 | 48.74 | 5.96
2016-03-28 06:00:00 | 0.42721 | 0.45231 | 0.24273 | 3.99 | -3.99 | 3.99 | 109.82 | -67.49 | 1000 | 1000 | -3.99 | 3.99 | 3.99 | 62.95 | 3.99
2016-03-28 07:00:00 | 0.35963 | 0.38769 | 0.33217 | 3.41 | -3.41 | 3.41 | 109.24 | -66.91 | 1000 | 1000 | -3.41 | 3.41 | 3.41 | 69.05 | 3.41
2016-03-28 08:00:00 | 0.29206 | 0.32308 | 0.53135 | 2.68 | -2.68 | 2.68 | 108.51 | -66.18 | 1000 | 1000 | -2.68 | 2.68 | 2.68 | 69.81 | 2.68
2016-03-28 09:00:00 | 0.21483 | 0.24923 | 0.74639 | 0.07 | -0.06999 | 0.07 | 105.9 | -63.57 | 1000 | 1000 | -0.07 | 0.07 | 0.07 | 66.03 | 0.07
2016-03-28 10:00:00 | 0.16977 | 0.20615 | 0.8642 | -4.01 | 4.01 | -4.01 | 101.82 | -59.49 | -4.01 | -4.01 | 4.01 | -4.01 | -4.01 | 65.9 | -4.01
2016-03-28 11:00:00 | 0.14081 | 0.17846 | 0.95828 | -28.68 | 28.68 | -28.68 | 77.15 | -34.82 | -28.68 | -28.68 | 28.68 | -28.68 | -28.68 | 65.74 | -28.68
2016-03-28 12:00:00 | 0.11507 | 0.15385 | 0.97557 | -38.45 | 38.45 | -38.45 | 67.38 | -25.05 | -38.45 | -38.45 | 38.45 | -38.45 | -38.45 | 60.91 | -38.45
2016-03-28 13:00:00 | 0.089326 | 0.12923 | 0.80626 | -19.92 | 19.92 | -19.92 | 85.91 | -43.58 | -19.92 | -19.92 | 19.92 | -19.92 | -19.92 | 56.67 | -19.92
2016-03-28 14:00:00 | 0.11829 | 0.15692 | 0.66004 | -13.82 | 13.82 | -13.82 | 92.01 | -49.68 | -13.82 | -13.82 | 13.82 | -13.82 | -13.82 | 53.23 | -13.82
2016-03-28 15:00:00 | 0.11185 | 0.15077 | 0.58723 | -4.2 | 4.2 | -4.2 | 101.63 | -59.3 | -4.2 | -4.2 | 4.2 | -4.2 | -4.2 | 50.23 | -4.2
2016-03-28 16:00:00 | 0.1376 | 0.17538 | 0.52352 | 7.45 | -7.45 | 7.45 | 113.28 | -70.95 | 1000 | 1000 | -7.45 | 7.45 | 7.45 | 50.57 | 7.45
2016-03-28 17:00:00 | 0.21804 | 0.25231 | 0.55331 | 11.79 | -11.79 | 11.79 | 117.62 | -75.29 | 1000 | 1000 | -11.79 | 11.79 | 11.79 | 56.76 | 11.79
2016-03-28 18:00:00 | 0.22126 | 0.25538 | 0.67192 | 17.02 | -17.02 | 17.02 | 122.85 | -80.52 | 1000 | 1000 | -17.02 | 17.02 | 17.02 | 64.36 | 17.02
2016-03-28 19:00:00 | 0.23735 | 0.27077 | 0.77603 | 11.47 | -11.47 | 11.47 | 117.3 | -74.97 | 1000 | 1000 | -11.47 | 11.47 | 11.47 | 71.98 | 11.47
2016-03-28 20:00:00 | 0.23735 | 0.27077 | 0.75374 | 16.29 | -16.29 | 16.29 | 122.12 | -79.79 | 1000 | 1000 | -16.29 | 16.29 | 16.29 | 73.85 | 16.29
2016-03-28 21:00:00 | 0.25666 | 0.28923 | 0.70206 | 12.98 | -12.98 | 12.98 | 118.81 | -76.48 | 1000 | 1000 | -12.98 | 12.98 | 12.98 | 69.65 | 12.98
2016-03-28 22:00:00 | 0.27597 | 0.30769 | 0.62189 | 11.51 | -11.51 | 11.51 | 117.34 | -75.01 | 1000 | 1000 | -11.51 | 11.51 | 11.51 | 64.1 | 11.51
2016-03-28 23:00:00 | 0.27597 | 0.30769 | 0.46945 | 9.14 | -9.14 | 9.14 | 114.97 | -72.64 | 1000 | 1000 | -9.14 | 9.14 | 9.14 | 49.66 | 9.14
2016-03-29 00:00:00 | 0.30493 | 0.33538 | 0.35579 | 11.95 | -11.95 | 11.95 | 117.78 | -75.45 | 1000 | 1000 | -11.95 | 11.95 | 11.95 | 47.8 | 11.95
2016-03-29 01:00:00 | 0.36607 | 0.39385 | 0.2723 | 9.23 | -9.23 | 9.23 | 115.06 | -72.73 | 1000 | 1000 | -9.23 | 9.23 | 9.23 | 48.42 | 9.23
2016-03-29 02:00:00 | 0.37894 | 0.40615 | 0.24656 | 8.3 | -8.3 | 8.3 | 114.13 | -71.8 | 1000 | 1000 | -8.3 | 8.3 | 8.3 | 45.54 | 8.3
2016-03-29 03:00:00 | 0.39825 | 0.42462 | 0.24182 | 13.49 | -13.49 | 13.49 | 119.32 | -76.99 | 1000 | 1000 | -13.49 | 13.49 | 13.49 | 43.44 | 13.49
2016-03-29 04:00:00 | 0.38538 | 0.41231 | 0.25666 | 25.35 | -25.35 | 25.35 | 131.18 | -88.85 | 1000 | 1000 | -25.35 | 25.35 | 25.35 | 46 | 25.35
2016-03-29 05:00:00 | 0.41434 | 0.44 | 0.30259 | 31.52 | -31.52 | 31.52 | 137.35 | -95.02 | 1000 | 1000 | -31.52 | 31.52 | 31.52 | 48.07 | 31.52
2016-03-29 06:00:00 | 0.39181 | 0.41846 | 0.48151 | 31.43 | -31.43 | 31.43 | 137.26 | -94.93 | 1000 | 1000 | -31.43 | 31.43 | 31.43 | 57.64 | 31.43
2016-03-29 07:00:00 | 0.38216 | 0.40923 | 0.66658 | 26.37 | -26.37 | 26.37 | 132.2 | -89.87 | 1000 | 1000 | -26.37 | 26.37 | 26.37 | 65.9 | 26.37
2016-03-29 08:00:00 | 0.43043 | 0.45538 | 0.76801 | 21.76 | -21.76 | 21.76 | 127.59 | -85.26 | 1000 | 1000 | -21.76 | 21.76 | 21.76 | 67.92 | 21.76
2016-03-29 09:00:00 | 0.44008 | 0.46462 | 0.79951 | 21.06 | -21.06 | 21.06 | 126.89 | -84.56 | 1000 | 1000 | -21.06 | 21.06 | 21.06 | 66.75 | 21.06
2016-03-29 10:00:00 | 0.41755 | 0.44308 | 0.78557 | 20.43 | -20.43 | 20.43 | 126.26 | -83.93 | 1000 | 1000 | -20.43 | 20.43 | 20.43 | 64.96 | 20.43
2016-03-29 11:00:00 | 0.38538 | 0.41231 | 0.79764 | 19.99 | -19.99 | 19.99 | 125.82 | -83.49 | 1000 | 1000 | -19.99 | 19.99 | 19.99 | 64.55 | 19.99
2016-03-29 12:00:00 | 0.33711 | 0.36615 | 0.85187 | 19.08 | -19.08 | 19.08 | 124.91 | -82.58 | 1000 | 1000 | -19.08 | 19.08 | 19.08 | 60.12 | 19.08
2016-03-29 13:00:00 | 0.27275 | 0.30462 | 0.80371 | 19.05 | -19.05 | 19.05 | 124.88 | -82.55 | 1000 | 1000 | -19.05 | 19.05 | 19.05 | 56.19 | 19.05
2016-03-29 14:00:00 | 0.30171 | 0.33231 | 0.71281 | 19.14 | -19.14 | 19.14 | 124.97 | -82.64 | 1000 | 1000 | -19.14 | 19.14 | 19.14 | 53.7 | 19.14
2016-03-29 15:00:00 | 0.30493 | 0.33538 | 0.66962 | 21.48 | -21.48 | 21.48 | 127.31 | -84.98 | 1000 | 1000 | -21.48 | 21.48 | 21.48 | 52.49 | 21.48
2016-03-29 16:00:00 | 0.3178 | 0.34769 | 0.64249 | 30.07 | -30.07 | 30.07 | 135.9 | -93.57 | 1000 | 1000 | -30.07 | 30.07 | 30.07 | 51.73 | 30.07
2016-03-29 17:00:00 | 0.33389 | 0.36308 | 0.6827 | 35.79 | -35.79 | 35.79 | 141.62 | -99.29 | 1000 | 1000 | -35.79 | 35.79 | 35.79 | 55.25 | 35.79
2016-03-29 18:00:00 | 0.38859 | 0.41538 | 0.76871 | 39.54 | -39.54 | 39.54 | 145.37 | -103.04 | 1000 | 1000 | -39.54 | 39.54 | 39.54 | 63.55 | 39.54
2016-03-29 19:00:00 | 0.40468 | 0.43077 | 0.84092 | 32.64 | -32.64 | 32.64 | 138.47 | -96.14 | 1000 | 1000 | -32.64 | 32.64 | 32.64 | 64.67 | 32.64
2016-03-29 20:00:00 | 0.42721 | 0.45231 | 0.81374 | 28.56 | -28.56 | 28.56 | 134.39 | -92.06 | 1000 | 1000 | -28.56 | 28.56 | 28.56 | 64.93 | 28.56
2016-03-29 21:00:00 | 0.41112 | 0.43692 | 0.75678 | 22.72 | -22.72 | 22.72 | 128.55 | -86.22 | 1000 | 1000 | -22.72 | 22.72 | 22.72 | 61.95 | 22.72
2016-03-29 22:00:00 | 0.42399 | 0.44923 | 0.66533 | 24.9 | -24.9 | 24.9 | 130.73 | -88.4 | 1000 | 1000 | -24.9 | 24.9 | 24.9 | 56.19 | 24.9
2016-03-29 23:00:00 | 0.45295 | 0.47692 | 0.5102 | 22 | -22 | 22 | 127.83 | -85.5 | 1000 | 1000 | -22 | 22 | 22 | 52.07 | 22
2016-03-30 00:00:00 | 0.46904 | 0.49231 | 0.35579 | 20.87 | -20.87 | 20.87 | 126.7 | -84.37 | 1000 | 1000 | -20.87 | 20.87 | 20.87 | 49.72 | 20.87
2016-03-30 01:00:00 | 0.50122 | 0.52308 | 0.2723 | 19.92 | -19.92 | 19.92 | 125.75 | -83.42 | 1000 | 1000 | -19.92 | 19.92 | 19.92 | 46.17 | 19.92
2016-03-30 02:00:00 | 0.49157 | 0.51385 | 0.24656 | 20.18 | -20.18 | 20.18 | 126.01 | -83.68 | 1000 | 1000 | -20.18 | 20.18 | 20.18 | 44.89 | 20.18
2016-03-30 03:00:00 | 0.48191 | 0.50462 | 0.24182 | 21.65 | -21.65 | 21.65 | 127.48 | -85.15 | 1000 | 1000 | -21.65 | 21.65 | 21.65 | 45.01 | 21.65
2016-03-30 04:00:00 | 0.50444 | 0.52615 | 0.25666 | 29.6 | -29.6 | 29.6 | 135.43 | -93.1 | 1000 | 1000 | -29.6 | 29.6 | 29.6 | 46.41 | 29.6
2016-03-30 05:00:00 | 0.48191 | 0.50462 | 0.30259 | 29.89 | -29.89 | 29.89 | 135.72 | -93.39 | 1000 | 1000 | -29.89 | 29.89 | 29.89 | 49.66 | 29.89
2016-03-30 06:00:00 | 0.46261 | 0.48615 | 0.48151 | 27.95 | -27.95 | 27.95 | 133.78 | -91.45 | 1000 | 1000 | -27.95 | 27.95 | 27.95 | 60 | 27.95
2016-03-30 07:00:00 | 0.4433 | 0.46769 | 0.66658 | 31.93 | -31.93 | 31.93 | 137.76 | -95.43 | 1000 | 1000 | -31.93 | 31.93 | 31.93 | 66.88 | 31.93
2016-03-30 08:00:00 | 0.41755 | 0.44308 | 0.76801 | 29.65 | -29.65 | 29.65 | 135.48 | -93.15 | 1000 | 1000 | -29.65 | 29.65 | 29.65 | 69.14 | 29.65
2016-03-30 09:00:00 | 0.41755 | 0.44308 | 0.79951 | 27.16 | -27.16 | 27.16 | 132.99 | -90.66 | 1000 | 1000 | -27.16 | 27.16 | 27.16 | 66.92 | 27.16
2016-03-30 10:00:00 | 0.37572 | 0.40308 | 0.78557 | 26.89 | -26.89 | 26.89 | 132.72 | -90.39 | 1000 | 1000 | -26.89 | 26.89 | 26.89 | 66.07 | 26.89
2016-03-30 11:00:00 | 0.30171 | 0.33231 | 0.79764 | 22.25 | -22.25 | 22.25 | 128.08 | -85.75 | 1000 | 1000 | -22.25 | 22.25 | 22.25 | 65.86 | 22.25
2016-03-30 12:00:00 | 0.25344 | 0.28615 | 0.85187 | 22.3 | -22.3 | 22.3 | 128.13 | -85.8 | 1000 | 1000 | -22.3 | 22.3 | 22.3 | 64.98 | 22.3
2016-03-30 13:00:00 | 0.3532 | 0.38154 | 0.80371 | 22.23 | -22.23 | 22.23 | 128.06 | -85.73 | 1000 | 1000 | -22.23 | 22.23 | 22.23 | 64.44 | 22.23
2016-03-30 14:00:00 | 0.25988 | 0.29231 | 0.71281 | 25.64 | -25.64 | 25.64 | 131.47 | -89.14 | 1000 | 1000 | -25.64 | 25.64 | 25.64 | 62.71 | 25.64
2016-03-30 15:00:00 | 0.2277 | 0.26154 | 0.66962 | 29.04 | -29.04 | 29.04 | 134.87 | -92.54 | 1000 | 1000 | -29.04 | 29.04 | 29.04 | 58.97 | 29.04
2016-03-30 16:00:00 | 0.22448 | 0.25846 | 0.64249 | 31.9 | -31.9 | 31.9 | 137.73 | -95.4 | 1000 | 1000 | -31.9 | 31.9 | 31.9 | 53.43 | 31.9
2016-03-30 17:00:00 | 0.26953 | 0.30154 | 0.6827 | 37.42 | -37.42 | 37.42 | 143.25 | -100.92 | 1000 | 1000 | -37.42 | 37.42 | 37.42 | 63.99 | 37.42
2016-03-30 18:00:00 | 0.32745 | 0.35692 | 0.76871 | 37 | -37 | 37 | 142.83 | -100.5 | 1000 | 1000 | -37 | 37 | 37 | 64.51 | 37
2016-03-30 19:00:00 | 0.3725 | 0.4 | 0.84092 | 34.65 | -34.65 | 34.65 | 140.48 | -98.15 | 1000 | 1000 | -34.65 | 34.65 | 34.65 | 65.06 | 34.65
2016-03-30 20:00:00 | 0.40147 | 0.42769 | 0.81374 | 30.38 | -30.38 | 30.38 | 136.21 | -93.88 | 1000 | 1000 | -30.38 | 30.38 | 30.38 | 64.98 | 30.38
2016-03-30 21:00:00 | 0.40147 | 0.42769 | 0.75678 | 27.25 | -27.25 | 27.25 | 133.08 | -90.75 | 1000 | 1000 | -27.25 | 27.25 | 27.25 | 56.08 | 27.25
2016-03-30 22:00:00 | 0.42721 | 0.45231 | 0.66533 | 23.34 | -23.34 | 23.34 | 129.17 | -86.84 | 1000 | 1000 | -23.34 | 23.34 | 23.34 | 52.53 | 23.34
2016-03-30 23:00:00 | 0.45295 | 0.47692 | 0.5102 | 22.27 | -22.27 | 22.27 | 128.1 | -85.77 | 1000 | 1000 | -22.27 | 22.27 | 22.27 | 50.15 | 22.27
2016-03-31 00:00:00 | 0.46582 | 0.48923 | 0.35579 | 21.5 | -21.5 | 21.5 | 127.33 | -85 | 1000 | 1000 | -21.5 | 21.5 | 21.5 | 45.91 | 21.5
2016-03-31 01:00:00 | 0.4787 | 0.50154 | 0.2723 | 21.11 | -21.11 | 21.11 | 126.94 | -84.61 | 1000 | 1000 | -21.11 | 21.11 | 21.11 | 44.41 | 21.11
2016-03-31 02:00:00 | 0.48513 | 0.50769 | 0.24656 | 21.29 | -21.29 | 21.29 | 127.12 | -84.79 | 1000 | 1000 | -21.29 | 21.29 | 21.29 | 41 | 21.29
2016-03-31 03:00:00 | 0.46582 | 0.48923 | 0.24182 | 22.86 | -22.86 | 22.86 | 128.69 | -86.36 | 1000 | 1000 | -22.86 | 22.86 | 22.86 | 36.44 | 22.86
2016-03-31 04:00:00 | 0.45939 | 0.48308 | 0.25666 | 29.08 | -29.08 | 29.08 | 134.91 | -92.58 | 1000 | 1000 | -29.08 | 29.08 | 29.08 | 39.9 | 29.08
2016-03-31 05:00:00 | 0.48191 | 0.50462 | 0.30259 | 36.09 | -36.09 | 36.09 | 141.92 | -99.59 | 1000 | 1000 | -36.09 | 36.09 | 36.09 | 45.82 | 36.09
2016-03-31 06:00:00 | 0.46582 | 0.48923 | 0.48151 | 40.96 | -40.96 | 40.96 | 146.79 | -104.46 | 1000 | 1000 | -40.96 | 40.96 | 40.96 | 55.45 | 40.96
2016-03-31 07:00:00 | 0.41755 | 0.44308 | 0.66658 | 36.46 | -36.46 | 36.46 | 142.29 | -99.96 | 1000 | 1000 | -36.46 | 36.46 | 36.46 | 64.59 | 36.46
2016-03-31 08:00:00 | 0.37894 | 0.40615 | 0.76801 | 34.64 | -34.64 | 34.64 | 140.47 | -98.14 | 1000 | 1000 | -34.64 | 34.64 | 34.64 | 65.5 | 34.64
2016-03-31 09:00:00 | 0.34998 | 0.37846 | 0.79951 | 33.95 | -33.95 | 33.95 | 139.78 | -97.45 | 1000 | 1000 | -33.95 | 33.95 | 33.95 | 65 | 33.95
2016-03-31 10:00:00 | 0.33389 | 0.36308 | 0.78557 | 30.03 | -30.03 | 30.03 | 135.86 | -93.53 | 1000 | 1000 | -30.03 | 30.03 | 30.03 | 64.1 | 30.03
2016-03-31 11:00:00 | 0.32745 | 0.35692 | 0.79764 | 30.03 | -30.03 | 30.03 | 135.86 | -93.53 | 1000 | 1000 | -30.03 | 30.03 | 30.03 | 63.68 | 30.03
2016-03-31 12:00:00 | 0.27597 | 0.30769 | 0.85187 | 27.92 | -27.92 | 27.92 | 133.75 | -91.42 | 1000 | 1000 | -27.92 | 27.92 | 27.92 | 63.18 | 27.92
2016-03-31 13:00:00 | 0.27597 | 0.30769 | 0.80371 | 25.12 | -25.12 | 25.12 | 130.95 | -88.62 | 1000 | 1000 | -25.12 | 25.12 | 25.12 | 59.92 | 25.12
2016-03-31 14:00:00 | 0.29206 | 0.32308 | 0.71281 | 24.73 | -24.73 | 24.73 | 130.56 | -88.23 | 1000 | 1000 | -24.73 | 24.73 | 24.73 | 56.87 | 24.73
2016-03-31 15:00:00 | 0.29206 | 0.32308 | 0.66962 | 24.93 | -24.93 | 24.93 | 130.76 | -88.43 | 1000 | 1000 | -24.93 | 24.93 | 24.93 | 53.56 | 24.93
2016-03-31 16:00:00 | 0.30171 | 0.33231 | 0.64249 | 27.44 | -27.44 | 27.44 | 133.27 | -90.94 | 1000 | 1000 | -27.44 | 27.44 | 27.44 | 49.8 | 27.44
2016-03-31 17:00:00 | 0.32424 | 0.35385 | 0.6827 | 31.07 | -31.07 | 31.07 | 136.9 | -94.57 | 1000 | 1000 | -31.07 | 31.07 | 31.07 | 47.4 | 31.07
2016-03-31 18:00:00 | 0.36285 | 0.39077 | 0.76871 | 31.99 | -31.99 | 31.99 | 137.82 | -95.49 | 1000 | 1000 | -31.99 | 31.99 | 31.99 | 50 | 31.99
2016-03-31 19:00:00 | 0.36285 | 0.39077 | 0.84092 | 25.35 | -25.35 | 25.35 | 131.18 | -88.85 | 1000 | 1000 | -25.35 | 25.35 | 25.35 | 57.36 | 25.35
2016-03-31 20:00:00 | 0.37572 | 0.40308 | 0.81374 | 25.23 | -25.23 | 25.23 | 131.06 | -88.73 | 1000 | 1000 | -25.23 | 25.23 | 25.23 | 63.09 | 25.23
2016-03-31 21:00:00 | 0.38538 | 0.41231 | 0.75678 | 23.22 | -23.22 | 23.22 | 129.05 | -86.72 | 1000 | 1000 | -23.22 | 23.22 | 23.22 | 53.98 | 23.22
2016-03-31 22:00:00 | 0.40147 | 0.42769 | 0.66533 | 21.35 | -21.35 | 21.35 | 127.18 | -84.85 | 1000 | 1000 | -21.35 | 21.35 | 21.35 | 52.46 | 21.35
2016-03-31 23:00:00 | 0.40468 | 0.43077 | 0.5102 | 20.98 | -20.98 | 20.98 | 126.81 | -84.48 | 1000 | 1000 | -20.98 | 20.98 | 20.98 | 46.67 | 20.98
2016-04-01 00:00:00 | 0.41755 | 0.44308 | 0.35579 | 21.19 | -21.19 | 21.19 | 127.02 | -84.69 | 1000 | 1000 | -21.19 | 21.19 | 21.19 | 41.86 | 21.19
2016-04-01 01:00:00 | 0.42399 | 0.44923 | 0.2723 | 20.64 | -20.64 | 20.64 | 126.47 | -84.14 | 1000 | 1000 | -20.64 | 20.64 | 20.64 | 34.95 | 20.64
2016-04-01 02:00:00 | 0.43686 | 0.46154 | 0.24656 | 21.13 | -21.13 | 21.13 | 126.96 | -84.63 | 1000 | 1000 | -21.13 | 21.13 | 21.13 | 34.02 | 21.13
2016-04-01 03:00:00 | 0.45617 | 0.48 | 0.24182 | 21.78 | -21.78 | 21.78 | 127.61 | -85.28 | 1000 | 1000 | -21.78 | 21.78 | 21.78 | 32.68 | 21.78
2016-04-01 04:00:00 | 0.4787 | 0.50154 | 0.25666 | 29.73 | -29.73 | 29.73 | 135.56 | -93.23 | 1000 | 1000 | -29.73 | 29.73 | 29.73 | 37.01 | 29.73
2016-04-01 05:00:00 | 0.48513 | 0.50769 | 0.30259 | 36.5 | -36.5 | 36.5 | 142.33 | -100 | 1000 | 1000 | -36.5 | 36.5 | 36.5 | 44.85 | 36.5
2016-04-01 06:00:00 | 0.48191 | 0.50462 | 0.48151 | 40.44 | -40.44 | 40.44 | 146.27 | -103.94 | 1000 | 1000 | -40.44 | 40.44 | 40.44 | 59.55 | 40.44
2016-04-01 07:00:00 | 0.46261 | 0.48615 | 0.66658 | 38.39 | -38.39 | 38.39 | 144.22 | -101.89 | 1000 | 1000 | -38.39 | 38.39 | 38.39 | 63.05 | 38.39
2016-04-01 08:00:00 | 0.39503 | 0.42154 | 0.76801 | 34.57 | -34.57 | 34.57 | 140.4 | -98.07 | 1000 | 1000 | -34.57 | 34.57 | 34.57 | 65.91 | 34.57
2016-04-01 09:00:00 | 0.36285 | 0.39077 | 0.79951 | 30.55 | -30.55 | 30.55 | 136.38 | -94.05 | 1000 | 1000 | -30.55 | 30.55 | 30.55 | 66.07 | 30.55
2016-04-01 10:00:00 | 0.3178 | 0.34769 | 0.78557 | 25.79 | -25.79 | 25.79 | 131.62 | -89.29 | 1000 | 1000 | -25.79 | 25.79 | 25.79 | 65.28 | 25.79
2016-04-01 11:00:00 | 0.29206 | 0.32308 | 0.79764 | 23.09 | -23.09 | 23.09 | 128.92 | -86.59 | 1000 | 1000 | -23.09 | 23.09 | 23.09 | 64.36 | 23.09
2016-04-01 12:00:00 | 0.27918 | 0.31077 | 0.85187 | 23.13 | -23.13 | 23.13 | 128.96 | -86.63 | 1000 | 1000 | -23.13 | 23.13 | 23.13 | 63.35 | 23.13
2016-04-01 13:00:00 | 0.25666 | 0.28923 | 0.80371 | 23 | -23 | 23 | 128.83 | -86.5 | 1000 | 1000 | -23 | 23 | 23 | 62.38 | 23
2016-04-01 14:00:00 | 0.23735 | 0.27077 | 0.71281 | 22.45 | -22.45 | 22.45 | 128.28 | -85.95 | 1000 | 1000 | -22.45 | 22.45 | 22.45 | 58 | 22.45
2016-04-01 15:00:00 | 0.23413 | 0.26769 | 0.66962 | 24.28 | -24.28 | 24.28 | 130.11 | -87.78 | 1000 | 1000 | -24.28 | 24.28 | 24.28 | 53.28 | 24.28
2016-04-01 16:00:00 | 0.23735 | 0.27077 | 0.64249 | 31.91 | -31.91 | 31.91 | 137.74 | -95.41 | 1000 | 1000 | -31.91 | 31.91 | 31.91 | 50.47 | 31.91
2016-04-01 17:00:00 | 0.26631 | 0.29846 | 0.6827 | 33.9 | -33.9 | 33.9 | 139.73 | -97.4 | 1000 | 1000 | -33.9 | 33.9 | 33.9 | 54.81 | 33.9
2016-04-01 18:00:00 | 0.34032 | 0.36923 | 0.76871 | 35.85 | -35.85 | 35.85 | 141.68 | -99.35 | 1000 | 1000 | -35.85 | 35.85 | 35.85 | 61.61 | 35.85
2016-04-01 19:00:00 | 0.35963 | 0.38769 | 0.84092 | 31.3 | -31.3 | 31.3 | 137.13 | -94.8 | 1000 | 1000 | -31.3 | 31.3 | 31.3 | 62.65 | 31.3
2016-04-01 20:00:00 | 0.44973 | 0.47385 | 0.81374 | 24.33 | -24.33 | 24.33 | 130.16 | -87.83 | 1000 | 1000 | -24.33 | 24.33 | 24.33 | 62.9 | 24.33
2016-04-01 21:00:00 | 0.39503 | 0.42154 | 0.75678 | 26.03 | -26.03 | 26.03 | 131.86 | -89.53 | 1000 | 1000 | -26.03 | 26.03 | 26.03 | 60.69 | 26.03
2016-04-01 22:00:00 | 0.42077 | 0.44615 | 0.66533 | 21.82 | -21.82 | 21.82 | 127.65 | -85.32 | 1000 | 1000 | -21.82 | 21.82 | 21.82 | 57.34 | 21.82
2016-04-01 23:00:00 | 0.51731 | 0.53846 | 0.5102 | 21.31 | -21.31 | 21.31 | 127.14 | -84.81 | 1000 | 1000 | -21.31 | 21.31 | 21.31 | 55.37 | 21.31
2016-04-02 00:00:00 | 0.52053 | 0.54154 | 0.39269 | 21.1 | -21.1 | 21.1 | 126.93 | -84.6 | 1000 | 1000 | -21.1 | 21.1 | 21.1 | 53.87 | 21.1
2016-04-02 01:00:00 | 0.53662 | 0.55692 | 0.32007 | 19.84 | -19.84 | 19.84 | 125.67 | -83.34 | 1000 | 1000 | -19.84 | 19.84 | 19.84 | 52.29 | 19.84
2016-04-02 02:00:00 | 0.55271 | 0.57231 | 0.27054 | 19.91 | -19.91 | 19.91 | 125.74 | -83.41 | 1000 | 1000 | -19.91 | 19.91 | 19.91 | 48 | 19.91
2016-04-02 03:00:00 | 0.4787 | 0.50154 | 0.2573 | 20.09 | -20.09 | 20.09 | 125.92 | -83.59 | 1000 | 1000 | -20.09 | 20.09 | 20.09 | 45.24 | 20.09
2016-04-02 04:00:00 | 0.49157 | 0.51385 | 0.25708 | 20.19 | -20.19 | 20.19 | 126.02 | -83.69 | 1000 | 1000 | -20.19 | 20.19 | 20.19 | 45.74 | 20.19
2016-04-02 05:00:00 | 0.50444 | 0.52615 | 0.2679 | 22.29 | -22.29 | 22.29 | 128.12 | -85.79 | 1000 | 1000 | -22.29 | 22.29 | 22.29 | 45.06 | 22.29
2016-04-02 06:00:00 | 0.44973 | 0.47385 | 0.32786 | 22.51 | -22.51 | 22.51 | 128.34 | -86.01 | 1000 | 1000 | -22.51 | 22.51 | 22.51 | 48.04 | 22.51
2016-04-02 07:00:00 | 0.39181 | 0.41846 | 0.51632 | 22.04 | -22.04 | 22.04 | 127.87 | -85.54 | 1000 | 1000 | -22.04 | 22.04 | 22.04 | 52.26 | 22.04
2016-04-02 08:00:00 | 0.34676 | 0.37538 | 0.72881 | 20.81 | -20.81 | 20.81 | 126.64 | -84.31 | 1000 | 1000 | -20.81 | 20.81 | 20.81 | 59.62 | 20.81
2016-04-02 09:00:00 | 0.26953 | 0.30154 | 0.83671 | 19.55 | -19.55 | 19.55 | 125.38 | -83.05 | 1000 | 1000 | -19.55 | 19.55 | 19.55 | 62.72 | 19.55
2016-04-02 10:00:00 | 0.20839 | 0.24308 | 0.89575 | 18.12 | -18.12 | 18.12 | 123.95 | -81.62 | 1000 | 1000 | -18.12 | 18.12 | 18.12 | 60.59 | 18.12
2016-04-02 11:00:00 | 0.16656 | 0.20308 | 0.93645 | 17.06 | -17.06 | 17.06 | 122.89 | -80.56 | 1000 | 1000 | -17.06 | 17.06 | 17.06 | 56.28 | 17.06
2016-04-02 12:00:00 | 0.12472 | 0.16308 | 0.97446 | 14.06 | -14.06 | 14.06 | 119.89 | -77.56 | 1000 | 1000 | -14.06 | 14.06 | 14.06 | 52.43 | 14.06
2016-04-02 13:00:00 | 0.11185 | 0.15077 | 0.93367 | 16.05 | -16.05 | 16.05 | 121.88 | -79.55 | 1000 | 1000 | -16.05 | 16.05 | 16.05 | 46.35 | 16.05
2016-04-02 14:00:00 | 0.089326 | 0.12923 | 0.82041 | 18.73 | -18.73 | 18.73 | 124.56 | -82.23 | 1000 | 1000 | -18.73 | 18.73 | 18.73 | 44.99 | 18.73
2016-04-02 15:00:00 | 0.09898 | 0.13846 | 0.73445 | 20.12 | -20.12 | 20.12 | 125.95 | -83.62 | 1000 | 1000 | -20.12 | 20.12 | 20.12 | 42.44 | 20.12
2016-04-02 16:00:00 | 0.10542 | 0.14462 | 0.70905 | 23.41 | -23.41 | 23.41 | 129.24 | -86.91 | 1000 | 1000 | -23.41 | 23.41 | 23.41 | 43.16 | 23.41
2016-04-02 17:00:00 | 0.14403 | 0.18154 | 0.76491 | 28.2 | -28.2 | 28.2 | 134.03 | -91.7 | 1000 | 1000 | -28.2 | 28.2 | 28.2 | 47.1 | 28.2
2016-04-02 18:00:00 | 0.20195 | 0.23692 | 0.87191 | 30.43 | -30.43 | 30.43 | 136.26 | -93.93 | 1000 | 1000 | -30.43 | 30.43 | 30.43 | 53.37 | 30.43
2016-04-02 19:00:00 | 0.23092 | 0.26462 | 0.93772 | 30.1 | -30.1 | 30.1 | 135.93 | -93.6 | 1000 | 1000 | -30.1 | 30.1 | 30.1 | 59.86 | 30.1
2016-04-02 20:00:00 | 0.29206 | 0.32308 | 0.86663 | 26.79 | -26.79 | 26.79 | 132.62 | -90.29 | 1000 | 1000 | -26.79 | 26.79 | 26.79 | 61.26 | 26.79
2016-04-02 21:00:00 | 0.30493 | 0.33538 | 0.72173 | 21.43 | -21.43 | 21.43 | 127.26 | -84.93 | 1000 | 1000 | -21.43 | 21.43 | 21.43 | 56.4 | 21.43
2016-04-02 22:00:00 | 0.32745 | 0.35692 | 0.6763 | 19.59 | -19.59 | 19.59 | 125.42 | -83.09 | 1000 | 1000 | -19.59 | 19.59 | 19.59 | 56.35 | 19.59
2016-04-02 23:00:00 | 0.34998 | 0.37846 | 0.57413 | 18.07 | -18.07 | 18.07 | 123.9 | -81.57 | 1000 | 1000 | -18.07 | 18.07 | 18.07 | 54.93 | 18.07
2016-04-03 00:00:00 | 0.34998 | 0.37846 | 0.42848 | 17.5 | -17.5 | 17.5 | 123.33 | -81 | 1000 | 1000 | -17.5 | 17.5 | 17.5 | 43.92 | 17.5
2016-04-03 01:00:00 | 0.37572 | 0.40308 | 0.3248 | 15.29 | -15.29 | 15.29 | 121.12 | -78.79 | 1000 | 1000 | -15.29 | 15.29 | 15.29 | 40.63 | 15.29
2016-04-03 02:00:00 | 0.37894 | 0.40615 | 0.2597 | 15.68 | -15.68 | 15.68 | 121.51 | -79.18 | 1000 | 1000 | -15.68 | 15.68 | 15.68 | 30.88 | 15.68
2016-04-03 03:00:00 | 0.4079 | 0.43385 | 0.23571 | 15.59 | -15.59 | 15.59 | 121.42 | -79.09 | 1000 | 1000 | -15.59 | 15.59 | 15.59 | 22.71 | 15.59
2016-04-03 04:00:00 | 0.42077 | 0.44615 | 0.22974 | 13.32 | -13.32 | 13.32 | 119.15 | -76.82 | 1000 | 1000 | -13.32 | 13.32 | 13.32 | 25 | 13.32
2016-04-03 05:00:00 | 0.42077 | 0.44615 | 0.23181 | 14.6 | -14.6 | 14.6 | 120.43 | -78.1 | 1000 | 1000 | -14.6 | 14.6 | 14.6 | 39.32 | 14.6
2016-04-03 06:00:00 | 0.40468 | 0.43077 | 0.24273 | 17.48 | -17.48 | 17.48 | 123.31 | -80.98 | 1000 | 1000 | -17.48 | 17.48 | 17.48 | 38.06 | 17.48
2016-04-03 07:00:00 | 0.32745 | 0.35692 | 0.33217 | 18.55 | -18.55 | 18.55 | 124.38 | -82.05 | 1000 | 1000 | -18.55 | 18.55 | 18.55 | 39.5 | 18.55
2016-04-03 08:00:00 | 0.26953 | 0.30154 | 0.53135 | 17.36 | -17.36 | 17.36 | 123.19 | -80.86 | 1000 | 1000 | -17.36 | 17.36 | 17.36 | 43.92 | 17.36
2016-04-03 09:00:00 | 0.18265 | 0.21846 | 0.74639 | 17.67 | -17.67 | 17.67 | 123.5 | -81.17 | 1000 | 1000 | -17.67 | 17.67 | 17.67 | 47.95 | 17.67
2016-04-03 10:00:00 | 0.15368 | 0.19077 | 0.8642 | 15.48 | -15.48 | 15.48 | 121.31 | -78.98 | 1000 | 1000 | -15.48 | 15.48 | 15.48 | 52.5 | 15.48
2016-04-03 11:00:00 | 0.089326 | 0.12923 | 0.95828 | 14.8 | -14.8 | 14.8 | 120.63 | -78.3 | 1000 | 1000 | -14.8 | 14.8 | 14.8 | 57.66 | 14.8
2016-04-03 12:00:00 | 0.089326 | 0.12923 | 0.97557 | 12.75 | -12.75 | 12.75 | 118.58 | -76.25 | 1000 | 1000 | -12.75 | 12.75 | 12.75 | 57.33 | 12.75
2016-04-03 13:00:00 | 0.089326 | 0.12923 | 0.80626 | 12.18 | -12.18 | 12.18 | 118.01 | -75.68 | 1000 | 1000 | -12.18 | 12.18 | 12.18 | 46.13 | 12.18
2016-04-03 14:00:00 | 0.089326 | 0.12923 | 0.66004 | 13.02 | -13.02 | 13.02 | 118.85 | -76.52 | 1000 | 1000 | -13.02 | 13.02 | 13.02 | 42.68 | 13.02
2016-04-03 15:00:00 | 0.089326 | 0.12923 | 0.58723 | 15.77 | -15.77 | 15.77 | 121.6 | -79.27 | 1000 | 1000 | -15.77 | 15.77 | 15.77 | 37.02 | 15.77
2016-04-03 16:00:00 | 0.089326 | 0.12923 | 0.52352 | 21.19 | -21.19 | 21.19 | 127.02 | -84.69 | 1000 | 1000 | -21.19 | 21.19 | 21.19 | 41.1 | 21.19
2016-04-03 17:00:00 | 0.089326 | 0.12923 | 0.55331 | 23.15 | -23.15 | 23.15 | 128.98 | -86.65 | 1000 | 1000 | -23.15 | 23.15 | 23.15 | 49.23 | 23.15
2016-04-03 18:00:00 | 0.09898 | 0.13846 | 0.67192 | 25.28 | -25.28 | 25.28 | 131.11 | -88.78 | 1000 | 1000 | -25.28 | 25.28 | 25.28 | 52.44 | 25.28
2016-04-03 19:00:00 | 0.095762 | 0.13538 | 0.77603 | 25.01 | -25.01 | 25.01 | 130.84 | -88.51 | 1000 | 1000 | -25.01 | 25.01 | 25.01 | 61.04 | 25.01
2016-04-03 20:00:00 | 0.11829 | 0.15692 | 0.75374 | 24.32 | -24.32 | 24.32 | 130.15 | -87.82 | 1000 | 1000 | -24.32 | 24.32 | 24.32 | 63.94 | 24.32
2016-04-03 21:00:00 | 0.13116 | 0.16923 | 0.70206 | 20.9 | -20.9 | 20.9 | 126.73 | -84.4 | 1000 | 1000 | -20.9 | 20.9 | 20.9 | 63.42 | 20.9
2016-04-03 22:00:00 | 0.21161 | 0.24615 | 0.62189 | 21 | -21 | 21 | 126.83 | -84.5 | 1000 | 1000 | -21 | 21 | 21 | 61.64 | 21
2016-04-03 23:00:00 | 0.1923 | 0.22769 | 0.46945 | 19.59 | -19.59 | 19.59 | 125.42 | -83.09 | 1000 | 1000 | -19.59 | 19.59 | 19.59 | 55 | 19.59
2016-04-04 00:00:00 | 0.19874 | 0.23385 | 0.35579 | 19.15 | -19.15 | 19.15 | 124.98 | -82.65 | 1000 | 1000 | -19.15 | 19.15 | 19.15 | 49.94 | 19.15
2016-04-04 01:00:00 | 0.20517 | 0.24 | 0.2723 | 18.75 | -18.75 | 18.75 | 124.58 | -82.25 | 1000 | 1000 | -18.75 | 18.75 | 18.75 | 46.73 | 18.75
2016-04-04 02:00:00 | 0.24379 | 0.27692 | 0.24656 | 18.72 | -18.72 | 18.72 | 124.55 | -82.22 | 1000 | 1000 | -18.72 | 18.72 | 18.72 | 40.97 | 18.72
2016-04-04 03:00:00 | 0.25988 | 0.29231 | 0.24182 | 20.39 | -20.39 | 20.39 | 126.22 | -83.89 | 1000 | 1000 | -20.39 | 20.39 | 20.39 | 39.71 | 20.39
2016-04-04 04:00:00 | 0.247 | 0.28 | 0.25666 | 29.1 | -29.1 | 29.1 | 134.93 | -92.6 | 1000 | 1000 | -29.1 | 29.1 | 29.1 | 37.54 | 29.1
2016-04-04 05:00:00 | 0.23092 | 0.26462 | 0.30259 | 34.19 | -34.19 | 34.19 | 140.02 | -97.69 | 1000 | 1000 | -34.19 | 34.19 | 34.19 | 42.98 | 34.19
2016-04-04 06:00:00 | 0.22448 | 0.25846 | 0.48151 | 35.42 | -35.42 | 35.42 | 141.25 | -98.92 | 1000 | 1000 | -35.42 | 35.42 | 35.42 | 57.08 | 35.42
2016-04-04 07:00:00 | 0.22448 | 0.25846 | 0.66658 | 33.5 | -33.5 | 33.5 | 139.33 | -97 | 1000 | 1000 | -33.5 | 33.5 | 33.5 | 67.13 | 33.5
2016-04-04 08:00:00 | 0.16334 | 0.2 | 0.76801 | 29.62 | -29.62 | 29.62 | 135.45 | -93.12 | 1000 | 1000 | -29.62 | 29.62 | 29.62 | 74.93 | 29.62
2016-04-04 09:00:00 | 0.09898 | 0.13846 | 0.79951 | 25.1 | -25.1 | 25.1 | 130.93 | -88.6 | 1000 | 1000 | -25.1 | 25.1 | 25.1 | 72.65 | 25.1
2016-04-04 10:00:00 | 0.089326 | 0.12923 | 0.78557 | 23.37 | -23.37 | 23.37 | 129.2 | -86.87 | 1000 | 1000 | -23.37 | 23.37 | 23.37 | 71.14 | 23.37
2016-04-04 11:00:00 | 0.089326 | 0.12923 | 0.79764 | 23.83 | -23.83 | 23.83 | 129.66 | -87.33 | 1000 | 1000 | -23.83 | 23.83 | 23.83 | 70.18 | 23.83
2016-04-04 12:00:00 | 0.089326 | 0.12923 | 0.85187 | 23.93 | -23.93 | 23.93 | 129.76 | -87.43 | 1000 | 1000 | -23.93 | 23.93 | 23.93 | 67.59 | 23.93
2016-04-04 13:00:00 | 0.089326 | 0.12923 | 0.80371 | 23.04 | -23.04 | 23.04 | 128.87 | -86.54 | 1000 | 1000 | -23.04 | 23.04 | 23.04 | 65.97 | 23.04
2016-04-04 14:00:00 | 0.089326 | 0.12923 | 0.71281 | 27.42 | -27.42 | 27.42 | 133.25 | -90.92 | 1000 | 1000 | -27.42 | 27.42 | 27.42 | 63.11 | 27.42
2016-04-04 15:00:00 | 0.089326 | 0.12923 | 0.66962 | 29.25 | -29.25 | 29.25 | 135.08 | -92.75 | 1000 | 1000 | -29.25 | 29.25 | 29.25 | 61.76 | 29.25
2016-04-04 16:00:00 | 0.089326 | 0.12923 | 0.64249 | 32.96 | -32.96 | 32.96 | 138.79 | -96.46 | 1000 | 1000 | -32.96 | 32.96 | 32.96 | 54.6 | 32.96
2016-04-04 17:00:00 | 0.089326 | 0.12923 | 0.6827 | 35.05 | -35.05 | 35.05 | 140.88 | -98.55 | 1000 | 1000 | -35.05 | 35.05 | 35.05 | 54.4 | 35.05
2016-04-04 18:00:00 | 0.089326 | 0.12923 | 0.76871 | 36.1 | -36.1 | 36.1 | 141.93 | -99.6 | 1000 | 1000 | -36.1 | 36.1 | 36.1 | 61.21 | 36.1
2016-04-04 19:00:00 | 0.089326 | 0.12923 | 0.84092 | 35.6 | -35.6 | 35.6 | 141.43 | -99.1 | 1000 | 1000 | -35.6 | 35.6 | 35.6 | 62.53 | 35.6
2016-04-04 20:00:00 | 0.16012 | 0.19692 | 0.81374 | 30.3 | -30.3 | 30.3 | 136.13 | -93.8 | 1000 | 1000 | -30.3 | 30.3 | 30.3 | 64.73 | 30.3
2016-04-04 21:00:00 | 0.16977 | 0.20615 | 0.75678 | 25.96 | -25.96 | 25.96 | 131.79 | -89.46 | 1000 | 1000 | -25.96 | 25.96 | 25.96 | 62.5 | 25.96
2016-04-04 22:00:00 | 0.10863 | 0.14769 | 0.66533 | 21.39 | -21.39 | 21.39 | 127.22 | -84.89 | 1000 | 1000 | -21.39 | 21.39 | 21.39 | 59.51 | 21.39
2016-04-04 23:00:00 | 0.21161 | 0.24615 | 0.5102 | 20.8 | -20.8 | 20.8 | 126.63 | -84.3 | 1000 | 1000 | -20.8 | 20.8 | 20.8 | 54.94 | 20.8
2016-04-05 00:00:00 | 0.21161 | 0.24615 | 0.35579 | 20.76 | -20.76 | 20.76 | 126.59 | -84.26 | 1000 | 1000 | -20.76 | 20.76 | 20.76 | 48.03 | 20.76
2016-04-05 01:00:00 | 0.25022 | 0.28308 | 0.2723 | 20.31 | -20.31 | 20.31 | 126.14 | -83.81 | 1000 | 1000 | -20.31 | 20.31 | 20.31 | 46.37 | 20.31
2016-04-05 02:00:00 | 0.2277 | 0.26154 | 0.24656 | 20.34 | -20.34 | 20.34 | 126.17 | -83.84 | 1000 | 1000 | -20.34 | 20.34 | 20.34 | 45.27 | 20.34
2016-04-05 03:00:00 | 0.27275 | 0.30462 | 0.24182 | 21.79 | -21.79 | 21.79 | 127.62 | -85.29 | 1000 | 1000 | -21.79 | 21.79 | 21.79 | 43.04 | 21.79
2016-04-05 04:00:00 | 0.29849 | 0.32923 | 0.25666 | 27.84 | -27.84 | 27.84 | 133.67 | -91.34 | 1000 | 1000 | -27.84 | 27.84 | 27.84 | 45.16 | 27.84
2016-04-05 05:00:00 | 0.31136 | 0.34154 | 0.30259 | 32.76 | -32.76 | 32.76 | 138.59 | -96.26 | 1000 | 1000 | -32.76 | 32.76 | 32.76 | 48.41 | 32.76
2016-04-05 06:00:00 | 0.26953 | 0.30154 | 0.48151 | 35.18 | -35.18 | 35.18 | 141.01 | -98.68 | 1000 | 1000 | -35.18 | 35.18 | 35.18 | 56.78 | 35.18
2016-04-05 07:00:00 | 0.22126 | 0.25538 | 0.66658 | 34.92 | -34.92 | 34.92 | 140.75 | -98.42 | 1000 | 1000 | -34.92 | 34.92 | 34.92 | 63.97 | 34.92
2016-04-05 08:00:00 | 0.17299 | 0.20923 | 0.76801 | 34.1 | -34.1 | 34.1 | 139.93 | -97.6 | 1000 | 1000 | -34.1 | 34.1 | 34.1 | 67.73 | 34.1
2016-04-05 09:00:00 | 0.10863 | 0.14769 | 0.79951 | 32.93 | -32.93 | 32.93 | 138.76 | -96.43 | 1000 | 1000 | -32.93 | 32.93 | 32.93 | 65.38 | 32.93
2016-04-05 10:00:00 | 0.089326 | 0.12923 | 0.78557 | 29.52 | -29.52 | 29.52 | 135.35 | -93.02 | 1000 | 1000 | -29.52 | 29.52 | 29.52 | 63.1 | 29.52
2016-04-05 11:00:00 | 0.089326 | 0.12923 | 0.79764 | 26.58 | -26.58 | 26.58 | 132.41 | -90.08 | 1000 | 1000 | -26.58 | 26.58 | 26.58 | 62.09 | 26.58
2016-04-05 12:00:00 | 0.089326 | 0.12923 | 0.85187 | 24.74 | -24.74 | 24.74 | 130.57 | -88.24 | 1000 | 1000 | -24.74 | 24.74 | 24.74 | 60.4 | 24.74
2016-04-05 13:00:00 | 0.089326 | 0.12923 | 0.80371 | 24.19 | -24.19 | 24.19 | 130.02 | -87.69 | 1000 | 1000 | -24.19 | 24.19 | 24.19 | 56.18 | 24.19
2016-04-05 14:00:00 | 0.089326 | 0.12923 | 0.71281 | 23.96 | -23.96 | 23.96 | 129.79 | -87.46 | 1000 | 1000 | -23.96 | 23.96 | 23.96 | 53.18 | 23.96
2016-04-05 15:00:00 | 0.089326 | 0.12923 | 0.66962 | 27.05 | -27.05 | 27.05 | 132.88 | -90.55 | 1000 | 1000 | -27.05 | 27.05 | 27.05 | 50.42 | 27.05
2016-04-05 16:00:00 | 0.089326 | 0.12923 | 0.64249 | 29.79 | -29.79 | 29.79 | 135.62 | -93.29 | 1000 | 1000 | -29.79 | 29.79 | 29.79 | 49.01 | 29.79
2016-04-05 17:00:00 | 0.089326 | 0.12923 | 0.6827 | 30.66 | -30.66 | 30.66 | 136.49 | -94.16 | 1000 | 1000 | -30.66 | 30.66 | 30.66 | 50 | 30.66
2016-04-05 18:00:00 | 0.089326 | 0.12923 | 0.76871 | 30.04 | -30.04 | 30.04 | 135.87 | -93.54 | 1000 | 1000 | -30.04 | 30.04 | 30.04 | 56.04 | 30.04
2016-04-05 19:00:00 | 0.089326 | 0.12923 | 0.84092 | 28 | -28 | 28 | 133.83 | -91.5 | 1000 | 1000 | -28 | 28 | 28 | 61.18 | 28
2016-04-05 20:00:00 | 0.089326 | 0.12923 | 0.81374 | 25.32 | -25.32 | 25.32 | 131.15 | -88.82 | 1000 | 1000 | -25.32 | 25.32 | 25.32 | 63.38 | 25.32
2016-04-05 21:00:00 | 0.11185 | 0.15077 | 0.75678 | 21.97 | -21.97 | 21.97 | 127.8 | -85.47 | 1000 | 1000 | -21.97 | 21.97 | 21.97 | 59.69 | 21.97
2016-04-05 22:00:00 | 0.12794 | 0.16615 | 0.66533 | 20 | -20 | 20 | 125.83 | -83.5 | 1000 | 1000 | -20 | 20 | 20 | 58.57 | 20
2016-04-05 23:00:00 | 0.22126 | 0.25538 | 0.5102 | 19.2 | -19.2 | 19.2 | 125.03 | -82.7 | 1000 | 1000 | -19.2 | 19.2 | 19.2 | 51.72 | 19.2
2016-04-06 00:00:00 | 0.26309 | 0.29538 | 0.35579 | 19.06 | -19.06 | 19.06 | 124.89 | -82.56 | 1000 | 1000 | -19.06 | 19.06 | 19.06 | 48.35 | 19.06
2016-04-06 01:00:00 | 0.2824 | 0.31385 | 0.2723 | 18.95 | -18.95 | 18.95 | 124.78 | -82.45 | 1000 | 1000 | -18.95 | 18.95 | 18.95 | 45.39 | 18.95
2016-04-06 02:00:00 | 0.27275 | 0.30462 | 0.24656 | 19.02 | -19.02 | 19.02 | 124.85 | -82.52 | 1000 | 1000 | -19.02 | 19.02 | 19.02 | 44.39 | 19.02
2016-04-06 03:00:00 | 0.27918 | 0.31077 | 0.24182 | 20 | -20 | 20 | 125.83 | -83.5 | 1000 | 1000 | -20 | 20 | 20 | 39.19 | 20
2016-04-06 04:00:00 | 0.29527 | 0.32615 | 0.25666 | 24.33 | -24.33 | 24.33 | 130.16 | -87.83 | 1000 | 1000 | -24.33 | 24.33 | 24.33 | 42.99 | 24.33
2016-04-06 05:00:00 | 0.30815 | 0.33846 | 0.30259 | 32.97 | -32.97 | 32.97 | 138.8 | -96.47 | 1000 | 1000 | -32.97 | 32.97 | 32.97 | 49.33 | 32.97
2016-04-06 06:00:00 | 0.3178 | 0.34769 | 0.48151 | 34.24 | -34.24 | 34.24 | 140.07 | -97.74 | 1000 | 1000 | -34.24 | 34.24 | 34.24 | 59.37 | 34.24
2016-04-06 07:00:00 | 0.26631 | 0.29846 | 0.66658 | 25.98 | -25.98 | 25.98 | 131.81 | -89.48 | 1000 | 1000 | -25.98 | 25.98 | 25.98 | 62.42 | 25.98
2016-04-06 08:00:00 | 0.247 | 0.28 | 0.76801 | 23.24 | -23.24 | 23.24 | 129.07 | -86.74 | 1000 | 1000 | -23.24 | 23.24 | 23.24 | 66.07 | 23.24
2016-04-06 09:00:00 | 0.21161 | 0.24615 | 0.79951 | 21.97 | -21.97 | 21.97 | 127.8 | -85.47 | 1000 | 1000 | -21.97 | 21.97 | 21.97 | 63.5 | 21.97
2016-04-06 10:00:00 | 0.18265 | 0.21846 | 0.78557 | 21.25 | -21.25 | 21.25 | 127.08 | -84.75 | 1000 | 1000 | -21.25 | 21.25 | 21.25 | 62.36 | 21.25
2016-04-06 11:00:00 | 0.20839 | 0.24308 | 0.79764 | 20.02 | -20.02 | 20.02 | 125.85 | -83.52 | 1000 | 1000 | -20.02 | 20.02 | 20.02 | 61.39 | 20.02
2016-04-06 12:00:00 | 0.17299 | 0.20923 | 0.85187 | 19.75 | -19.75 | 19.75 | 125.58 | -83.25 | 1000 | 1000 | -19.75 | 19.75 | 19.75 | 60.17 | 19.75
2016-04-06 13:00:00 | 0.1569 | 0.19385 | 0.80371 | 19.85 | -19.85 | 19.85 | 125.68 | -83.35 | 1000 | 1000 | -19.85 | 19.85 | 19.85 | 58.97 | 19.85
2016-04-06 14:00:00 | 0.1569 | 0.19385 | 0.71281 | 20.09 | -20.09 | 20.09 | 125.92 | -83.59 | 1000 | 1000 | -20.09 | 20.09 | 20.09 | 55.43 | 20.09
2016-04-06 15:00:00 | 0.13116 | 0.16923 | 0.66962 | 21.59 | -21.59 | 21.59 | 127.42 | -85.09 | 1000 | 1000 | -21.59 | 21.59 | 21.59 | 53.56 | 21.59
2016-04-06 16:00:00 | 0.13116 | 0.16923 | 0.64249 | 23.1 | -23.1 | 23.1 | 128.93 | -86.6 | 1000 | 1000 | -23.1 | 23.1 | 23.1 | 52.75 | 23.1
2016-04-06 17:00:00 | 0.16656 | 0.20308 | 0.6827 | 26.71 | -26.71 | 26.71 | 132.54 | -90.21 | 1000 | 1000 | -26.71 | 26.71 | 26.71 | 53.08 | 26.71
2016-04-06 18:00:00 | 0.25344 | 0.28615 | 0.76871 | 28.26 | -28.26 | 28.26 | 134.09 | -91.76 | 1000 | 1000 | -28.26 | 28.26 | 28.26 | 57.71 | 28.26
2016-04-06 19:00:00 | 0.29849 | 0.32923 | 0.84092 | 23.23 | -23.23 | 23.23 | 129.06 | -86.73 | 1000 | 1000 | -23.23 | 23.23 | 23.23 | 59.63 | 23.23
2016-04-06 20:00:00 | 0.30171 | 0.33231 | 0.81374 | 21.06 | -21.06 | 21.06 | 126.89 | -84.56 | 1000 | 1000 | -21.06 | 21.06 | 21.06 | 61.68 | 21.06
2016-04-06 21:00:00 | 0.31458 | 0.34462 | 0.75678 | 19.01 | -19.01 | 19.01 | 124.84 | -82.51 | 1000 | 1000 | -19.01 | 19.01 | 19.01 | 61.83 | 19.01
2016-04-06 22:00:00 | 0.27918 | 0.31077 | 0.66533 | 16.42 | -16.42 | 16.42 | 122.25 | -79.92 | 1000 | 1000 | -16.42 | 16.42 | 16.42 | 58.11 | 16.42
2016-04-06 23:00:00 | 0.26309 | 0.29538 | 0.5102 | 16 | -16 | 16 | 121.83 | -79.5 | 1000 | 1000 | -16 | 16 | 16 | 50.18 | 16
2016-04-07 00:00:00 | 0.23413 | 0.26769 | 0.35579 | 13.46 | -13.46 | 13.46 | 119.29 | -76.96 | 1000 | 1000 | -13.46 | 13.46 | 13.46 | 49.69 | 13.46
2016-04-07 01:00:00 | 0.25022 | 0.28308 | 0.2723 | 12.57 | -12.57 | 12.57 | 118.4 | -76.07 | 1000 | 1000 | -12.57 | 12.57 | 12.57 | 44.93 | 12.57
2016-04-07 02:00:00 | 0.25022 | 0.28308 | 0.24656 | 13.49 | -13.49 | 13.49 | 119.32 | -76.99 | 1000 | 1000 | -13.49 | 13.49 | 13.49 | 43.15 | 13.49
2016-04-07 03:00:00 | 0.28884 | 0.32 | 0.24182 | 17.37 | -17.37 | 17.37 | 123.2 | -80.87 | 1000 | 1000 | -17.37 | 17.37 | 17.37 | 42.92 | 17.37
2016-04-07 04:00:00 | 0.32424 | 0.35385 | 0.25666 | 22.62 | -22.62 | 22.62 | 128.45 | -86.12 | 1000 | 1000 | -22.62 | 22.62 | 22.62 | 43.99 | 22.62
2016-04-07 05:00:00 | 0.33067 | 0.36 | 0.30259 | 28.4 | -28.4 | 28.4 | 134.23 | -91.9 | 1000 | 1000 | -28.4 | 28.4 | 28.4 | 49.2 | 28.4
2016-04-07 06:00:00 | 0.31458 | 0.34462 | 0.48151 | 31.31 | -31.31 | 31.31 | 137.14 | -94.81 | 1000 | 1000 | -31.31 | 31.31 | 31.31 | 55.69 | 31.31
2016-04-07 07:00:00 | 0.30815 | 0.33846 | 0.66658 | 26.33 | -26.33 | 26.33 | 132.16 | -89.83 | 1000 | 1000 | -26.33 | 26.33 | 26.33 | 61.19 | 26.33
2016-04-07 08:00:00 | 0.25988 | 0.29231 | 0.76801 | 21.55 | -21.55 | 21.55 | 127.38 | -85.05 | 1000 | 1000 | -21.55 | 21.55 | 21.55 | 66.97 | 21.55
2016-04-07 09:00:00 | 0.23092 | 0.26462 | 0.79951 | 21.56 | -21.56 | 21.56 | 127.39 | -85.06 | 1000 | 1000 | -21.56 | 21.56 | 21.56 | 62.58 | 21.56
2016-04-07 10:00:00 | 0.1923 | 0.22769 | 0.78557 | 22.32 | -22.32 | 22.32 | 128.15 | -85.82 | 1000 | 1000 | -22.32 | 22.32 | 22.32 | 60.01 | 22.32
2016-04-07 11:00:00 | 0.19874 | 0.23385 | 0.79764 | 21.6 | -21.6 | 21.6 | 127.43 | -85.1 | 1000 | 1000 | -21.6 | 21.6 | 21.6 | 59.53 | 21.6
2016-04-07 12:00:00 | 0.21483 | 0.24923 | 0.85187 | 22.57 | -22.57 | 22.57 | 128.4 | -86.07 | 1000 | 1000 | -22.57 | 22.57 | 22.57 | 56.99 | 22.57
2016-04-07 13:00:00 | 0.22126 | 0.25538 | 0.80371 | 21.86 | -21.86 | 21.86 | 127.69 | -85.36 | 1000 | 1000 | -21.86 | 21.86 | 21.86 | 55.53 | 21.86
2016-04-07 14:00:00 | 0.25344 | 0.28615 | 0.71281 | 21.94 | -21.94 | 21.94 | 127.77 | -85.44 | 1000 | 1000 | -21.94 | 21.94 | 21.94 | 51.77 | 21.94
2016-04-07 15:00:00 | 0.29849 | 0.32923 | 0.66962 | 22.73 | -22.73 | 22.73 | 128.56 | -86.23 | 1000 | 1000 | -22.73 | 22.73 | 22.73 | 50.24 | 22.73
2016-04-07 16:00:00 | 0.25022 | 0.28308 | 0.64249 | 28.59 | -28.59 | 28.59 | 134.42 | -92.09 | 1000 | 1000 | -28.59 | 28.59 | 28.59 | 52.97 | 28.59
2016-04-07 17:00:00 | 0.25666 | 0.28923 | 0.6827 | 31.11 | -31.11 | 31.11 | 136.94 | -94.61 | 1000 | 1000 | -31.11 | 31.11 | 31.11 | 56.88 | 31.11
2016-04-07 18:00:00 | 0.32102 | 0.35077 | 0.76871 | 32.68 | -32.68 | 32.68 | 138.51 | -96.18 | 1000 | 1000 | -32.68 | 32.68 | 32.68 | 61.36 | 32.68
2016-04-07 19:00:00 | 0.36285 | 0.39077 | 0.84092 | 29.41 | -29.41 | 29.41 | 135.24 | -92.91 | 1000 | 1000 | -29.41 | 29.41 | 29.41 | 68.07 | 29.41
2016-04-07 20:00:00 | 0.38538 | 0.41231 | 0.81374 | 28.27 | -28.27 | 28.27 | 134.1 | -91.77 | 1000 | 1000 | -28.27 | 28.27 | 28.27 | 68.97 | 28.27
2016-04-07 21:00:00 | 0.41112 | 0.43692 | 0.75678 | 23.54 | -23.54 | 23.54 | 129.37 | -87.04 | 1000 | 1000 | -23.54 | 23.54 | 23.54 | 60 | 23.54
2016-04-07 22:00:00 | 0.4433 | 0.46769 | 0.66533 | 23.39 | -23.39 | 23.39 | 129.22 | -86.89 | 1000 | 1000 | -23.39 | 23.39 | 23.39 | 53.09 | 23.39
2016-04-07 23:00:00 | 0.46582 | 0.48923 | 0.5102 | 21.69 | -21.69 | 21.69 | 127.52 | -85.19 | 1000 | 1000 | -21.69 | 21.69 | 21.69 | 49.63 | 21.69
2016-04-08 00:00:00 | 0.48191 | 0.50462 | 0.35579 | 21.18 | -21.18 | 21.18 | 127.01 | -84.68 | 1000 | 1000 | -21.18 | 21.18 | 21.18 | 45.63 | 21.18
2016-04-08 01:00:00 | 0.47548 | 0.49846 | 0.2723 | 20.52 | -20.52 | 20.52 | 126.35 | -84.02 | 1000 | 1000 | -20.52 | 20.52 | 20.52 | 43.24 | 20.52
2016-04-08 02:00:00 | 0.48513 | 0.50769 | 0.24656 | 21.04 | -21.04 | 21.04 | 126.87 | -84.54 | 1000 | 1000 | -21.04 | 21.04 | 21.04 | 34.18 | 21.04
2016-04-08 03:00:00 | 0.4787 | 0.50154 | 0.24182 | 21.72 | -21.72 | 21.72 | 127.55 | -85.22 | 1000 | 1000 | -21.72 | 21.72 | 21.72 | 29.91 | 21.72
2016-04-08 04:00:00 | 0.47548 | 0.49846 | 0.25666 | 29.12 | -29.12 | 29.12 | 134.95 | -92.62 | 1000 | 1000 | -29.12 | 29.12 | 29.12 | 39.86 | 29.12
2016-04-08 05:00:00 | 0.49479 | 0.51692 | 0.30259 | 35 | -35 | 35 | 140.83 | -98.5 | 1000 | 1000 | -35 | 35 | 35 | 47.52 | 35
2016-04-08 06:00:00 | 0.4433 | 0.46769 | 0.48151 | 38.2 | -38.2 | 38.2 | 144.03 | -101.7 | 1000 | 1000 | -38.2 | 38.2 | 38.2 | 56.51 | 38.2
2016-04-08 07:00:00 | 0.37894 | 0.40615 | 0.66658 | 37.55 | -37.55 | 37.55 | 143.38 | -101.05 | 1000 | 1000 | -37.55 | 37.55 | 37.55 | 65.96 | 37.55
2016-04-08 08:00:00 | 0.32102 | 0.35077 | 0.76801 | 34.22 | -34.22 | 34.22 | 140.05 | -97.72 | 1000 | 1000 | -34.22 | 34.22 | 34.22 | 68.03 | 34.22
2016-04-08 09:00:00 | 0.26953 | 0.30154 | 0.79951 | 32.96 | -32.96 | 32.96 | 138.79 | -96.46 | 1000 | 1000 | -32.96 | 32.96 | 32.96 | 65.97 | 32.96
2016-04-08 10:00:00 | 0.21804 | 0.25231 | 0.78557 | 29.74 | -29.74 | 29.74 | 135.57 | -93.24 | 1000 | 1000 | -29.74 | 29.74 | 29.74 | 60.37 | 29.74
2016-04-08 11:00:00 | 0.19552 | 0.23077 | 0.79764 | 27.9 | -27.9 | 27.9 | 133.73 | -91.4 | 1000 | 1000 | -27.9 | 27.9 | 27.9 | 60.16 | 27.9
2016-04-08 12:00:00 | 0.18265 | 0.21846 | 0.85187 | 26.36 | -26.36 | 26.36 | 132.19 | -89.86 | 1000 | 1000 | -26.36 | 26.36 | 26.36 | 57.02 | 26.36
2016-04-08 13:00:00 | 0.19552 | 0.23077 | 0.80371 | 24.66 | -24.66 | 24.66 | 130.49 | -88.16 | 1000 | 1000 | -24.66 | 24.66 | 24.66 | 53.02 | 24.66
2016-04-08 14:00:00 | 0.16334 | 0.2 | 0.71281 | 23.95 | -23.95 | 23.95 | 129.78 | -87.45 | 1000 | 1000 | -23.95 | 23.95 | 23.95 | 52.82 | 23.95
2016-04-08 15:00:00 | 0.19874 | 0.23385 | 0.66962 | 27.03 | -27.03 | 27.03 | 132.86 | -90.53 | 1000 | 1000 | -27.03 | 27.03 | 27.03 | 49 | 27.03
2016-04-08 16:00:00 | 0.20839 | 0.24308 | 0.64249 | 29.58 | -29.58 | 29.58 | 135.41 | -93.08 | 1000 | 1000 | -29.58 | 29.58 | 29.58 | 47.29 | 29.58
2016-04-08 17:00:00 | 0.23092 | 0.26462 | 0.6827 | 32.22 | -32.22 | 32.22 | 138.05 | -95.72 | 1000 | 1000 | -32.22 | 32.22 | 32.22 | 48.7 | 32.22
2016-04-08 18:00:00 | 0.2824 | 0.31385 | 0.76871 | 31.96 | -31.96 | 31.96 | 137.79 | -95.46 | 1000 | 1000 | -31.96 | 31.96 | 31.96 | 51.39 | 31.96
2016-04-08 19:00:00 | 0.34676 | 0.37538 | 0.84092 | 30.66 | -30.66 | 30.66 | 136.49 | -94.16 | 1000 | 1000 | -30.66 | 30.66 | 30.66 | 54.6 | 30.66
2016-04-08 20:00:00 | 0.34676 | 0.37538 | 0.81374 | 30.68 | -30.68 | 30.68 | 136.51 | -94.18 | 1000 | 1000 | -30.68 | 30.68 | 30.68 | 55.31 | 30.68
2016-04-08 21:00:00 | 0.40147 | 0.42769 | 0.75678 | 29 | -29 | 29 | 134.83 | -92.5 | 1000 | 1000 | -29 | 29 | 29 | 54.02 | 29
2016-04-08 22:00:00 | 0.44008 | 0.46462 | 0.66533 | 28.45 | -28.45 | 28.45 | 134.28 | -91.95 | 1000 | 1000 | -28.45 | 28.45 | 28.45 | 55 | 28.45
2016-04-08 23:00:00 | 0.45295 | 0.47692 | 0.5102 | 24.18 | -24.18 | 24.18 | 130.01 | -87.68 | 1000 | 1000 | -24.18 | 24.18 | 24.18 | 48.21 | 24.18
2016-04-09 00:00:00 | 0.46904 | 0.49231 | 0.39269 | 23.28 | -23.28 | 23.28 | 129.11 | -86.78 | 1000 | 1000 | -23.28 | 23.28 | 23.28 | 39.33 | 23.28
2016-04-09 01:00:00 | 0.48835 | 0.51077 | 0.32007 | 21.84 | -21.84 | 21.84 | 127.67 | -85.34 | 1000 | 1000 | -21.84 | 21.84 | 21.84 | 22.67 | 21.84
2016-04-09 02:00:00 | 0.48513 | 0.50769 | 0.27054 | 21.46 | -21.46 | 21.46 | 127.29 | -84.96 | 1000 | 1000 | -21.46 | 21.46 | 21.46 | 19.99 | 21.46
2016-04-09 03:00:00 | 0.50766 | 0.52923 | 0.2573 | 21.72 | -21.72 | 21.72 | 127.55 | -85.22 | 1000 | 1000 | -21.72 | 21.72 | 21.72 | 18.04 | 21.72
2016-04-09 04:00:00 | 0.53662 | 0.55692 | 0.25708 | 22.42 | -22.42 | 22.42 | 128.25 | -85.92 | 1000 | 1000 | -22.42 | 22.42 | 22.42 | 18.35 | 22.42
2016-04-09 05:00:00 | 0.54949 | 0.56923 | 0.2679 | 23.42 | -23.42 | 23.42 | 129.25 | -86.92 | 1000 | 1000 | -23.42 | 23.42 | 23.42 | 25.1 | 23.42
2016-04-09 06:00:00 | 0.41434 | 0.44 | 0.32786 | 27.21 | -27.21 | 27.21 | 133.04 | -90.71 | 1000 | 1000 | -27.21 | 27.21 | 27.21 | 39.26 | 27.21
2016-04-09 07:00:00 | 0.34354 | 0.37231 | 0.51632 | 25.12 | -25.12 | 25.12 | 130.95 | -88.62 | 1000 | 1000 | -25.12 | 25.12 | 25.12 | 44.98 | 25.12
2016-04-09 08:00:00 | 0.29849 | 0.32923 | 0.72881 | 22.76 | -22.76 | 22.76 | 128.59 | -86.26 | 1000 | 1000 | -22.76 | 22.76 | 22.76 | 47.9 | 22.76
2016-04-09 09:00:00 | 0.25988 | 0.29231 | 0.83671 | 22.58 | -22.58 | 22.58 | 128.41 | -86.08 | 1000 | 1000 | -22.58 | 22.58 | 22.58 | 53.48 | 22.58
2016-04-09 10:00:00 | 0.22448 | 0.25846 | 0.89575 | 21.83 | -21.83 | 21.83 | 127.66 | -85.33 | 1000 | 1000 | -21.83 | 21.83 | 21.83 | 54.2 | 21.83
2016-04-09 11:00:00 | 0.1923 | 0.22769 | 0.93645 | 20.81 | -20.81 | 20.81 | 126.64 | -84.31 | 1000 | 1000 | -20.81 | 20.81 | 20.81 | 55.46 | 20.81
2016-04-09 12:00:00 | 0.19552 | 0.23077 | 0.97446 | 19.94 | -19.94 | 19.94 | 125.77 | -83.44 | 1000 | 1000 | -19.94 | 19.94 | 19.94 | 54.06 | 19.94
2016-04-09 13:00:00 | 0.16977 | 0.20615 | 0.93367 | 20.35 | -20.35 | 20.35 | 126.18 | -83.85 | 1000 | 1000 | -20.35 | 20.35 | 20.35 | 48.07 | 20.35
2016-04-09 14:00:00 | 0.16334 | 0.2 | 0.82041 | 20.3 | -20.3 | 20.3 | 126.13 | -83.8 | 1000 | 1000 | -20.3 | 20.3 | 20.3 | 44.98 | 20.3
2016-04-09 15:00:00 | 0.18586 | 0.22154 | 0.73445 | 22.27 | -22.27 | 22.27 | 128.1 | -85.77 | 1000 | 1000 | -22.27 | 22.27 | 22.27 | 41.95 | 22.27
2016-04-09 16:00:00 | 0.19874 | 0.23385 | 0.70905 | 26.91 | -26.91 | 26.91 | 132.74 | -90.41 | 1000 | 1000 | -26.91 | 26.91 | 26.91 | 39.71 | 26.91
2016-04-09 17:00:00 | 0.23413 | 0.26769 | 0.76491 | 29.62 | -29.62 | 29.62 | 135.45 | -93.12 | 1000 | 1000 | -29.62 | 29.62 | 29.62 | 46.88 | 29.62
2016-04-09 18:00:00 | 0.28884 | 0.32 | 0.87191 | 31.81 | -31.81 | 31.81 | 137.64 | -95.31 | 1000 | 1000 | -31.81 | 31.81 | 31.81 | 54.39 | 31.81
2016-04-09 19:00:00 | 0.32745 | 0.35692 | 0.93772 | 29.56 | -29.56 | 29.56 | 135.39 | -93.06 | 1000 | 1000 | -29.56 | 29.56 | 29.56 | 57.08 | 29.56
2016-04-09 20:00:00 | 0.35963 | 0.38769 | 0.86663 | 27.44 | -27.44 | 27.44 | 133.27 | -90.94 | 1000 | 1000 | -27.44 | 27.44 | 27.44 | 58.06 | 27.44
2016-04-09 21:00:00 | 0.38538 | 0.41231 | 0.72173 | 24 | -24 | 24 | 129.83 | -87.5 | 1000 | 1000 | -24 | 24 | 24 | 58.55 | 24
2016-04-09 22:00:00 | 0.39503 | 0.42154 | 0.6763 | 21.13 | -21.13 | 21.13 | 126.96 | -84.63 | 1000 | 1000 | -21.13 | 21.13 | 21.13 | 56.85 | 21.13
2016-04-09 23:00:00 | 0.40468 | 0.43077 | 0.57413 | 20.03 | -20.03 | 20.03 | 125.86 | -83.53 | 1000 | 1000 | -20.03 | 20.03 | 20.03 | 52.93 | 20.03
2016-04-10 00:00:00 | 0.42721 | 0.45231 | 0.42848 | 19.25 | -19.25 | 19.25 | 125.08 | -82.75 | 1000 | 1000 | -19.25 | 19.25 | 19.25 | 47.04 | 19.25
2016-04-10 01:00:00 | 0.44008 | 0.46462 | 0.3248 | 18.96 | -18.96 | 18.96 | 124.79 | -82.46 | 1000 | 1000 | -18.96 | 18.96 | 18.96 | 37.92 | 18.96
2016-04-10 02:00:00 | 0.44973 | 0.47385 | 0.2597 | 19.02 | -19.02 | 19.02 | 124.85 | -82.52 | 1000 | 1000 | -19.02 | 19.02 | 19.02 | 25.09 | 19.02
2016-04-10 03:00:00 | 0.45617 | 0.48 | 0.23571 | 18.88 | -18.88 | 18.88 | 124.71 | -82.38 | 1000 | 1000 | -18.88 | 18.88 | 18.88 | 22.51 | 18.88
2016-04-10 04:00:00 | 0.43686 | 0.46154 | 0.22974 | 19.15 | -19.15 | 19.15 | 124.98 | -82.65 | 1000 | 1000 | -19.15 | 19.15 | 19.15 | 25.02 | 19.15
2016-04-10 05:00:00 | 0.42721 | 0.45231 | 0.23181 | 19.19 | -19.19 | 19.19 | 125.02 | -82.69 | 1000 | 1000 | -19.19 | 19.19 | 19.19 | 29.93 | 19.19
2016-04-10 06:00:00 | 0.4079 | 0.43385 | 0.24273 | 20.22 | -20.22 | 20.22 | 126.05 | -83.72 | 1000 | 1000 | -20.22 | 20.22 | 20.22 | 18.05 | 20.22
2016-04-10 07:00:00 | 0.3725 | 0.4 | 0.33217 | 20.97 | -20.97 | 20.97 | 126.8 | -84.47 | 1000 | 1000 | -20.97 | 20.97 | 20.97 | 10.43 | 20.97
2016-04-10 08:00:00 | 0.3532 | 0.38154 | 0.53135 | 21 | -21 | 21 | 126.83 | -84.5 | 1000 | 1000 | -21 | 21 | 21 | 33.7 | 21
2016-04-10 09:00:00 | 0.34032 | 0.36923 | 0.74639 | 20.59 | -20.59 | 20.59 | 126.42 | -84.09 | 1000 | 1000 | -20.59 | 20.59 | 20.59 | 33.3 | 20.59
2016-04-10 10:00:00 | 0.32424 | 0.35385 | 0.8642 | 19.29 | -19.29 | 19.29 | 125.12 | -82.79 | 1000 | 1000 | -19.29 | 19.29 | 19.29 | 33.92 | 19.29
2016-04-10 11:00:00 | 0.30493 | 0.33538 | 0.95828 | 16.89 | -16.89 | 16.89 | 122.72 | -80.39 | 1000 | 1000 | -16.89 | 16.89 | 16.89 | 35.03 | 16.89
2016-04-10 12:00:00 | 0.29527 | 0.32615 | 0.97557 | 14.25 | -14.25 | 14.25 | 120.08 | -77.75 | 1000 | 1000 | -14.25 | 14.25 | 14.25 | 33.99 | 14.25
2016-04-10 13:00:00 | 0.29527 | 0.32615 | 0.80626 | 13.61 | -13.61 | 13.61 | 119.44 | -77.11 | 1000 | 1000 | -13.61 | 13.61 | 13.61 | 19 | 13.61
2016-04-10 14:00:00 | 0.30171 | 0.33231 | 0.66004 | 12.06 | -12.06 | 12.06 | 117.89 | -75.56 | 1000 | 1000 | -12.06 | 12.06 | 12.06 | 13.61 | 12.06
2016-04-10 15:00:00 | 0.29849 | 0.32923 | 0.58723 | 16.67 | -16.67 | 16.67 | 122.5 | -80.17 | 1000 | 1000 | -16.67 | 16.67 | 16.67 | 10.75 | 16.67
2016-04-10 16:00:00 | 0.28884 | 0.32 | 0.52352 | 20.78 | -20.78 | 20.78 | 126.61 | -84.28 | 1000 | 1000 | -20.78 | 20.78 | 20.78 | 10.32 | 20.78
2016-04-10 17:00:00 | 0.28884 | 0.32 | 0.55331 | 22.47 | -22.47 | 22.47 | 128.3 | -85.97 | 1000 | 1000 | -22.47 | 22.47 | 22.47 | 27.85 | 22.47
2016-04-10 18:00:00 | 0.33711 | 0.36615 | 0.67192 | 24.55 | -24.55 | 24.55 | 130.38 | -88.05 | 1000 | 1000 | -24.55 | 24.55 | 24.55 | 50.82 | 24.55
2016-04-10 19:00:00 | 0.40468 | 0.43077 | 0.77603 | 23 | -23 | 23 | 128.83 | -86.5 | 1000 | 1000 | -23 | 23 | 23 | 56.7 | 23
2016-04-10 20:00:00 | 0.43364 | 0.45846 | 0.75374 | 21.84 | -21.84 | 21.84 | 127.67 | -85.34 | 1000 | 1000 | -21.84 | 21.84 | 21.84 | 58.65 | 21.84
2016-04-10 21:00:00 | 0.45295 | 0.47692 | 0.70206 | 19.57 | -19.57 | 19.57 | 125.4 | -83.07 | 1000 | 1000 | -19.57 | 19.57 | 19.57 | 57.76 | 19.57
2016-04-10 22:00:00 | 0.46582 | 0.48923 | 0.62189 | 16.35 | -16.35 | 16.35 | 122.18 | -79.85 | 1000 | 1000 | -16.35 | 16.35 | 16.35 | 57.76 | 16.35
2016-04-10 23:00:00 | 0.41112 | 0.43692 | 0.46945 | 13.7 | -13.7 | 13.7 | 119.53 | -77.2 | 1000 | 1000 | -13.7 | 13.7 | 13.7 | 54.1 | 13.7
2016-04-11 00:00:00 | 0.4079 | 0.43385 | 0.35579 | 12.81 | -12.81 | 12.81 | 118.64 | -76.31 | 1000 | 1000 | -12.81 | 12.81 | 12.81 | 48.13 | 12.81
2016-04-11 01:00:00 | 0.40147 | 0.42769 | 0.2723 | 10.66 | -10.66 | 10.66 | 116.49 | -74.16 | 1000 | 1000 | -10.66 | 10.66 | 10.66 | 45.43 | 10.66
2016-04-11 02:00:00 | 0.4079 | 0.43385 | 0.24656 | 13.09 | -13.09 | 13.09 | 118.92 | -76.59 | 1000 | 1000 | -13.09 | 13.09 | 13.09 | 44.95 | 13.09
2016-04-11 03:00:00 | 0.43364 | 0.45846 | 0.24182 | 18.55 | -18.55 | 18.55 | 124.38 | -82.05 | 1000 | 1000 | -18.55 | 18.55 | 18.55 | 45.1 | 18.55
2016-04-11 04:00:00 | 0.42399 | 0.44923 | 0.25666 | 25.49 | -25.49 | 25.49 | 131.32 | -88.99 | 1000 | 1000 | -25.49 | 25.49 | 25.49 | 44.97 | 25.49
2016-04-11 05:00:00 | 0.4079 | 0.43385 | 0.30259 | 32 | -32 | 32 | 137.83 | -95.5 | 1000 | 1000 | -32 | 32 | 32 | 50.01 | 32
2016-04-11 06:00:00 | 0.38216 | 0.40923 | 0.48151 | 34.61 | -34.61 | 34.61 | 140.44 | -98.11 | 1000 | 1000 | -34.61 | 34.61 | 34.61 | 58.79 | 34.61
2016-04-11 07:00:00 | 0.34998 | 0.37846 | 0.66658 | 28.98 | -28.98 | 28.98 | 134.81 | -92.48 | 1000 | 1000 | -28.98 | 28.98 | 28.98 | 64.03 | 28.98
2016-04-11 08:00:00 | 0.32745 | 0.35692 | 0.76801 | 25.63 | -25.63 | 25.63 | 131.46 | -89.13 | 1000 | 1000 | -25.63 | 25.63 | 25.63 | 66.96 | 25.63
2016-04-11 09:00:00 | 0.2824 | 0.31385 | 0.79951 | 23.1 | -23.1 | 23.1 | 128.93 | -86.6 | 1000 | 1000 | -23.1 | 23.1 | 23.1 | 66.01 | 23.1
2016-04-11 10:00:00 | 0.23735 | 0.27077 | 0.78557 | 22.59 | -22.59 | 22.59 | 128.42 | -86.09 | 1000 | 1000 | -22.59 | 22.59 | 22.59 | 63.19 | 22.59
2016-04-11 11:00:00 | 0.18265 | 0.21846 | 0.79764 | 22.51 | -22.51 | 22.51 | 128.34 | -86.01 | 1000 | 1000 | -22.51 | 22.51 | 22.51 | 62.95 | 22.51
2016-04-11 12:00:00 | 0.15047 | 0.18769 | 0.85187 | 22.12 | -22.12 | 22.12 | 127.95 | -85.62 | 1000 | 1000 | -22.12 | 22.12 | 22.12 | 59.84 | 22.12
2016-04-11 13:00:00 | 0.12151 | 0.16 | 0.80371 | 21.83 | -21.83 | 21.83 | 127.66 | -85.33 | 1000 | 1000 | -21.83 | 21.83 | 21.83 | 59.26 | 21.83
2016-04-11 14:00:00 | 0.12794 | 0.16615 | 0.71281 | 22.11 | -22.11 | 22.11 | 127.94 | -85.61 | 1000 | 1000 | -22.11 | 22.11 | 22.11 | 58.87 | 22.11
2016-04-11 15:00:00 | 0.13438 | 0.17231 | 0.66962 | 23.68 | -23.68 | 23.68 | 129.51 | -87.18 | 1000 | 1000 | -23.68 | 23.68 | 23.68 | 58.15 | 23.68
2016-04-11 16:00:00 | 0.20195 | 0.23692 | 0.64249 | 28.47 | -28.47 | 28.47 | 134.3 | -91.97 | 1000 | 1000 | -28.47 | 28.47 | 28.47 | 57.07 | 28.47
2016-04-11 17:00:00 | 0.23735 | 0.27077 | 0.6827 | 31.27 | -31.27 | 31.27 | 137.1 | -94.77 | 1000 | 1000 | -31.27 | 31.27 | 31.27 | 57.1 | 31.27
2016-04-11 18:00:00 | 0.25666 | 0.28923 | 0.76871 | 32.56 | -32.56 | 32.56 | 138.39 | -96.06 | 1000 | 1000 | -32.56 | 32.56 | 32.56 | 58.56 | 32.56
2016-04-11 19:00:00 | 0.28562 | 0.31692 | 0.84092 | 31.49 | -31.49 | 31.49 | 137.32 | -94.99 | 1000 | 1000 | -31.49 | 31.49 | 31.49 | 58.95 | 31.49
2016-04-11 20:00:00 | 0.30493 | 0.33538 | 0.81374 | 27.86 | -27.86 | 27.86 | 133.69 | -91.36 | 1000 | 1000 | -27.86 | 27.86 | 27.86 | 60.37 | 27.86
2016-04-11 21:00:00 | 0.32102 | 0.35077 | 0.75678 | 24.8 | -24.8 | 24.8 | 130.63 | -88.3 | 1000 | 1000 | -24.8 | 24.8 | 24.8 | 58.61 | 24.8
2016-04-11 22:00:00 | 0.33389 | 0.36308 | 0.66533 | 22.8 | -22.8 | 22.8 | 128.63 | -86.3 | 1000 | 1000 | -22.8 | 22.8 | 22.8 | 57.26 | 22.8
2016-04-11 23:00:00 | 0.34354 | 0.37231 | 0.5102 | 22.2 | -22.2 | 22.2 | 128.03 | -85.7 | 1000 | 1000 | -22.2 | 22.2 | 22.2 | 53.01 | 22.2
2016-04-12 00:00:00 | 0.34998 | 0.37846 | 0.35579 | 21.69 | -21.69 | 21.69 | 127.52 | -85.19 | 1000 | 1000 | -21.69 | 21.69 | 21.69 | 49.7 | 21.69
2016-04-12 01:00:00 | 0.34998 | 0.37846 | 0.2723 | 21.05 | -21.05 | 21.05 | 126.88 | -84.55 | 1000 | 1000 | -21.05 | 21.05 | 21.05 | 46.59 | 21.05
2016-04-12 02:00:00 | 0.35641 | 0.38462 | 0.24656 | 21.32 | -21.32 | 21.32 | 127.15 | -84.82 | 1000 | 1000 | -21.32 | 21.32 | 21.32 | 44.44 | 21.32
2016-04-12 03:00:00 | 0.35641 | 0.38462 | 0.24182 | 22.15 | -22.15 | 22.15 | 127.98 | -85.65 | 1000 | 1000 | -22.15 | 22.15 | 22.15 | 42.96 | 22.15
2016-04-12 04:00:00 | 0.36285 | 0.39077 | 0.25666 | 28.98 | -28.98 | 28.98 | 134.81 | -92.48 | 1000 | 1000 | -28.98 | 28.98 | 28.98 | 42.14 | 28.98
2016-04-12 05:00:00 | 0.36607 | 0.39385 | 0.30259 | 36 | -36 | 36 | 141.83 | -99.5 | 1000 | 1000 | -36 | 36 | 36 | 45.56 | 36
2016-04-12 06:00:00 | 0.35963 | 0.38769 | 0.48151 | 38.94 | -38.94 | 38.94 | 144.77 | -102.44 | 1000 | 1000 | -38.94 | 38.94 | 38.94 | 53.12 | 38.94
2016-04-12 07:00:00 | 0.33389 | 0.36308 | 0.66658 | 37.6 | -37.6 | 37.6 | 143.43 | -101.1 | 1000 | 1000 | -37.6 | 37.6 | 37.6 | 58.53 | 37.6
2016-04-12 08:00:00 | 0.30171 | 0.33231 | 0.76801 | 34 | -34 | 34 | 139.83 | -97.5 | 1000 | 1000 | -34 | 34 | 34 | 61.55 | 34
2016-04-12 09:00:00 | 0.25344 | 0.28615 | 0.79951 | 31.02 | -31.02 | 31.02 | 136.85 | -94.52 | 1000 | 1000 | -31.02 | 31.02 | 31.02 | 59.81 | 31.02
2016-04-12 10:00:00 | 0.23413 | 0.26769 | 0.78557 | 27.97 | -27.97 | 27.97 | 133.8 | -91.47 | 1000 | 1000 | -27.97 | 27.97 | 27.97 | 60.9 | 27.97
2016-04-12 11:00:00 | 0.23413 | 0.26769 | 0.79764 | 26.41 | -26.41 | 26.41 | 132.24 | -89.91 | 1000 | 1000 | -26.41 | 26.41 | 26.41 | 59.69 | 26.41
2016-04-12 12:00:00 | 0.24057 | 0.27385 | 0.85187 | 24.59 | -24.59 | 24.59 | 130.42 | -88.09 | 1000 | 1000 | -24.59 | 24.59 | 24.59 | 58.45 | 24.59
2016-04-12 13:00:00 | 0.27275 | 0.30462 | 0.80371 | 24.18 | -24.18 | 24.18 | 130.01 | -87.68 | 1000 | 1000 | -24.18 | 24.18 | 24.18 | 56.33 | 24.18
2016-04-12 14:00:00 | 0.26309 | 0.29538 | 0.71281 | 25.13 | -25.13 | 25.13 | 130.96 | -88.63 | 1000 | 1000 | -25.13 | 25.13 | 25.13 | 51.4 | 25.13
2016-04-12 15:00:00 | 0.25344 | 0.28615 | 0.66962 | 27.26 | -27.26 | 27.26 | 133.09 | -90.76 | 1000 | 1000 | -27.26 | 27.26 | 27.26 | 51.02 | 27.26
2016-04-12 16:00:00 | 0.24057 | 0.27385 | 0.64249 | 31.32 | -31.32 | 31.32 | 137.15 | -94.82 | 1000 | 1000 | -31.32 | 31.32 | 31.32 | 49.47 | 31.32
2016-04-12 17:00:00 | 0.24379 | 0.27692 | 0.6827 | 34.62 | -34.62 | 34.62 | 140.45 | -98.12 | 1000 | 1000 | -34.62 | 34.62 | 34.62 | 50.14 | 34.62
2016-04-12 18:00:00 | 0.25344 | 0.28615 | 0.76871 | 34.95 | -34.95 | 34.95 | 140.78 | -98.45 | 1000 | 1000 | -34.95 | 34.95 | 34.95 | 55.4 | 34.95
2016-04-12 19:00:00 | 0.27275 | 0.30462 | 0.84092 | 32.24 | -32.24 | 32.24 | 138.07 | -95.74 | 1000 | 1000 | -32.24 | 32.24 | 32.24 | 57.84 | 32.24
2016-04-12 20:00:00 | 0.27275 | 0.30462 | 0.81374 | 30 | -30 | 30 | 135.83 | -93.5 | 1000 | 1000 | -30 | 30 | 30 | 61.27 | 30
2016-04-12 21:00:00 | 0.27918 | 0.31077 | 0.75678 | 24.1 | -24.1 | 24.1 | 129.93 | -87.6 | 1000 | 1000 | -24.1 | 24.1 | 24.1 | 56.67 | 24.1
2016-04-12 22:00:00 | 0.28884 | 0.32 | 0.66533 | 22.93 | -22.93 | 22.93 | 128.76 | -86.43 | 1000 | 1000 | -22.93 | 22.93 | 22.93 | 57.29 | 22.93
2016-04-12 23:00:00 | 0.30493 | 0.33538 | 0.5102 | 21.68 | -21.68 | 21.68 | 127.51 | -85.18 | 1000 | 1000 | -21.68 | 21.68 | 21.68 | 45.41 | 21.68
2016-04-13 00:00:00 | 0.30493 | 0.33538 | 0.35579 | 21.68 | -21.68 | 21.68 | 127.51 | -85.18 | 1000 | 1000 | -21.68 | 21.68 | 21.68 | 46.4 | 21.68
2016-04-13 01:00:00 | 0.30815 | 0.33846 | 0.2723 | 21.41 | -21.41 | 21.41 | 127.24 | -84.91 | 1000 | 1000 | -21.41 | 21.41 | 21.41 | 43.98 | 21.41
2016-04-13 02:00:00 | 0.30815 | 0.33846 | 0.24656 | 21.71 | -21.71 | 21.71 | 127.54 | -85.21 | 1000 | 1000 | -21.71 | 21.71 | 21.71 | 42.9 | 21.71
2016-04-13 03:00:00 | 0.33711 | 0.36615 | 0.24182 | 22.77 | -22.77 | 22.77 | 128.6 | -86.27 | 1000 | 1000 | -22.77 | 22.77 | 22.77 | 42.93 | 22.77
2016-04-13 04:00:00 | 0.36607 | 0.39385 | 0.25666 | 31.35 | -31.35 | 31.35 | 137.18 | -94.85 | 1000 | 1000 | -31.35 | 31.35 | 31.35 | 42.33 | 31.35
2016-04-13 05:00:00 | 0.3532 | 0.38154 | 0.30259 | 34.99 | -34.99 | 34.99 | 140.82 | -98.49 | 1000 | 1000 | -34.99 | 34.99 | 34.99 | 48.86 | 34.99
2016-04-13 06:00:00 | 0.33711 | 0.36615 | 0.48151 | 39.41 | -39.41 | 39.41 | 145.24 | -102.91 | 1000 | 1000 | -39.41 | 39.41 | 39.41 | 54.38 | 39.41
2016-04-13 07:00:00 | 0.30493 | 0.33538 | 0.66658 | 35.06 | -35.06 | 35.06 | 140.89 | -98.56 | 1000 | 1000 | -35.06 | 35.06 | 35.06 | 60.27 | 35.06
2016-04-13 08:00:00 | 0.27597 | 0.30769 | 0.76801 | 33.23 | -33.23 | 33.23 | 139.06 | -96.73 | 1000 | 1000 | -33.23 | 33.23 | 33.23 | 60.9 | 33.23
2016-04-13 09:00:00 | 0.20195 | 0.23692 | 0.79951 | 31.94 | -31.94 | 31.94 | 137.77 | -95.44 | 1000 | 1000 | -31.94 | 31.94 | 31.94 | 59.29 | 31.94
2016-04-13 10:00:00 | 0.16334 | 0.2 | 0.78557 | 28.9 | -28.9 | 28.9 | 134.73 | -92.4 | 1000 | 1000 | -28.9 | 28.9 | 28.9 | 58.66 | 28.9
2016-04-13 11:00:00 | 0.12472 | 0.16308 | 0.79764 | 27.01 | -27.01 | 27.01 | 132.84 | -90.51 | 1000 | 1000 | -27.01 | 27.01 | 27.01 | 58.95 | 27.01
2016-04-13 12:00:00 | 0.09898 | 0.13846 | 0.85187 | 25.96 | -25.96 | 25.96 | 131.79 | -89.46 | 1000 | 1000 | -25.96 | 25.96 | 25.96 | 58 | 25.96
2016-04-13 13:00:00 | 0.10542 | 0.14462 | 0.80371 | 26 | -26 | 26 | 131.83 | -89.5 | 1000 | 1000 | -26 | 26 | 26 | 58.96 | 26
2016-04-13 14:00:00 | 0.10542 | 0.14462 | 0.71281 | 26.33 | -26.33 | 26.33 | 132.16 | -89.83 | 1000 | 1000 | -26.33 | 26.33 | 26.33 | 58.77 | 26.33
2016-04-13 15:00:00 | 0.12472 | 0.16308 | 0.66962 | 29 | -29 | 29 | 134.83 | -92.5 | 1000 | 1000 | -29 | 29 | 29 | 58.57 | 29
2016-04-13 16:00:00 | 0.09898 | 0.13846 | 0.64249 | 32.37 | -32.37 | 32.37 | 138.2 | -95.87 | 1000 | 1000 | -32.37 | 32.37 | 32.37 | 57.62 | 32.37
2016-04-13 17:00:00 | 0.15047 | 0.18769 | 0.6827 | 33.86 | -33.86 | 33.86 | 139.69 | -97.36 | 1000 | 1000 | -33.86 | 33.86 | 33.86 | 57.2 | 33.86
2016-04-13 18:00:00 | 0.23735 | 0.27077 | 0.76871 | 34.42 | -34.42 | 34.42 | 140.25 | -97.92 | 1000 | 1000 | -34.42 | 34.42 | 34.42 | 59.92 | 34.42
2016-04-13 19:00:00 | 0.27918 | 0.31077 | 0.84092 | 31.31 | -31.31 | 31.31 | 137.14 | -94.81 | 1000 | 1000 | -31.31 | 31.31 | 31.31 | 64.59 | 31.31
2016-04-13 20:00:00 | 0.33389 | 0.36308 | 0.81374 | 28 | -28 | 28 | 133.83 | -91.5 | 1000 | 1000 | -28 | 28 | 28 | 66.98 | 28
2016-04-13 21:00:00 | 0.35641 | 0.38462 | 0.75678 | 23.59 | -23.59 | 23.59 | 129.42 | -87.09 | 1000 | 1000 | -23.59 | 23.59 | 23.59 | 64.95 | 23.59
2016-04-13 22:00:00 | 0.35963 | 0.38769 | 0.66533 | 23.35 | -23.35 | 23.35 | 129.18 | -86.85 | 1000 | 1000 | -23.35 | 23.35 | 23.35 | 60.54 | 23.35
2016-04-13 23:00:00 | 0.3725 | 0.4 | 0.5102 | 21.93 | -21.93 | 21.93 | 127.76 | -85.43 | 1000 | 1000 | -21.93 | 21.93 | 21.93 | 57.04 | 21.93
2016-04-14 00:00:00 | 0.36285 | 0.39077 | 0.35579 | 21.18 | -21.18 | 21.18 | 127.01 | -84.68 | 1000 | 1000 | -21.18 | 21.18 | 21.18 | 51.9 | 21.18
2016-04-14 01:00:00 | 0.35641 | 0.38462 | 0.2723 | 20.94 | -20.94 | 20.94 | 126.77 | -84.44 | 1000 | 1000 | -20.94 | 20.94 | 20.94 | 50.67 | 20.94
2016-04-14 02:00:00 | 0.3532 | 0.38154 | 0.24656 | 21.06 | -21.06 | 21.06 | 126.89 | -84.56 | 1000 | 1000 | -21.06 | 21.06 | 21.06 | 49.2 | 21.06
2016-04-14 03:00:00 | 0.34998 | 0.37846 | 0.24182 | 21.74 | -21.74 | 21.74 | 127.57 | -85.24 | 1000 | 1000 | -21.74 | 21.74 | 21.74 | 48.46 | 21.74
2016-04-14 04:00:00 | 0.3532 | 0.38154 | 0.25666 | 27 | -27 | 27 | 132.83 | -90.5 | 1000 | 1000 | -27 | 27 | 27 | 49.24 | 27
2016-04-14 05:00:00 | 0.36285 | 0.39077 | 0.30259 | 32.03 | -32.03 | 32.03 | 137.86 | -95.53 | 1000 | 1000 | -32.03 | 32.03 | 32.03 | 49.32 | 32.03
2016-04-14 06:00:00 | 0.36607 | 0.39385 | 0.48151 | 37.28 | -37.28 | 37.28 | 143.11 | -100.78 | 1000 | 1000 | -37.28 | 37.28 | 37.28 | 57.4 | 37.28
2016-04-14 07:00:00 | 0.35963 | 0.38769 | 0.66658 | 34.59 | -34.59 | 34.59 | 140.42 | -98.09 | 1000 | 1000 | -34.59 | 34.59 | 34.59 | 64.01 | 34.59
2016-04-14 08:00:00 | 0.33067 | 0.36 | 0.76801 | 30.91 | -30.91 | 30.91 | 136.74 | -94.41 | 1000 | 1000 | -30.91 | 30.91 | 30.91 | 73.39 | 30.91
2016-04-14 09:00:00 | 0.28562 | 0.31692 | 0.79951 | 28.08 | -28.08 | 28.08 | 133.91 | -91.58 | 1000 | 1000 | -28.08 | 28.08 | 28.08 | 74.04 | 28.08
2016-04-14 10:00:00 | 0.23735 | 0.27077 | 0.78557 | 26.4 | -26.4 | 26.4 | 132.23 | -89.9 | 1000 | 1000 | -26.4 | 26.4 | 26.4 | 70.42 | 26.4
2016-04-14 11:00:00 | 0.21161 | 0.24615 | 0.79764 | 25.05 | -25.05 | 25.05 | 130.88 | -88.55 | 1000 | 1000 | -25.05 | 25.05 | 25.05 | 73.6 | 25.05
2016-04-14 12:00:00 | 0.21804 | 0.25231 | 0.85187 | 23.83 | -23.83 | 23.83 | 129.66 | -87.33 | 1000 | 1000 | -23.83 | 23.83 | 23.83 | 70.96 | 23.83
2016-04-14 13:00:00 | 0.18908 | 0.22462 | 0.80371 | 23.44 | -23.44 | 23.44 | 129.27 | -86.94 | 1000 | 1000 | -23.44 | 23.44 | 23.44 | 66.93 | 23.44
2016-04-14 14:00:00 | 0.21483 | 0.24923 | 0.71281 | 23.22 | -23.22 | 23.22 | 129.05 | -86.72 | 1000 | 1000 | -23.22 | 23.22 | 23.22 | 66.1 | 23.22
2016-04-14 15:00:00 | 0.1923 | 0.22769 | 0.66962 | 24.2 | -24.2 | 24.2 | 130.03 | -87.7 | 1000 | 1000 | -24.2 | 24.2 | 24.2 | 61.94 | 24.2
2016-04-14 16:00:00 | 0.25022 | 0.28308 | 0.64249 | 27.25 | -27.25 | 27.25 | 133.08 | -90.75 | 1000 | 1000 | -27.25 | 27.25 | 27.25 | 58.42 | 27.25
2016-04-14 17:00:00 | 0.28562 | 0.31692 | 0.6827 | 32.51 | -32.51 | 32.51 | 138.34 | -96.01 | 1000 | 1000 | -32.51 | 32.51 | 32.51 | 58.53 | 32.51
2016-04-14 18:00:00 | 0.33711 | 0.36615 | 0.76871 | 31.98 | -31.98 | 31.98 | 137.81 | -95.48 | 1000 | 1000 | -31.98 | 31.98 | 31.98 | 61.64 | 31.98
2016-04-14 19:00:00 | 0.40147 | 0.42769 | 0.84092 | 31.53 | -31.53 | 31.53 | 137.36 | -95.03 | 1000 | 1000 | -31.53 | 31.53 | 31.53 | 62 | 31.53
2016-04-14 20:00:00 | 0.4433 | 0.46769 | 0.81374 | 28.33 | -28.33 | 28.33 | 134.16 | -91.83 | 1000 | 1000 | -28.33 | 28.33 | 28.33 | 64 | 28.33
2016-04-14 21:00:00 | 0.46261 | 0.48615 | 0.75678 | 23.9 | -23.9 | 23.9 | 129.73 | -87.4 | 1000 | 1000 | -23.9 | 23.9 | 23.9 | 60.63 | 23.9
2016-04-14 22:00:00 | 0.46904 | 0.49231 | 0.66533 | 22.1 | -22.1 | 22.1 | 127.93 | -85.6 | 1000 | 1000 | -22.1 | 22.1 | 22.1 | 59.45 | 22.1
2016-04-14 23:00:00 | 0.48835 | 0.51077 | 0.5102 | 21.31 | -21.31 | 21.31 | 127.14 | -84.81 | 1000 | 1000 | -21.31 | 21.31 | 21.31 | 54.41 | 21.31
2016-04-15 00:00:00 | 0.51087 | 0.53231 | 0.35579 | 20.45 | -20.45 | 20.45 | 126.28 | -83.95 | 1000 | 1000 | -20.45 | 20.45 | 20.45 | 55.42 | 20.45
2016-04-15 01:00:00 | 0.48835 | 0.51077 | 0.2723 | 20.14 | -20.14 | 20.14 | 125.97 | -83.64 | 1000 | 1000 | -20.14 | 20.14 | 20.14 | 51.47 | 20.14
2016-04-15 02:00:00 | 0.48513 | 0.50769 | 0.24656 | 20.34 | -20.34 | 20.34 | 126.17 | -83.84 | 1000 | 1000 | -20.34 | 20.34 | 20.34 | 48.6 | 20.34
2016-04-15 03:00:00 | 0.53018 | 0.55077 | 0.24182 | 21.08 | -21.08 | 21.08 | 126.91 | -84.58 | 1000 | 1000 | -21.08 | 21.08 | 21.08 | 48 | 21.08
2016-04-15 04:00:00 | 0.53984 | 0.56 | 0.25666 | 25 | -25 | 25 | 130.83 | -88.5 | 1000 | 1000 | -25 | 25 | 25 | 49.32 | 25
2016-04-15 05:00:00 | 0.46904 | 0.49231 | 0.30259 | 31.69 | -31.69 | 31.69 | 137.52 | -95.19 | 1000 | 1000 | -31.69 | 31.69 | 31.69 | 53.46 | 31.69
2016-04-15 06:00:00 | 0.4079 | 0.43385 | 0.48151 | 34.7 | -34.7 | 34.7 | 140.53 | -98.2 | 1000 | 1000 | -34.7 | 34.7 | 34.7 | 58.4 | 34.7
2016-04-15 07:00:00 | 0.36285 | 0.39077 | 0.66658 | 33.02 | -33.02 | 33.02 | 138.85 | -96.52 | 1000 | 1000 | -33.02 | 33.02 | 33.02 | 65.2 | 33.02
2016-04-15 08:00:00 | 0.28562 | 0.31692 | 0.76801 | 30.98 | -30.98 | 30.98 | 136.81 | -94.48 | 1000 | 1000 | -30.98 | 30.98 | 30.98 | 73.89 | 30.98
2016-04-15 09:00:00 | 0.21161 | 0.24615 | 0.79951 | 29.94 | -29.94 | 29.94 | 135.77 | -93.44 | 1000 | 1000 | -29.94 | 29.94 | 29.94 | 67.94 | 29.94
2016-04-15 10:00:00 | 0.16977 | 0.20615 | 0.78557 | 28 | -28 | 28 | 133.83 | -91.5 | 1000 | 1000 | -28 | 28 | 28 | 66.98 | 28
2016-04-15 11:00:00 | 0.14725 | 0.18462 | 0.79764 | 23.82 | -23.82 | 23.82 | 129.65 | -87.32 | 1000 | 1000 | -23.82 | 23.82 | 23.82 | 66.92 | 23.82
2016-04-15 12:00:00 | 0.16656 | 0.20308 | 0.85187 | 22.81 | -22.81 | 22.81 | 128.64 | -86.31 | 1000 | 1000 | -22.81 | 22.81 | 22.81 | 63.45 | 22.81
2016-04-15 13:00:00 | 0.16012 | 0.19692 | 0.80371 | 21.36 | -21.36 | 21.36 | 127.19 | -84.86 | 1000 | 1000 | -21.36 | 21.36 | 21.36 | 59.26 | 21.36
2016-04-15 14:00:00 | 0.24379 | 0.27692 | 0.71281 | 21.32 | -21.32 | 21.32 | 127.15 | -84.82 | 1000 | 1000 | -21.32 | 21.32 | 21.32 | 57.02 | 21.32
2016-04-15 15:00:00 | 0.25022 | 0.28308 | 0.66962 | 22.51 | -22.51 | 22.51 | 128.34 | -86.01 | 1000 | 1000 | -22.51 | 22.51 | 22.51 | 55.98 | 22.51
2016-04-15 16:00:00 | 0.25022 | 0.28308 | 0.64249 | 23.94 | -23.94 | 23.94 | 129.77 | -87.44 | 1000 | 1000 | -23.94 | 23.94 | 23.94 | 55.37 | 23.94
2016-04-15 17:00:00 | 0.247 | 0.28 | 0.6827 | 26.34 | -26.34 | 26.34 | 132.17 | -89.84 | 1000 | 1000 | -26.34 | 26.34 | 26.34 | 55.97 | 26.34
2016-04-15 18:00:00 | 0.26309 | 0.29538 | 0.76871 | 28.08 | -28.08 | 28.08 | 133.91 | -91.58 | 1000 | 1000 | -28.08 | 28.08 | 28.08 | 56.76 | 28.08
2016-04-15 19:00:00 | 0.27597 | 0.30769 | 0.84092 | 27.08 | -27.08 | 27.08 | 132.91 | -90.58 | 1000 | 1000 | -27.08 | 27.08 | 27.08 | 60.07 | 27.08
2016-04-15 20:00:00 | 0.3178 | 0.34769 | 0.81374 | 25 | -25 | 25 | 130.83 | -88.5 | 1000 | 1000 | -25 | 25 | 25 | 63.92 | 25
2016-04-15 21:00:00 | 0.30493 | 0.33538 | 0.75678 | 24.69 | -24.69 | 24.69 | 130.52 | -88.19 | 1000 | 1000 | -24.69 | 24.69 | 24.69 | 59.25 | 24.69
2016-04-15 22:00:00 | 0.32745 | 0.35692 | 0.66533 | 21.3 | -21.3 | 21.3 | 127.13 | -84.8 | 1000 | 1000 | -21.3 | 21.3 | 21.3 | 58.47 | 21.3
2016-04-15 23:00:00 | 0.33389 | 0.36308 | 0.5102 | 19.7 | -19.7 | 19.7 | 125.53 | -83.2 | 1000 | 1000 | -19.7 | 19.7 | 19.7 | 55.48 | 19.7
2016-04-16 00:00:00 | 0.34032 | 0.36923 | 0.39269 | 19.24 | -19.24 | 19.24 | 125.07 | -82.74 | 1000 | 1000 | -19.24 | 19.24 | 19.24 | 54.94 | 19.24
2016-04-16 01:00:00 | 0.35963 | 0.38769 | 0.32007 | 18.28 | -18.28 | 18.28 | 124.11 | -81.78 | 1000 | 1000 | -18.28 | 18.28 | 18.28 | 53.19 | 18.28
2016-04-16 02:00:00 | 0.3532 | 0.38154 | 0.27054 | 17.19 | -17.19 | 17.19 | 123.02 | -80.69 | 1000 | 1000 | -17.19 | 17.19 | 17.19 | 52.05 | 17.19
2016-04-16 03:00:00 | 0.37894 | 0.40615 | 0.2573 | 18.76 | -18.76 | 18.76 | 124.59 | -82.26 | 1000 | 1000 | -18.76 | 18.76 | 18.76 | 51.08 | 18.76
2016-04-16 04:00:00 | 0.41112 | 0.43692 | 0.25708 | 19.46 | -19.46 | 19.46 | 125.29 | -82.96 | 1000 | 1000 | -19.46 | 19.46 | 19.46 | 52.07 | 19.46
2016-04-16 05:00:00 | 0.3725 | 0.4 | 0.2679 | 19.54 | -19.54 | 19.54 | 125.37 | -83.04 | 1000 | 1000 | -19.54 | 19.54 | 19.54 | 52.68 | 19.54
2016-04-16 06:00:00 | 0.33711 | 0.36615 | 0.32786 | 21.14 | -21.14 | 21.14 | 126.97 | -84.64 | 1000 | 1000 | -21.14 | 21.14 | 21.14 | 52.6 | 21.14
2016-04-16 07:00:00 | 0.26309 | 0.29538 | 0.51632 | 21.64 | -21.64 | 21.64 | 127.47 | -85.14 | 1000 | 1000 | -21.64 | 21.64 | 21.64 | 53.77 | 21.64
2016-04-16 08:00:00 | 0.19552 | 0.23077 | 0.72881 | 19.8 | -19.8 | 19.8 | 125.63 | -83.3 | 1000 | 1000 | -19.8 | 19.8 | 19.8 | 55.66 | 19.8
2016-04-16 09:00:00 | 0.14081 | 0.17846 | 0.83671 | 19.06 | -19.06 | 19.06 | 124.89 | -82.56 | 1000 | 1000 | -19.06 | 19.06 | 19.06 | 56.12 | 19.06
2016-04-16 10:00:00 | 0.15047 | 0.18769 | 0.89575 | 18.05 | -18.05 | 18.05 | 123.88 | -81.55 | 1000 | 1000 | -18.05 | 18.05 | 18.05 | 56.12 | 18.05
2016-04-16 11:00:00 | 0.14725 | 0.18462 | 0.93645 | 14.06 | -14.06 | 14.06 | 119.89 | -77.56 | 1000 | 1000 | -14.06 | 14.06 | 14.06 | 56.18 | 14.06
2016-04-16 12:00:00 | 0.1376 | 0.17538 | 0.97446 | 13.77 | -13.77 | 13.77 | 119.6 | -77.27 | 1000 | 1000 | -13.77 | 13.77 | 13.77 | 56.85 | 13.77
2016-04-16 13:00:00 | 0.12151 | 0.16 | 0.93367 | 13.19 | -13.19 | 13.19 | 119.02 | -76.69 | 1000 | 1000 | -13.19 | 13.19 | 13.19 | 55.01 | 13.19
2016-04-16 14:00:00 | 0.11185 | 0.15077 | 0.82041 | 12.69 | -12.69 | 12.69 | 118.52 | -76.19 | 1000 | 1000 | -12.69 | 12.69 | 12.69 | 52.44 | 12.69
2016-04-16 15:00:00 | 0.09898 | 0.13846 | 0.73445 | 14.08 | -14.08 | 14.08 | 119.91 | -77.58 | 1000 | 1000 | -14.08 | 14.08 | 14.08 | 50 | 14.08
2016-04-16 16:00:00 | 0.16334 | 0.2 | 0.70905 | 17.69 | -17.69 | 17.69 | 123.52 | -81.19 | 1000 | 1000 | -17.69 | 17.69 | 17.69 | 50 | 17.69
2016-04-16 17:00:00 | 0.16012 | 0.19692 | 0.76491 | 22.05 | -22.05 | 22.05 | 127.88 | -85.55 | 1000 | 1000 | -22.05 | 22.05 | 22.05 | 52.57 | 22.05
2016-04-16 18:00:00 | 0.2277 | 0.26154 | 0.87191 | 23.7 | -23.7 | 23.7 | 129.53 | -87.2 | 1000 | 1000 | -23.7 | 23.7 | 23.7 | 55.98 | 23.7
2016-04-16 19:00:00 | 0.26631 | 0.29846 | 0.93772 | 24.31 | -24.31 | 24.31 | 130.14 | -87.81 | 1000 | 1000 | -24.31 | 24.31 | 24.31 | 56.17 | 24.31
2016-04-16 20:00:00 | 0.27597 | 0.30769 | 0.86663 | 23.94 | -23.94 | 23.94 | 129.77 | -87.44 | 1000 | 1000 | -23.94 | 23.94 | 23.94 | 59.93 | 23.94
2016-04-16 21:00:00 | 0.2824 | 0.31385 | 0.72173 | 20.83 | -20.83 | 20.83 | 126.66 | -84.33 | 1000 | 1000 | -20.83 | 20.83 | 20.83 | 57.04 | 20.83
2016-04-16 22:00:00 | 0.3178 | 0.34769 | 0.6763 | 19.33 | -19.33 | 19.33 | 125.16 | -82.83 | 1000 | 1000 | -19.33 | 19.33 | 19.33 | 57.13 | 19.33
2016-04-16 23:00:00 | 0.32102 | 0.35077 | 0.57413 | 17.74 | -17.74 | 17.74 | 123.57 | -81.24 | 1000 | 1000 | -17.74 | 17.74 | 17.74 | 53.2 | 17.74
2016-04-17 00:00:00 | 0.30493 | 0.33538 | 0.42848 | 15.85 | -15.85 | 15.85 | 121.68 | -79.35 | 1000 | 1000 | -15.85 | 15.85 | 15.85 | 53.4 | 15.85
2016-04-17 01:00:00 | 0.30171 | 0.33231 | 0.3248 | 15.13 | -15.13 | 15.13 | 120.96 | -78.63 | 1000 | 1000 | -15.13 | 15.13 | 15.13 | 52.74 | 15.13
2016-04-17 02:00:00 | 0.30815 | 0.33846 | 0.2597 | 15.15 | -15.15 | 15.15 | 120.98 | -78.65 | 1000 | 1000 | -15.15 | 15.15 | 15.15 | 49.95 | 15.15
2016-04-17 03:00:00 | 0.3178 | 0.34769 | 0.23571 | 14.57 | -14.57 | 14.57 | 120.4 | -78.07 | 1000 | 1000 | -14.57 | 14.57 | 14.57 | 45.28 | 14.57
2016-04-17 04:00:00 | 0.33389 | 0.36308 | 0.22974 | 14.82 | -14.82 | 14.82 | 120.65 | -78.32 | 1000 | 1000 | -14.82 | 14.82 | 14.82 | 45.31 | 14.82
2016-04-17 05:00:00 | 0.36285 | 0.39077 | 0.23181 | 14.57 | -14.57 | 14.57 | 120.4 | -78.07 | 1000 | 1000 | -14.57 | 14.57 | 14.57 | 48.1 | 14.57
2016-04-17 06:00:00 | 0.36607 | 0.39385 | 0.24273 | 16.48 | -16.48 | 16.48 | 122.31 | -79.98 | 1000 | 1000 | -16.48 | 16.48 | 16.48 | 44 | 16.48
2016-04-17 07:00:00 | 0.3532 | 0.38154 | 0.33217 | 18.69 | -18.69 | 18.69 | 124.52 | -82.19 | 1000 | 1000 | -18.69 | 18.69 | 18.69 | 47.49 | 18.69
2016-04-17 08:00:00 | 0.34354 | 0.37231 | 0.53135 | 18.69 | -18.69 | 18.69 | 124.52 | -82.19 | 1000 | 1000 | -18.69 | 18.69 | 18.69 | 49.43 | 18.69
2016-04-17 09:00:00 | 0.3178 | 0.34769 | 0.74639 | 18.94 | -18.94 | 18.94 | 124.77 | -82.44 | 1000 | 1000 | -18.94 | 18.94 | 18.94 | 51.27 | 18.94
2016-04-17 10:00:00 | 0.26953 | 0.30154 | 0.8642 | 18.16 | -18.16 | 18.16 | 123.99 | -81.66 | 1000 | 1000 | -18.16 | 18.16 | 18.16 | 52.77 | 18.16
2016-04-17 11:00:00 | 0.23413 | 0.26769 | 0.95828 | 16.16 | -16.16 | 16.16 | 121.99 | -79.66 | 1000 | 1000 | -16.16 | 16.16 | 16.16 | 53.02 | 16.16
2016-04-17 12:00:00 | 0.23092 | 0.26462 | 0.97557 | 13.82 | -13.82 | 13.82 | 119.65 | -77.32 | 1000 | 1000 | -13.82 | 13.82 | 13.82 | 53.04 | 13.82
2016-04-17 13:00:00 | 0.23735 | 0.27077 | 0.80626 | 12.52 | -12.52 | 12.52 | 118.35 | -76.02 | 1000 | 1000 | -12.52 | 12.52 | 12.52 | 48.18 | 12.52
2016-04-17 14:00:00 | 0.2277 | 0.26154 | 0.66004 | 13.52 | -13.52 | 13.52 | 119.35 | -77.02 | 1000 | 1000 | -13.52 | 13.52 | 13.52 | 41.98 | 13.52
2016-04-17 15:00:00 | 0.23092 | 0.26462 | 0.58723 | 16.16 | -16.16 | 16.16 | 121.99 | -79.66 | 1000 | 1000 | -16.16 | 16.16 | 16.16 | 37.31 | 16.16
2016-04-17 16:00:00 | 0.21161 | 0.24615 | 0.52352 | 19.35 | -19.35 | 19.35 | 125.18 | -82.85 | 1000 | 1000 | -19.35 | 19.35 | 19.35 | 40.95 | 19.35
2016-04-17 17:00:00 | 0.23413 | 0.26769 | 0.55331 | 21.19 | -21.19 | 21.19 | 127.02 | -84.69 | 1000 | 1000 | -21.19 | 21.19 | 21.19 | 49.58 | 21.19
2016-04-17 18:00:00 | 0.28562 | 0.31692 | 0.67192 | 26.4 | -26.4 | 26.4 | 132.23 | -89.9 | 1000 | 1000 | -26.4 | 26.4 | 26.4 | 51.23 | 26.4
2016-04-17 19:00:00 | 0.35641 | 0.38462 | 0.77603 | 29.65 | -29.65 | 29.65 | 135.48 | -93.15 | 1000 | 1000 | -29.65 | 29.65 | 29.65 | 54.76 | 29.65
2016-04-17 20:00:00 | 0.37572 | 0.40308 | 0.75374 | 30.16 | -30.16 | 30.16 | 135.99 | -93.66 | 1000 | 1000 | -30.16 | 30.16 | 30.16 | 56.46 | 30.16
2016-04-17 21:00:00 | 0.41112 | 0.43692 | 0.70206 | 27.25 | -27.25 | 27.25 | 133.08 | -90.75 | 1000 | 1000 | -27.25 | 27.25 | 27.25 | 56.7 | 27.25
2016-04-17 22:00:00 | 0.44973 | 0.47385 | 0.62189 | 20.92 | -20.92 | 20.92 | 126.75 | -84.42 | 1000 | 1000 | -20.92 | 20.92 | 20.92 | 57.22 | 20.92
2016-04-17 23:00:00 | 0.44973 | 0.47385 | 0.46945 | 20.9 | -20.9 | 20.9 | 126.73 | -84.4 | 1000 | 1000 | -20.9 | 20.9 | 20.9 | 52.71 | 20.9
2016-04-18 00:00:00 | 0.45939 | 0.48308 | 0.35579 | 19.7 | -19.7 | 19.7 | 125.53 | -83.2 | 1000 | 1000 | -19.7 | 19.7 | 19.7 | 49.57 | 19.7
2016-04-18 01:00:00 | 0.48191 | 0.50462 | 0.2723 | 18.9 | -18.9 | 18.9 | 124.73 | -82.4 | 1000 | 1000 | -18.9 | 18.9 | 18.9 | 47.82 | 18.9
2016-04-18 02:00:00 | 0.51087 | 0.53231 | 0.24656 | 19 | -19 | 19 | 124.83 | -82.5 | 1000 | 1000 | -19 | 19 | 19 | 45.44 | 19
2016-04-18 03:00:00 | 0.51409 | 0.53538 | 0.24182 | 20.6 | -20.6 | 20.6 | 126.43 | -84.1 | 1000 | 1000 | -20.6 | 20.6 | 20.6 | 44.8 | 20.6
2016-04-18 04:00:00 | 0.51409 | 0.53538 | 0.25666 | 30 | -30 | 30 | 135.83 | -93.5 | 1000 | 1000 | -30 | 30 | 30 | 45.14 | 30
2016-04-18 05:00:00 | 0.50122 | 0.52308 | 0.30259 | 37.06 | -37.06 | 37.06 | 142.89 | -100.56 | 1000 | 1000 | -37.06 | 37.06 | 37.06 | 50.14 | 37.06
2016-04-18 06:00:00 | 0.44652 | 0.47077 | 0.48151 | 38.79 | -38.79 | 38.79 | 144.62 | -102.29 | 1000 | 1000 | -38.79 | 38.79 | 38.79 | 61.75 | 38.79
2016-04-18 07:00:00 | 0.38216 | 0.40923 | 0.66658 | 29.27 | -29.27 | 29.27 | 135.1 | -92.77 | 1000 | 1000 | -29.27 | 29.27 | 29.27 | 65.51 | 29.27
2016-04-18 08:00:00 | 0.34676 | 0.37538 | 0.76801 | 24.09 | -24.09 | 24.09 | 129.92 | -87.59 | 1000 | 1000 | -24.09 | 24.09 | 24.09 | 69.1 | 24.09
2016-04-18 09:00:00 | 0.30493 | 0.33538 | 0.79951 | 23.28 | -23.28 | 23.28 | 129.11 | -86.78 | 1000 | 1000 | -23.28 | 23.28 | 23.28 | 69.51 | 23.28
2016-04-18 10:00:00 | 0.30171 | 0.33231 | 0.78557 | 21.14 | -21.14 | 21.14 | 126.97 | -84.64 | 1000 | 1000 | -21.14 | 21.14 | 21.14 | 67.99 | 21.14
2016-04-18 11:00:00 | 0.2824 | 0.31385 | 0.79764 | 20.7 | -20.7 | 20.7 | 126.53 | -84.2 | 1000 | 1000 | -20.7 | 20.7 | 20.7 | 67.96 | 20.7
2016-04-18 12:00:00 | 0.26953 | 0.30154 | 0.85187 | 20.65 | -20.65 | 20.65 | 126.48 | -84.15 | 1000 | 1000 | -20.65 | 20.65 | 20.65 | 65.07 | 20.65
2016-04-18 13:00:00 | 0.26309 | 0.29538 | 0.80371 | 20.49 | -20.49 | 20.49 | 126.32 | -83.99 | 1000 | 1000 | -20.49 | 20.49 | 20.49 | 66.1 | 20.49
2016-04-18 14:00:00 | 0.25666 | 0.28923 | 0.71281 | 20.31 | -20.31 | 20.31 | 126.14 | -83.81 | 1000 | 1000 | -20.31 | 20.31 | 20.31 | 64.83 | 20.31
2016-04-18 15:00:00 | 0.25022 | 0.28308 | 0.66962 | 20.94 | -20.94 | 20.94 | 126.77 | -84.44 | 1000 | 1000 | -20.94 | 20.94 | 20.94 | 61.27 | 20.94
2016-04-18 16:00:00 | 0.25344 | 0.28615 | 0.64249 | 23.19 | -23.19 | 23.19 | 129.02 | -86.69 | 1000 | 1000 | -23.19 | 23.19 | 23.19 | 57.22 | 23.19
2016-04-18 17:00:00 | 0.25988 | 0.29231 | 0.6827 | 25.62 | -25.62 | 25.62 | 131.45 | -89.12 | 1000 | 1000 | -25.62 | 25.62 | 25.62 | 57.2 | 25.62
2016-04-18 18:00:00 | 0.26953 | 0.30154 | 0.76871 | 27.92 | -27.92 | 27.92 | 133.75 | -91.42 | 1000 | 1000 | -27.92 | 27.92 | 27.92 | 62.92 | 27.92
2016-04-18 19:00:00 | 0.27597 | 0.30769 | 0.84092 | 29.03 | -29.03 | 29.03 | 134.86 | -92.53 | 1000 | 1000 | -29.03 | 29.03 | 29.03 | 65.18 | 29.03
2016-04-18 20:00:00 | 0.27918 | 0.31077 | 0.81374 | 22.55 | -22.55 | 22.55 | 128.38 | -86.05 | 1000 | 1000 | -22.55 | 22.55 | 22.55 | 67.41 | 22.55
2016-04-18 21:00:00 | 0.27918 | 0.31077 | 0.75678 | 19.31 | -19.31 | 19.31 | 125.14 | -82.81 | 1000 | 1000 | -19.31 | 19.31 | 19.31 | 64.91 | 19.31
2016-04-18 22:00:00 | 0.27597 | 0.30769 | 0.66533 | 19.32 | -19.32 | 19.32 | 125.15 | -82.82 | 1000 | 1000 | -19.32 | 19.32 | 19.32 | 60 | 19.32
2016-04-18 23:00:00 | 0.28562 | 0.31692 | 0.5102 | 18.69 | -18.69 | 18.69 | 124.52 | -82.19 | 1000 | 1000 | -18.69 | 18.69 | 18.69 | 52.54 | 18.69
2016-04-19 00:00:00 | 0.29206 | 0.32308 | 0.35579 | 18.04 | -18.04 | 18.04 | 123.87 | -81.54 | 1000 | 1000 | -18.04 | 18.04 | 18.04 | 49.14 | 18.04
2016-04-19 01:00:00 | 0.29849 | 0.32923 | 0.2723 | 17.49 | -17.49 | 17.49 | 123.32 | -80.99 | 1000 | 1000 | -17.49 | 17.49 | 17.49 | 46.24 | 17.49
2016-04-19 02:00:00 | 0.33067 | 0.36 | 0.24656 | 18.44 | -18.44 | 18.44 | 124.27 | -81.94 | 1000 | 1000 | -18.44 | 18.44 | 18.44 | 46.59 | 18.44
2016-04-19 03:00:00 | 0.33711 | 0.36615 | 0.24182 | 19.8 | -19.8 | 19.8 | 125.63 | -83.3 | 1000 | 1000 | -19.8 | 19.8 | 19.8 | 45.68 | 19.8
2016-04-19 04:00:00 | 0.36285 | 0.39077 | 0.25666 | 26.93 | -26.93 | 26.93 | 132.76 | -90.43 | 1000 | 1000 | -26.93 | 26.93 | 26.93 | 47.08 | 26.93
2016-04-19 05:00:00 | 0.35641 | 0.38462 | 0.30259 | 29.99 | -29.99 | 29.99 | 135.82 | -93.49 | 1000 | 1000 | -29.99 | 29.99 | 29.99 | 48.29 | 29.99
2016-04-19 06:00:00 | 0.32424 | 0.35385 | 0.48151 | 29.68 | -29.68 | 29.68 | 135.51 | -93.18 | 1000 | 1000 | -29.68 | 29.68 | 29.68 | 55.28 | 29.68
2016-04-19 07:00:00 | 0.29527 | 0.32615 | 0.66658 | 21.96 | -21.96 | 21.96 | 127.79 | -85.46 | 1000 | 1000 | -21.96 | 21.96 | 21.96 | 63.36 | 21.96
2016-04-19 08:00:00 | 0.25666 | 0.28923 | 0.76801 | 20.94 | -20.94 | 20.94 | 126.77 | -84.44 | 1000 | 1000 | -20.94 | 20.94 | 20.94 | 68.92 | 20.94
2016-04-19 09:00:00 | 0.23413 | 0.26769 | 0.79951 | 20.42 | -20.42 | 20.42 | 126.25 | -83.92 | 1000 | 1000 | -20.42 | 20.42 | 20.42 | 64.93 | 20.42
2016-04-19 10:00:00 | 0.30493 | 0.33538 | 0.78557 | 17.79 | -17.79 | 17.79 | 123.62 | -81.29 | 1000 | 1000 | -17.79 | 17.79 | 17.79 | 61.06 | 17.79
2016-04-19 11:00:00 | 0.23735 | 0.27077 | 0.79764 | 15.62 | -15.62 | 15.62 | 121.45 | -79.12 | 1000 | 1000 | -15.62 | 15.62 | 15.62 | 61.26 | 15.62
2016-04-19 12:00:00 | 0.22448 | 0.25846 | 0.85187 | 13.6 | -13.6 | 13.6 | 119.43 | -77.1 | 1000 | 1000 | -13.6 | 13.6 | 13.6 | 59.75 | 13.6
2016-04-19 13:00:00 | 0.20517 | 0.24 | 0.80371 | 13.68 | -13.68 | 13.68 | 119.51 | -77.18 | 1000 | 1000 | -13.68 | 13.68 | 13.68 | 57.84 | 13.68
2016-04-19 14:00:00 | 0.19874 | 0.23385 | 0.71281 | 15.02 | -15.02 | 15.02 | 120.85 | -78.52 | 1000 | 1000 | -15.02 | 15.02 | 15.02 | 57.42 | 15.02
2016-04-19 15:00:00 | 0.22126 | 0.25538 | 0.66962 | 19.24 | -19.24 | 19.24 | 125.07 | -82.74 | 1000 | 1000 | -19.24 | 19.24 | 19.24 | 57.06 | 19.24
2016-04-19 16:00:00 | 0.25666 | 0.28923 | 0.64249 | 20.76 | -20.76 | 20.76 | 126.59 | -84.26 | 1000 | 1000 | -20.76 | 20.76 | 20.76 | 56.53 | 20.76
2016-04-19 17:00:00 | 0.25666 | 0.28923 | 0.6827 | 23.99 | -23.99 | 23.99 | 129.82 | -87.49 | 1000 | 1000 | -23.99 | 23.99 | 23.99 | 57.09 | 23.99
2016-04-19 18:00:00 | 0.27918 | 0.31077 | 0.76871 | 25.95 | -25.95 | 25.95 | 131.78 | -89.45 | 1000 | 1000 | -25.95 | 25.95 | 25.95 | 58.25 | 25.95
2016-04-19 19:00:00 | 0.33711 | 0.36615 | 0.84092 | 24.87 | -24.87 | 24.87 | 130.7 | -88.37 | 1000 | 1000 | -24.87 | 24.87 | 24.87 | 62.11 | 24.87
2016-04-19 20:00:00 | 0.35963 | 0.38769 | 0.81374 | 21.42 | -21.42 | 21.42 | 127.25 | -84.92 | 1000 | 1000 | -21.42 | 21.42 | 21.42 | 63.94 | 21.42
2016-04-19 21:00:00 | 0.34032 | 0.36923 | 0.75678 | 19.33 | -19.33 | 19.33 | 125.16 | -82.83 | 1000 | 1000 | -19.33 | 19.33 | 19.33 | 58.2 | 19.33
2016-04-19 22:00:00 | 0.34354 | 0.37231 | 0.66533 | 19.14 | -19.14 | 19.14 | 124.97 | -82.64 | 1000 | 1000 | -19.14 | 19.14 | 19.14 | 56.53 | 19.14
2016-04-19 23:00:00 | 0.34354 | 0.37231 | 0.5102 | 18.85 | -18.85 | 18.85 | 124.68 | -82.35 | 1000 | 1000 | -18.85 | 18.85 | 18.85 | 52.43 | 18.85
2016-04-20 00:00:00 | 0.36929 | 0.39692 | 0.35579 | 16.5 | -16.5 | 16.5 | 122.33 | -80 | 1000 | 1000 | -16.5 | 16.5 | 16.5 | 49.1 | 16.5
2016-04-20 01:00:00 | 0.38859 | 0.41538 | 0.2723 | 17.49 | -17.49 | 17.49 | 123.32 | -80.99 | 1000 | 1000 | -17.49 | 17.49 | 17.49 | 47.79 | 17.49
2016-04-20 02:00:00 | 0.41434 | 0.44 | 0.24656 | 18.63 | -18.63 | 18.63 | 124.46 | -82.13 | 1000 | 1000 | -18.63 | 18.63 | 18.63 | 44.02 | 18.63
2016-04-20 03:00:00 | 0.36929 | 0.39692 | 0.24182 | 20 | -20 | 20 | 125.83 | -83.5 | 1000 | 1000 | -20 | 20 | 20 | 43.34 | 20
2016-04-20 04:00:00 | 0.36929 | 0.39692 | 0.25666 | 25.76 | -25.76 | 25.76 | 131.59 | -89.26 | 1000 | 1000 | -25.76 | 25.76 | 25.76 | 47.08 | 25.76
2016-04-20 05:00:00 | 0.36285 | 0.39077 | 0.30259 | 30.55 | -30.55 | 30.55 | 136.38 | -94.05 | 1000 | 1000 | -30.55 | 30.55 | 30.55 | 49.93 | 30.55
2016-04-20 06:00:00 | 0.3532 | 0.38154 | 0.48151 | 31.91 | -31.91 | 31.91 | 137.74 | -95.41 | 1000 | 1000 | -31.91 | 31.91 | 31.91 | 57.83 | 31.91
2016-04-20 07:00:00 | 0.34676 | 0.37538 | 0.66658 | 26.44 | -26.44 | 26.44 | 132.27 | -89.94 | 1000 | 1000 | -26.44 | 26.44 | 26.44 | 63.43 | 26.44
2016-04-20 08:00:00 | 0.32424 | 0.35385 | 0.76801 | 23.02 | -23.02 | 23.02 | 128.85 | -86.52 | 1000 | 1000 | -23.02 | 23.02 | 23.02 | 65.92 | 23.02
2016-04-20 09:00:00 | 0.3178 | 0.34769 | 0.79951 | 22.43 | -22.43 | 22.43 | 128.26 | -85.93 | 1000 | 1000 | -22.43 | 22.43 | 22.43 | 64.27 | 22.43
2016-04-20 10:00:00 | 0.3178 | 0.34769 | 0.78557 | 21.51 | -21.51 | 21.51 | 127.34 | -85.01 | 1000 | 1000 | -21.51 | 21.51 | 21.51 | 63.92 | 21.51
2016-04-20 11:00:00 | 0.28562 | 0.31692 | 0.79764 | 20.49 | -20.49 | 20.49 | 126.32 | -83.99 | 1000 | 1000 | -20.49 | 20.49 | 20.49 | 65.25 | 20.49
2016-04-20 12:00:00 | 0.25988 | 0.29231 | 0.85187 | 20.89 | -20.89 | 20.89 | 126.72 | -84.39 | 1000 | 1000 | -20.89 | 20.89 | 20.89 | 64.01 | 20.89
2016-04-20 13:00:00 | 0.23735 | 0.27077 | 0.80371 | 21.57 | -21.57 | 21.57 | 127.4 | -85.07 | 1000 | 1000 | -21.57 | 21.57 | 21.57 | 63.9 | 21.57
2016-04-20 14:00:00 | 0.23735 | 0.27077 | 0.71281 | 21.59 | -21.59 | 21.59 | 127.42 | -85.09 | 1000 | 1000 | -21.59 | 21.59 | 21.59 | 61.46 | 21.59
2016-04-20 15:00:00 | 0.23735 | 0.27077 | 0.66962 | 22.89 | -22.89 | 22.89 | 128.72 | -86.39 | 1000 | 1000 | -22.89 | 22.89 | 22.89 | 58.88 | 22.89
2016-04-20 16:00:00 | 0.20195 | 0.23692 | 0.64249 | 27.24 | -27.24 | 27.24 | 133.07 | -90.74 | 1000 | 1000 | -27.24 | 27.24 | 27.24 | 54.99 | 27.24
2016-04-20 17:00:00 | 0.22448 | 0.25846 | 0.6827 | 31.09 | -31.09 | 31.09 | 136.92 | -94.59 | 1000 | 1000 | -31.09 | 31.09 | 31.09 | 55.21 | 31.09
2016-04-20 18:00:00 | 0.29527 | 0.32615 | 0.76871 | 32.16 | -32.16 | 32.16 | 137.99 | -95.66 | 1000 | 1000 | -32.16 | 32.16 | 32.16 | 61.2 | 32.16
2016-04-20 19:00:00 | 0.37894 | 0.40615 | 0.84092 | 30.66 | -30.66 | 30.66 | 136.49 | -94.16 | 1000 | 1000 | -30.66 | 30.66 | 30.66 | 61.91 | 30.66
2016-04-20 20:00:00 | 0.41112 | 0.43692 | 0.81374 | 28.52 | -28.52 | 28.52 | 134.35 | -92.02 | 1000 | 1000 | -28.52 | 28.52 | 28.52 | 63.9 | 28.52
2016-04-20 21:00:00 | 0.42399 | 0.44923 | 0.75678 | 24.5 | -24.5 | 24.5 | 130.33 | -88 | 1000 | 1000 | -24.5 | 24.5 | 24.5 | 60.28 | 24.5
2016-04-20 22:00:00 | 0.43686 | 0.46154 | 0.66533 | 22.51 | -22.51 | 22.51 | 128.34 | -86.01 | 1000 | 1000 | -22.51 | 22.51 | 22.51 | 56.21 | 22.51
2016-04-20 23:00:00 | 0.42399 | 0.44923 | 0.5102 | 20.5 | -20.5 | 20.5 | 126.33 | -84 | 1000 | 1000 | -20.5 | 20.5 | 20.5 | 51.35 | 20.5
2016-04-21 00:00:00 | 0.45939 | 0.48308 | 0.35579 | 19.93 | -19.93 | 19.93 | 125.76 | -83.43 | 1000 | 1000 | -19.93 | 19.93 | 19.93 | 47.54 | 19.93
2016-04-21 01:00:00 | 0.46582 | 0.48923 | 0.2723 | 19.58 | -19.58 | 19.58 | 125.41 | -83.08 | 1000 | 1000 | -19.58 | 19.58 | 19.58 | 45.58 | 19.58
2016-04-21 02:00:00 | 0.4787 | 0.50154 | 0.24656 | 19.84 | -19.84 | 19.84 | 125.67 | -83.34 | 1000 | 1000 | -19.84 | 19.84 | 19.84 | 43.89 | 19.84
2016-04-21 03:00:00 | 0.4787 | 0.50154 | 0.24182 | 21.11 | -21.11 | 21.11 | 126.94 | -84.61 | 1000 | 1000 | -21.11 | 21.11 | 21.11 | 44.96 | 21.11
2016-04-21 04:00:00 | 0.52053 | 0.54154 | 0.25666 | 29.1 | -29.1 | 29.1 | 134.93 | -92.6 | 1000 | 1000 | -29.1 | 29.1 | 29.1 | 46.23 | 29.1
2016-04-21 05:00:00 | 0.49479 | 0.51692 | 0.30259 | 34.58 | -34.58 | 34.58 | 140.41 | -98.08 | 1000 | 1000 | -34.58 | 34.58 | 34.58 | 49.83 | 34.58
2016-04-21 06:00:00 | 0.42077 | 0.44615 | 0.48151 | 35.38 | -35.38 | 35.38 | 141.21 | -98.88 | 1000 | 1000 | -35.38 | 35.38 | 35.38 | 54.25 | 35.38
2016-04-21 07:00:00 | 0.35641 | 0.38462 | 0.66658 | 32.92 | -32.92 | 32.92 | 138.75 | -96.42 | 1000 | 1000 | -32.92 | 32.92 | 32.92 | 61.5 | 32.92
2016-04-21 08:00:00 | 0.32102 | 0.35077 | 0.76801 | 28.91 | -28.91 | 28.91 | 134.74 | -92.41 | 1000 | 1000 | -28.91 | 28.91 | 28.91 | 64.57 | 28.91
2016-04-21 09:00:00 | 0.31458 | 0.34462 | 0.79951 | 26.12 | -26.12 | 26.12 | 131.95 | -89.62 | 1000 | 1000 | -26.12 | 26.12 | 26.12 | 62.99 | 26.12
2016-04-21 10:00:00 | 0.26631 | 0.29846 | 0.78557 | 23.59 | -23.59 | 23.59 | 129.42 | -87.09 | 1000 | 1000 | -23.59 | 23.59 | 23.59 | 63.27 | 23.59
2016-04-21 11:00:00 | 0.23413 | 0.26769 | 0.79764 | 23.43 | -23.43 | 23.43 | 129.26 | -86.93 | 1000 | 1000 | -23.43 | 23.43 | 23.43 | 64.6 | 23.43
2016-04-21 12:00:00 | 0.20839 | 0.24308 | 0.85187 | 23.47 | -23.47 | 23.47 | 129.3 | -86.97 | 1000 | 1000 | -23.47 | 23.47 | 23.47 | 62.92 | 23.47
2016-04-21 13:00:00 | 0.20839 | 0.24308 | 0.80371 | 23.93 | -23.93 | 23.93 | 129.76 | -87.43 | 1000 | 1000 | -23.93 | 23.93 | 23.93 | 59.17 | 23.93
2016-04-21 14:00:00 | 0.16656 | 0.20308 | 0.71281 | 23.95 | -23.95 | 23.95 | 129.78 | -87.45 | 1000 | 1000 | -23.95 | 23.95 | 23.95 | 61.19 | 23.95
2016-04-21 15:00:00 | 0.1569 | 0.19385 | 0.66962 | 27.61 | -27.61 | 27.61 | 133.44 | -91.11 | 1000 | 1000 | -27.61 | 27.61 | 27.61 | 57.69 | 27.61
2016-04-21 16:00:00 | 0.16012 | 0.19692 | 0.64249 | 30.74 | -30.74 | 30.74 | 136.57 | -94.24 | 1000 | 1000 | -30.74 | 30.74 | 30.74 | 55.13 | 30.74
2016-04-21 17:00:00 | 0.16977 | 0.20615 | 0.6827 | 32.33 | -32.33 | 32.33 | 138.16 | -95.83 | 1000 | 1000 | -32.33 | 32.33 | 32.33 | 56.71 | 32.33
2016-04-21 18:00:00 | 0.23092 | 0.26462 | 0.76871 | 32.34 | -32.34 | 32.34 | 138.17 | -95.84 | 1000 | 1000 | -32.34 | 32.34 | 32.34 | 60 | 32.34
2016-04-21 19:00:00 | 0.29527 | 0.32615 | 0.84092 | 32.02 | -32.02 | 32.02 | 137.85 | -95.52 | 1000 | 1000 | -32.02 | 32.02 | 32.02 | 61.92 | 32.02
2016-04-21 20:00:00 | 0.32102 | 0.35077 | 0.81374 | 29.19 | -29.19 | 29.19 | 135.02 | -92.69 | 1000 | 1000 | -29.19 | 29.19 | 29.19 | 65.15 | 29.19
2016-04-21 21:00:00 | 0.3532 | 0.38154 | 0.75678 | 25 | -25 | 25 | 130.83 | -88.5 | 1000 | 1000 | -25 | 25 | 25 | 62.23 | 25
2016-04-21 22:00:00 | 0.39503 | 0.42154 | 0.66533 | 21.95 | -21.95 | 21.95 | 127.78 | -85.45 | 1000 | 1000 | -21.95 | 21.95 | 21.95 | 60.72 | 21.95
2016-04-21 23:00:00 | 0.4079 | 0.43385 | 0.5102 | 20.7 | -20.7 | 20.7 | 126.53 | -84.2 | 1000 | 1000 | -20.7 | 20.7 | 20.7 | 52.87 | 20.7
2016-04-22 00:00:00 | 0.40147 | 0.42769 | 0.35579 | 19.59 | -19.59 | 19.59 | 125.42 | -83.09 | 1000 | 1000 | -19.59 | 19.59 | 19.59 | 49.66 | 19.59
2016-04-22 01:00:00 | 0.38859 | 0.41538 | 0.2723 | 19.32 | -19.32 | 19.32 | 125.15 | -82.82 | 1000 | 1000 | -19.32 | 19.32 | 19.32 | 45.48 | 19.32
2016-04-22 02:00:00 | 0.39825 | 0.42462 | 0.24656 | 19.85 | -19.85 | 19.85 | 125.68 | -83.35 | 1000 | 1000 | -19.85 | 19.85 | 19.85 | 42.99 | 19.85
2016-04-22 03:00:00 | 0.42077 | 0.44615 | 0.24182 | 22.94 | -22.94 | 22.94 | 128.77 | -86.44 | 1000 | 1000 | -22.94 | 22.94 | 22.94 | 42.7 | 22.94
2016-04-22 04:00:00 | 0.43686 | 0.46154 | 0.25666 | 28 | -28 | 28 | 133.83 | -91.5 | 1000 | 1000 | -28 | 28 | 28 | 43.21 | 28
2016-04-22 05:00:00 | 0.4079 | 0.43385 | 0.30259 | 33.14 | -33.14 | 33.14 | 138.97 | -96.64 | 1000 | 1000 | -33.14 | 33.14 | 33.14 | 46.23 | 33.14
2016-04-22 06:00:00 | 0.38859 | 0.41538 | 0.48151 | 34.61 | -34.61 | 34.61 | 140.44 | -98.11 | 1000 | 1000 | -34.61 | 34.61 | 34.61 | 50.6 | 34.61
2016-04-22 07:00:00 | 0.34032 | 0.36923 | 0.66658 | 31.59 | -31.59 | 31.59 | 137.42 | -95.09 | 1000 | 1000 | -31.59 | 31.59 | 31.59 | 49.62 | 31.59
2016-04-22 08:00:00 | 0.31136 | 0.34154 | 0.76801 | 28.69 | -28.69 | 28.69 | 134.52 | -92.19 | 1000 | 1000 | -28.69 | 28.69 | 28.69 | 52.49 | 28.69
2016-04-22 09:00:00 | 0.27597 | 0.30769 | 0.79951 | 25.22 | -25.22 | 25.22 | 131.05 | -88.72 | 1000 | 1000 | -25.22 | 25.22 | 25.22 | 56.19 | 25.22
2016-04-22 10:00:00 | 0.25988 | 0.29231 | 0.78557 | 23.98 | -23.98 | 23.98 | 129.81 | -87.48 | 1000 | 1000 | -23.98 | 23.98 | 23.98 | 58.93 | 23.98
2016-04-22 11:00:00 | 0.22448 | 0.25846 | 0.79764 | 22.95 | -22.95 | 22.95 | 128.78 | -86.45 | 1000 | 1000 | -22.95 | 22.95 | 22.95 | 55.07 | 22.95
2016-04-22 12:00:00 | 0.18908 | 0.22462 | 0.85187 | 22.24 | -22.24 | 22.24 | 128.07 | -85.74 | 1000 | 1000 | -22.24 | 22.24 | 22.24 | 50.58 | 22.24
2016-04-22 13:00:00 | 0.18908 | 0.22462 | 0.80371 | 22.32 | -22.32 | 22.32 | 128.15 | -85.82 | 1000 | 1000 | -22.32 | 22.32 | 22.32 | 48.09 | 22.32
2016-04-22 14:00:00 | 0.17943 | 0.21538 | 0.71281 | 22.89 | -22.89 | 22.89 | 128.72 | -86.39 | 1000 | 1000 | -22.89 | 22.89 | 22.89 | 46.47 | 22.89
2016-04-22 15:00:00 | 0.20195 | 0.23692 | 0.66962 | 24.75 | -24.75 | 24.75 | 130.58 | -88.25 | 1000 | 1000 | -24.75 | 24.75 | 24.75 | 47.12 | 24.75
2016-04-22 16:00:00 | 0.16977 | 0.20615 | 0.64249 | 28.99 | -28.99 | 28.99 | 134.82 | -92.49 | 1000 | 1000 | -28.99 | 28.99 | 28.99 | 48 | 28.99
2016-04-22 17:00:00 | 0.20195 | 0.23692 | 0.6827 | 30.93 | -30.93 | 30.93 | 136.76 | -94.43 | 1000 | 1000 | -30.93 | 30.93 | 30.93 | 49.89 | 30.93
2016-04-22 18:00:00 | 0.27275 | 0.30462 | 0.76871 | 30.94 | -30.94 | 30.94 | 136.77 | -94.44 | 1000 | 1000 | -30.94 | 30.94 | 30.94 | 56.19 | 30.94
2016-04-22 19:00:00 | 0.34676 | 0.37538 | 0.84092 | 29.33 | -29.33 | 29.33 | 135.16 | -92.83 | 1000 | 1000 | -29.33 | 29.33 | 29.33 | 57.43 | 29.33
2016-04-22 20:00:00 | 0.35641 | 0.38462 | 0.81374 | 27.94 | -27.94 | 27.94 | 133.77 | -91.44 | 1000 | 1000 | -27.94 | 27.94 | 27.94 | 61.91 | 27.94
2016-04-22 21:00:00 | 0.39503 | 0.42154 | 0.75678 | 25.04 | -25.04 | 25.04 | 130.87 | -88.54 | 1000 | 1000 | -25.04 | 25.04 | 25.04 | 61.96 | 25.04
2016-04-22 22:00:00 | 0.45617 | 0.48 | 0.66533 | 27.72 | -27.72 | 27.72 | 133.55 | -91.22 | 1000 | 1000 | -27.72 | 27.72 | 27.72 | 61.27 | 27.72
2016-04-22 23:00:00 | 0.46582 | 0.48923 | 0.5102 | 22.45 | -22.45 | 22.45 | 128.28 | -85.95 | 1000 | 1000 | -22.45 | 22.45 | 22.45 | 52.29 | 22.45
2016-04-23 00:00:00 | 0.47226 | 0.49538 | 0.39269 | 21.47 | -21.47 | 21.47 | 127.3 | -84.97 | 1000 | 1000 | -21.47 | 21.47 | 21.47 | 53.19 | 21.47
2016-04-23 01:00:00 | 0.45295 | 0.47692 | 0.32007 | 20.99 | -20.99 | 20.99 | 126.82 | -84.49 | 1000 | 1000 | -20.99 | 20.99 | 20.99 | 47.59 | 20.99
2016-04-23 02:00:00 | 0.43686 | 0.46154 | 0.27054 | 20.99 | -20.99 | 20.99 | 126.82 | -84.49 | 1000 | 1000 | -20.99 | 20.99 | 20.99 | 41.63 | 20.99
2016-04-23 03:00:00 | 0.44652 | 0.47077 | 0.2573 | 20.9 | -20.9 | 20.9 | 126.73 | -84.4 | 1000 | 1000 | -20.9 | 20.9 | 20.9 | 36.21 | 20.9
2016-04-23 04:00:00 | 0.48191 | 0.50462 | 0.25708 | 21.05 | -21.05 | 21.05 | 126.88 | -84.55 | 1000 | 1000 | -21.05 | 21.05 | 21.05 | 33.14 | 21.05
2016-04-23 05:00:00 | 0.4787 | 0.50154 | 0.2679 | 21.48 | -21.48 | 21.48 | 127.31 | -84.98 | 1000 | 1000 | -21.48 | 21.48 | 21.48 | 41.72 | 21.48
2016-04-23 06:00:00 | 0.41434 | 0.44 | 0.32786 | 23.62 | -23.62 | 23.62 | 129.45 | -87.12 | 1000 | 1000 | -23.62 | 23.62 | 23.62 | 43.09 | 23.62
2016-04-23 07:00:00 | 0.38538 | 0.41231 | 0.51632 | 27.29 | -27.29 | 27.29 | 133.12 | -90.79 | 1000 | 1000 | -27.29 | 27.29 | 27.29 | 46.87 | 27.29
2016-04-23 08:00:00 | 0.36607 | 0.39385 | 0.72881 | 26.91 | -26.91 | 26.91 | 132.74 | -90.41 | 1000 | 1000 | -26.91 | 26.91 | 26.91 | 50.37 | 26.91
2016-04-23 09:00:00 | 0.34354 | 0.37231 | 0.83671 | 25.76 | -25.76 | 25.76 | 131.59 | -89.26 | 1000 | 1000 | -25.76 | 25.76 | 25.76 | 53.19 | 25.76
2016-04-23 10:00:00 | 0.30493 | 0.33538 | 0.89575 | 23.4 | -23.4 | 23.4 | 129.23 | -86.9 | 1000 | 1000 | -23.4 | 23.4 | 23.4 | 53.2 | 23.4
2016-04-23 11:00:00 | 0.2824 | 0.31385 | 0.93645 | 21.36 | -21.36 | 21.36 | 127.19 | -84.86 | 1000 | 1000 | -21.36 | 21.36 | 21.36 | 51.92 | 21.36
2016-04-23 12:00:00 | 0.28884 | 0.32 | 0.97446 | 20.42 | -20.42 | 20.42 | 126.25 | -83.92 | 1000 | 1000 | -20.42 | 20.42 | 20.42 | 48.05 | 20.42
2016-04-23 13:00:00 | 0.25022 | 0.28308 | 0.93367 | 18.29 | -18.29 | 18.29 | 124.12 | -81.79 | 1000 | 1000 | -18.29 | 18.29 | 18.29 | 44.91 | 18.29
2016-04-23 14:00:00 | 0.23735 | 0.27077 | 0.82041 | 16.27 | -16.27 | 16.27 | 122.1 | -79.77 | 1000 | 1000 | -16.27 | 16.27 | 16.27 | 36.73 | 16.27
2016-04-23 15:00:00 | 0.22126 | 0.25538 | 0.73445 | 19.13 | -19.13 | 19.13 | 124.96 | -82.63 | 1000 | 1000 | -19.13 | 19.13 | 19.13 | 38.01 | 19.13
2016-04-23 16:00:00 | 0.25988 | 0.29231 | 0.70905 | 21.07 | -21.07 | 21.07 | 126.9 | -84.57 | 1000 | 1000 | -21.07 | 21.07 | 21.07 | 39.98 | 21.07
2016-04-23 17:00:00 | 0.27918 | 0.31077 | 0.76491 | 22.46 | -22.46 | 22.46 | 128.29 | -85.96 | 1000 | 1000 | -22.46 | 22.46 | 22.46 | 47.07 | 22.46
2016-04-23 18:00:00 | 0.34998 | 0.37846 | 0.87191 | 25 | -25 | 25 | 130.83 | -88.5 | 1000 | 1000 | -25 | 25 | 25 | 51.56 | 25
2016-04-23 19:00:00 | 0.4079 | 0.43385 | 0.93772 | 27.19 | -27.19 | 27.19 | 133.02 | -90.69 | 1000 | 1000 | -27.19 | 27.19 | 27.19 | 55.33 | 27.19
2016-04-23 20:00:00 | 0.4787 | 0.50154 | 0.86663 | 25.05 | -25.05 | 25.05 | 130.88 | -88.55 | 1000 | 1000 | -25.05 | 25.05 | 25.05 | 60.12 | 25.05
2016-04-23 21:00:00 | 0.50122 | 0.52308 | 0.72173 | 22.1 | -22.1 | 22.1 | 127.93 | -85.6 | 1000 | 1000 | -22.1 | 22.1 | 22.1 | 57.95 | 22.1
2016-04-23 22:00:00 | 0.52053 | 0.54154 | 0.6763 | 18.21 | -18.21 | 18.21 | 124.04 | -81.71 | 1000 | 1000 | -18.21 | 18.21 | 18.21 | 54.41 | 18.21
2016-04-23 23:00:00 | 0.52696 | 0.54769 | 0.57413 | 15.07 | -15.07 | 15.07 | 120.9 | -78.57 | 1000 | 1000 | -15.07 | 15.07 | 15.07 | 48.26 | 15.07
2016-04-24 00:00:00 | 0.54627 | 0.56615 | 0.42848 | 14.31 | -14.31 | 14.31 | 120.14 | -77.81 | 1000 | 1000 | -14.31 | 14.31 | 14.31 | 38.83 | 14.31
2016-04-24 01:00:00 | 0.53662 | 0.55692 | 0.3248 | 12.59 | -12.59 | 12.59 | 118.42 | -76.09 | 1000 | 1000 | -12.59 | 12.59 | 12.59 | 22.88 | 12.59
2016-04-24 02:00:00 | 0.55593 | 0.57538 | 0.2597 | 12.79 | -12.79 | 12.79 | 118.62 | -76.29 | 1000 | 1000 | -12.79 | 12.79 | 12.79 | 19.53 | 12.79
2016-04-24 03:00:00 | 0.57202 | 0.59077 | 0.23571 | 13.62 | -13.62 | 13.62 | 119.45 | -77.12 | 1000 | 1000 | -13.62 | 13.62 | 13.62 | 19.11 | 13.62
2016-04-24 04:00:00 | 0.54949 | 0.56923 | 0.22974 | 12.76 | -12.76 | 12.76 | 118.59 | -76.26 | 1000 | 1000 | -12.76 | 12.76 | 12.76 | 22.42 | 12.76
2016-04-24 05:00:00 | 0.52375 | 0.54462 | 0.23181 | 12.2 | -12.2 | 12.2 | 118.03 | -75.7 | 1000 | 1000 | -12.2 | 12.2 | 12.2 | 21.51 | 12.2
2016-04-24 06:00:00 | 0.47226 | 0.49538 | 0.24273 | 13.75 | -13.75 | 13.75 | 119.58 | -77.25 | 1000 | 1000 | -13.75 | 13.75 | 13.75 | 15.22 | 13.75
2016-04-24 07:00:00 | 0.43686 | 0.46154 | 0.33217 | 12.57 | -12.57 | 12.57 | 118.4 | -76.07 | 1000 | 1000 | -12.57 | 12.57 | 12.57 | 22.43 | 12.57
2016-04-24 08:00:00 | 0.40147 | 0.42769 | 0.53135 | 12.54 | -12.54 | 12.54 | 118.37 | -76.04 | 1000 | 1000 | -12.54 | 12.54 | 12.54 | 30.91 | 12.54
2016-04-24 09:00:00 | 0.39503 | 0.42154 | 0.74639 | 13.79 | -13.79 | 13.79 | 119.62 | -77.29 | 1000 | 1000 | -13.79 | 13.79 | 13.79 | 40.83 | 13.79
2016-04-24 10:00:00 | 0.50122 | 0.52308 | 0.8642 | 14.19 | -14.19 | 14.19 | 120.02 | -77.69 | 1000 | 1000 | -14.19 | 14.19 | 14.19 | 43.1 | 14.19
2016-04-24 11:00:00 | 0.45617 | 0.48 | 0.95828 | 11.88 | -11.88 | 11.88 | 117.71 | -75.38 | 1000 | 1000 | -11.88 | 11.88 | 11.88 | 44.21 | 11.88
2016-04-24 12:00:00 | 0.35641 | 0.38462 | 0.97557 | 9.44 | -9.44 | 9.44 | 115.27 | -72.94 | 1000 | 1000 | -9.44 | 9.44 | 9.44 | 40.57 | 9.44
2016-04-24 13:00:00 | 0.35963 | 0.38769 | 0.80626 | 9.5 | -9.5 | 9.5 | 115.33 | -73 | 1000 | 1000 | -9.5 | 9.5 | 9.5 | 32.76 | 9.5
2016-04-24 14:00:00 | 0.29849 | 0.32923 | 0.66004 | 8.47 | -8.47 | 8.47 | 114.3 | -71.97 | 1000 | 1000 | -8.47 | 8.47 | 8.47 | 25.35 | 8.47
2016-04-24 15:00:00 | 0.31136 | 0.34154 | 0.58723 | 13.04 | -13.04 | 13.04 | 118.87 | -76.54 | 1000 | 1000 | -13.04 | 13.04 | 13.04 | 20.51 | 13.04
2016-04-24 16:00:00 | 0.34032 | 0.36923 | 0.52352 | 20.28 | -20.28 | 20.28 | 126.11 | -83.78 | 1000 | 1000 | -20.28 | 20.28 | 20.28 | 22.73 | 20.28
2016-04-24 17:00:00 | 0.39181 | 0.41846 | 0.55331 | 21.96 | -21.96 | 21.96 | 127.79 | -85.46 | 1000 | 1000 | -21.96 | 21.96 | 21.96 | 30.47 | 21.96
2016-04-24 18:00:00 | 0.44008 | 0.46462 | 0.67192 | 23.94 | -23.94 | 23.94 | 129.77 | -87.44 | 1000 | 1000 | -23.94 | 23.94 | 23.94 | 40.52 | 23.94
2016-04-24 19:00:00 | 0.43043 | 0.45538 | 0.77603 | 24.37 | -24.37 | 24.37 | 130.2 | -87.87 | 1000 | 1000 | -24.37 | 24.37 | 24.37 | 49.22 | 24.37
2016-04-24 20:00:00 | 0.46582 | 0.48923 | 0.75374 | 27.87 | -27.87 | 27.87 | 133.7 | -91.37 | 1000 | 1000 | -27.87 | 27.87 | 27.87 | 58.72 | 27.87
2016-04-24 21:00:00 | 0.50122 | 0.52308 | 0.70206 | 24.04 | -24.04 | 24.04 | 129.87 | -87.54 | 1000 | 1000 | -24.04 | 24.04 | 24.04 | 56.02 | 24.04
2016-04-24 22:00:00 | 0.48835 | 0.51077 | 0.62189 | 22.56 | -22.56 | 22.56 | 128.39 | -86.06 | 1000 | 1000 | -22.56 | 22.56 | 22.56 | 51.35 | 22.56
2016-04-24 23:00:00 | 0.56558 | 0.58462 | 0.46945 | 21.46 | -21.46 | 21.46 | 127.29 | -84.96 | 1000 | 1000 | -21.46 | 21.46 | 21.46 | 46.01 | 21.46
2016-04-25 00:00:00 | 0.56236 | 0.58154 | 0.35579 | 20.82 | -20.82 | 20.82 | 126.65 | -84.32 | 1000 | 1000 | -20.82 | 20.82 | 20.82 | 14.55 | 20.82
2016-04-25 01:00:00 | 0.56236 | 0.58154 | 0.2723 | 20.23 | -20.23 | 20.23 | 126.06 | -83.73 | 1000 | 1000 | -20.23 | 20.23 | 20.23 | 13.77 | 20.23
2016-04-25 02:00:00 | 0.54305 | 0.56308 | 0.24656 | 20.26 | -20.26 | 20.26 | 126.09 | -83.76 | 1000 | 1000 | -20.26 | 20.26 | 20.26 | 13.73 | 20.26
2016-04-25 03:00:00 | 0.53662 | 0.55692 | 0.24182 | 21.1 | -21.1 | 21.1 | 126.93 | -84.6 | 1000 | 1000 | -21.1 | 21.1 | 21.1 | 10.49 | 21.1
2016-04-25 04:00:00 | 0.56236 | 0.58154 | 0.25666 | 29.02 | -29.02 | 29.02 | 134.85 | -92.52 | 1000 | 1000 | -29.02 | 29.02 | 29.02 | 19.74 | 29.02
2016-04-25 05:00:00 | 0.5334 | 0.55385 | 0.30259 | 32.97 | -32.97 | 32.97 | 138.8 | -96.47 | 1000 | 1000 | -32.97 | 32.97 | 32.97 | 23.5 | 32.97
2016-04-25 06:00:00 | 0.52375 | 0.54462 | 0.48151 | 34.48 | -34.48 | 34.48 | 140.31 | -97.98 | 1000 | 1000 | -34.48 | 34.48 | 34.48 | 22.31 | 34.48
2016-04-25 07:00:00 | 0.50444 | 0.52615 | 0.66658 | 30.03 | -30.03 | 30.03 | 135.86 | -93.53 | 1000 | 1000 | -30.03 | 30.03 | 30.03 | 31.63 | 30.03
2016-04-25 08:00:00 | 0.49157 | 0.51385 | 0.76801 | 28.95 | -28.95 | 28.95 | 134.78 | -92.45 | 1000 | 1000 | -28.95 | 28.95 | 28.95 | 27.7 | 28.95
2016-04-25 09:00:00 | 0.43364 | 0.45846 | 0.79951 | 27.94 | -27.94 | 27.94 | 133.77 | -91.44 | 1000 | 1000 | -27.94 | 27.94 | 27.94 | 27.77 | 27.94
2016-04-25 10:00:00 | 0.38216 | 0.40923 | 0.78557 | 28.31 | -28.31 | 28.31 | 134.14 | -91.81 | 1000 | 1000 | -28.31 | 28.31 | 28.31 | 21.83 | 28.31
2016-04-25 11:00:00 | 0.37894 | 0.40615 | 0.79764 | 27.37 | -27.37 | 27.37 | 133.2 | -90.87 | 1000 | 1000 | -27.37 | 27.37 | 27.37 | 21.01 | 27.37
2016-04-25 12:00:00 | 0.32102 | 0.35077 | 0.85187 | 24.39 | -24.39 | 24.39 | 130.22 | -87.89 | 1000 | 1000 | -24.39 | 24.39 | 24.39 | 18.97 | 24.39
2016-04-25 13:00:00 | 0.34354 | 0.37231 | 0.80371 | 23.75 | -23.75 | 23.75 | 129.58 | -87.25 | 1000 | 1000 | -23.75 | 23.75 | 23.75 | 18.12 | 23.75
2016-04-25 14:00:00 | 0.33067 | 0.36 | 0.71281 | 23.78 | -23.78 | 23.78 | 129.61 | -87.28 | 1000 | 1000 | -23.78 | 23.78 | 23.78 | 18.5 | 23.78
2016-04-25 15:00:00 | 0.30493 | 0.33538 | 0.66962 | 25.95 | -25.95 | 25.95 | 131.78 | -89.45 | 1000 | 1000 | -25.95 | 25.95 | 25.95 | 14.14 | 25.95
2016-04-25 16:00:00 | 0.31136 | 0.34154 | 0.64249 | 28.41 | -28.41 | 28.41 | 134.24 | -91.91 | 1000 | 1000 | -28.41 | 28.41 | 28.41 | 17.39 | 28.41
2016-04-25 17:00:00 | 0.33067 | 0.36 | 0.6827 | 31.19 | -31.19 | 31.19 | 137.02 | -94.69 | 1000 | 1000 | -31.19 | 31.19 | 31.19 | 37.49 | 31.19
2016-04-25 18:00:00 | 0.38538 | 0.41231 | 0.76871 | 31.46 | -31.46 | 31.46 | 137.29 | -94.96 | 1000 | 1000 | -31.46 | 31.46 | 31.46 | 44.4 | 31.46
2016-04-25 19:00:00 | 0.43686 | 0.46154 | 0.84092 | 30.15 | -30.15 | 30.15 | 135.98 | -93.65 | 1000 | 1000 | -30.15 | 30.15 | 30.15 | 46.74 | 30.15
2016-04-25 20:00:00 | 0.43364 | 0.45846 | 0.81374 | 28.14 | -28.14 | 28.14 | 133.97 | -91.64 | 1000 | 1000 | -28.14 | 28.14 | 28.14 | 54.23 | 28.14
2016-04-25 21:00:00 | 0.45939 | 0.48308 | 0.75678 | 22.97 | -22.97 | 22.97 | 128.8 | -86.47 | 1000 | 1000 | -22.97 | 22.97 | 22.97 | 53.81 | 22.97
2016-04-25 22:00:00 | 0.47548 | 0.49846 | 0.66533 | 21.81 | -21.81 | 21.81 | 127.64 | -85.31 | 1000 | 1000 | -21.81 | 21.81 | 21.81 | 54.01 | 21.81
2016-04-25 23:00:00 | 0.47548 | 0.49846 | 0.5102 | 20.9 | -20.9 | 20.9 | 126.73 | -84.4 | 1000 | 1000 | -20.9 | 20.9 | 20.9 | 45 | 20.9
2016-04-26 00:00:00 | 0.47548 | 0.49846 | 0.35579 | 20.96 | -20.96 | 20.96 | 126.79 | -84.46 | 1000 | 1000 | -20.96 | 20.96 | 20.96 | 42.7 | 20.96
2016-04-26 01:00:00 | 0.48835 | 0.51077 | 0.2723 | 20.62 | -20.62 | 20.62 | 126.45 | -84.12 | 1000 | 1000 | -20.62 | 20.62 | 20.62 | 37.28 | 20.62
2016-04-26 02:00:00 | 0.4787 | 0.50154 | 0.24656 | 21.07 | -21.07 | 21.07 | 126.9 | -84.57 | 1000 | 1000 | -21.07 | 21.07 | 21.07 | 31.09 | 21.07
2016-04-26 03:00:00 | 0.47548 | 0.49846 | 0.24182 | 22.73 | -22.73 | 22.73 | 128.56 | -86.23 | 1000 | 1000 | -22.73 | 22.73 | 22.73 | 32.74 | 22.73
2016-04-26 04:00:00 | 0.53018 | 0.55077 | 0.25666 | 29.91 | -29.91 | 29.91 | 135.74 | -93.41 | 1000 | 1000 | -29.91 | 29.91 | 29.91 | 34.4 | 29.91
2016-04-26 05:00:00 | 0.53984 | 0.56 | 0.30259 | 34.07 | -34.07 | 34.07 | 139.9 | -97.57 | 1000 | 1000 | -34.07 | 34.07 | 34.07 | 45 | 34.07
2016-04-26 06:00:00 | 0.52696 | 0.54769 | 0.48151 | 35.14 | -35.14 | 35.14 | 140.97 | -98.64 | 1000 | 1000 | -35.14 | 35.14 | 35.14 | 54.25 | 35.14
2016-04-26 07:00:00 | 0.52053 | 0.54154 | 0.66658 | 32.7 | -32.7 | 32.7 | 138.53 | -96.2 | 1000 | 1000 | -32.7 | 32.7 | 32.7 | 64 | 32.7
2016-04-26 08:00:00 | 0.46582 | 0.48923 | 0.76801 | 30.36 | -30.36 | 30.36 | 136.19 | -93.86 | 1000 | 1000 | -30.36 | 30.36 | 30.36 | 63.78 | 30.36
2016-04-26 09:00:00 | 0.43043 | 0.45538 | 0.79951 | 29.78 | -29.78 | 29.78 | 135.61 | -93.28 | 1000 | 1000 | -29.78 | 29.78 | 29.78 | 64.76 | 29.78
2016-04-26 10:00:00 | 0.41112 | 0.43692 | 0.78557 | 26.95 | -26.95 | 26.95 | 132.78 | -90.45 | 1000 | 1000 | -26.95 | 26.95 | 26.95 | 64 | 26.95
2016-04-26 11:00:00 | 0.38216 | 0.40923 | 0.79764 | 25.65 | -25.65 | 25.65 | 131.48 | -89.15 | 1000 | 1000 | -25.65 | 25.65 | 25.65 | 65.56 | 25.65
2016-04-26 12:00:00 | 0.38216 | 0.40923 | 0.85187 | 25.29 | -25.29 | 25.29 | 131.12 | -88.79 | 1000 | 1000 | -25.29 | 25.29 | 25.29 | 63.43 | 25.29
2016-04-26 13:00:00 | 0.3725 | 0.4 | 0.80371 | 25.23 | -25.23 | 25.23 | 131.06 | -88.73 | 1000 | 1000 | -25.23 | 25.23 | 25.23 | 63 | 25.23
2016-04-26 14:00:00 | 0.40147 | 0.42769 | 0.71281 | 24.73 | -24.73 | 24.73 | 130.56 | -88.23 | 1000 | 1000 | -24.73 | 24.73 | 24.73 | 60.3 | 24.73
2016-04-26 15:00:00 | 0.4079 | 0.43385 | 0.66962 | 25.29 | -25.29 | 25.29 | 131.12 | -88.79 | 1000 | 1000 | -25.29 | 25.29 | 25.29 | 55.33 | 25.29
2016-04-26 16:00:00 | 0.36285 | 0.39077 | 0.64249 | 28.92 | -28.92 | 28.92 | 134.75 | -92.42 | 1000 | 1000 | -28.92 | 28.92 | 28.92 | 53.49 | 28.92
2016-04-26 17:00:00 | 0.3725 | 0.4 | 0.6827 | 31.11 | -31.11 | 31.11 | 136.94 | -94.61 | 1000 | 1000 | -31.11 | 31.11 | 31.11 | 53.03 | 31.11
2016-04-26 18:00:00 | 0.42077 | 0.44615 | 0.76871 | 31.61 | -31.61 | 31.61 | 137.44 | -95.11 | 1000 | 1000 | -31.61 | 31.61 | 31.61 | 53.07 | 31.61
2016-04-26 19:00:00 | 0.45939 | 0.48308 | 0.84092 | 31.07 | -31.07 | 31.07 | 136.9 | -94.57 | 1000 | 1000 | -31.07 | 31.07 | 31.07 | 53.45 | 31.07
2016-04-26 20:00:00 | 0.46904 | 0.49231 | 0.81374 | 27.98 | -27.98 | 27.98 | 133.81 | -91.48 | 1000 | 1000 | -27.98 | 27.98 | 27.98 | 59.06 | 27.98
2016-04-26 21:00:00 | 0.46582 | 0.48923 | 0.75678 | 23.99 | -23.99 | 23.99 | 129.82 | -87.49 | 1000 | 1000 | -23.99 | 23.99 | 23.99 | 55.88 | 23.99
2016-04-26 22:00:00 | 0.50444 | 0.52615 | 0.66533 | 23.01 | -23.01 | 23.01 | 128.84 | -86.51 | 1000 | 1000 | -23.01 | 23.01 | 23.01 | 54.1 | 23.01
2016-04-26 23:00:00 | 0.51087 | 0.53231 | 0.5102 | 22.42 | -22.42 | 22.42 | 128.25 | -85.92 | 1000 | 1000 | -22.42 | 22.42 | 22.42 | 48.41 | 22.42
2016-04-27 00:00:00 | 0.50766 | 0.52923 | 0.35579 | 22.53 | -22.53 | 22.53 | 128.36 | -86.03 | 1000 | 1000 | -22.53 | 22.53 | 22.53 | 45.14 | 22.53
2016-04-27 01:00:00 | 0.50766 | 0.52923 | 0.2723 | 22.04 | -22.04 | 22.04 | 127.87 | -85.54 | 1000 | 1000 | -22.04 | 22.04 | 22.04 | 43.7 | 22.04
2016-04-27 02:00:00 | 0.48191 | 0.50462 | 0.24656 | 22.17 | -22.17 | 22.17 | 128 | -85.67 | 1000 | 1000 | -22.17 | 22.17 | 22.17 | 42.44 | 22.17
2016-04-27 03:00:00 | 0.48191 | 0.50462 | 0.24182 | 23.77 | -23.77 | 23.77 | 129.6 | -87.27 | 1000 | 1000 | -23.77 | 23.77 | 23.77 | 43.03 | 23.77
2016-04-27 04:00:00 | 0.4787 | 0.50154 | 0.25666 | 28.6 | -28.6 | 28.6 | 134.43 | -92.1 | 1000 | 1000 | -28.6 | 28.6 | 28.6 | 46.12 | 28.6
2016-04-27 05:00:00 | 0.46261 | 0.48615 | 0.30259 | 31.47 | -31.47 | 31.47 | 137.3 | -94.97 | 1000 | 1000 | -31.47 | 31.47 | 31.47 | 51.75 | 31.47
2016-04-27 06:00:00 | 0.44652 | 0.47077 | 0.48151 | 30.27 | -30.27 | 30.27 | 136.1 | -93.77 | 1000 | 1000 | -30.27 | 30.27 | 30.27 | 54.94 | 30.27
2016-04-27 07:00:00 | 0.4433 | 0.46769 | 0.66658 | 28.85 | -28.85 | 28.85 | 134.68 | -92.35 | 1000 | 1000 | -28.85 | 28.85 | 28.85 | 62.02 | 28.85
2016-04-27 08:00:00 | 0.40147 | 0.42769 | 0.76801 | 25.65 | -25.65 | 25.65 | 131.48 | -89.15 | 1000 | 1000 | -25.65 | 25.65 | 25.65 | 65.55 | 25.65
2016-04-27 09:00:00 | 0.36607 | 0.39385 | 0.79951 | 24.91 | -24.91 | 24.91 | 130.74 | -88.41 | 1000 | 1000 | -24.91 | 24.91 | 24.91 | 64.03 | 24.91
2016-04-27 10:00:00 | 0.42077 | 0.44615 | 0.78557 | 24.21 | -24.21 | 24.21 | 130.04 | -87.71 | 1000 | 1000 | -24.21 | 24.21 | 24.21 | 64.15 | 24.21
2016-04-27 11:00:00 | 0.34354 | 0.37231 | 0.79764 | 24.14 | -24.14 | 24.14 | 129.97 | -87.64 | 1000 | 1000 | -24.14 | 24.14 | 24.14 | 64.93 | 24.14
2016-04-27 12:00:00 | 0.4079 | 0.43385 | 0.85187 | 23.56 | -23.56 | 23.56 | 129.39 | -87.06 | 1000 | 1000 | -23.56 | 23.56 | 23.56 | 63.13 | 23.56
2016-04-27 13:00:00 | 0.44652 | 0.47077 | 0.80371 | 23.42 | -23.42 | 23.42 | 129.25 | -86.92 | 1000 | 1000 | -23.42 | 23.42 | 23.42 | 63.5 | 23.42
2016-04-27 14:00:00 | 0.43043 | 0.45538 | 0.71281 | 23.53 | -23.53 | 23.53 | 129.36 | -87.03 | 1000 | 1000 | -23.53 | 23.53 | 23.53 | 61.43 | 23.53
2016-04-27 15:00:00 | 0.42721 | 0.45231 | 0.66962 | 24.03 | -24.03 | 24.03 | 129.86 | -87.53 | 1000 | 1000 | -24.03 | 24.03 | 24.03 | 58.91 | 24.03
2016-04-27 16:00:00 | 0.35641 | 0.38462 | 0.64249 | 28.95 | -28.95 | 28.95 | 134.78 | -92.45 | 1000 | 1000 | -28.95 | 28.95 | 28.95 | 55.65 | 28.95
2016-04-27 17:00:00 | 0.47226 | 0.49538 | 0.6827 | 30.27 | -30.27 | 30.27 | 136.1 | -93.77 | 1000 | 1000 | -30.27 | 30.27 | 30.27 | 56.15 | 30.27
2016-04-27 18:00:00 | 0.4433 | 0.46769 | 0.76871 | 33 | -33 | 33 | 138.83 | -96.5 | 1000 | 1000 | -33 | 33 | 33 | 57.77 | 33
2016-04-27 19:00:00 | 0.43686 | 0.46154 | 0.84092 | 31.95 | -31.95 | 31.95 | 137.78 | -95.45 | 1000 | 1000 | -31.95 | 31.95 | 31.95 | 58.72 | 31.95
2016-04-27 20:00:00 | 0.44008 | 0.46462 | 0.81374 | 27.93 | -27.93 | 27.93 | 133.76 | -91.43 | 1000 | 1000 | -27.93 | 27.93 | 27.93 | 60.16 | 27.93
2016-04-27 21:00:00 | 0.46261 | 0.48615 | 0.75678 | 25.51 | -25.51 | 25.51 | 131.34 | -89.01 | 1000 | 1000 | -25.51 | 25.51 | 25.51 | 59.04 | 25.51
2016-04-27 22:00:00 | 0.44008 | 0.46462 | 0.66533 | 23 | -23 | 23 | 128.83 | -86.5 | 1000 | 1000 | -23 | 23 | 23 | 56.18 | 23
2016-04-27 23:00:00 | 0.43364 | 0.45846 | 0.5102 | 23.46 | -23.46 | 23.46 | 129.29 | -86.96 | 1000 | 1000 | -23.46 | 23.46 | 23.46 | 51.03 | 23.46
2016-04-28 00:00:00 | 0.44652 | 0.47077 | 0.35579 | 24.55 | -24.55 | 24.55 | 130.38 | -88.05 | 1000 | 1000 | -24.55 | 24.55 | 24.55 | 48.01 | 24.55
2016-04-28 01:00:00 | 0.45617 | 0.48 | 0.2723 | 23.28 | -23.28 | 23.28 | 129.11 | -86.78 | 1000 | 1000 | -23.28 | 23.28 | 23.28 | 44 | 23.28
2016-04-28 02:00:00 | 0.45939 | 0.48308 | 0.24656 | 23.73 | -23.73 | 23.73 | 129.56 | -87.23 | 1000 | 1000 | -23.73 | 23.73 | 23.73 | 41.73 | 23.73
2016-04-28 03:00:00 | 0.45617 | 0.48 | 0.24182 | 25.59 | -25.59 | 25.59 | 131.42 | -89.09 | 1000 | 1000 | -25.59 | 25.59 | 25.59 | 41.92 | 25.59
2016-04-28 04:00:00 | 0.46582 | 0.48923 | 0.25666 | 31.12 | -31.12 | 31.12 | 136.95 | -94.62 | 1000 | 1000 | -31.12 | 31.12 | 31.12 | 45 | 31.12
2016-04-28 05:00:00 | 0.45295 | 0.47692 | 0.30259 | 37.99 | -37.99 | 37.99 | 143.82 | -101.49 | 1000 | 1000 | -37.99 | 37.99 | 37.99 | 46.49 | 37.99
2016-04-28 06:00:00 | 0.44973 | 0.47385 | 0.48151 | 37.99 | -37.99 | 37.99 | 143.82 | -101.49 | 1000 | 1000 | -37.99 | 37.99 | 37.99 | 51.54 | 37.99
2016-04-28 07:00:00 | 0.44008 | 0.46462 | 0.66658 | 34.1 | -34.1 | 34.1 | 139.93 | -97.6 | 1000 | 1000 | -34.1 | 34.1 | 34.1 | 59.12 | 34.1
2016-04-28 08:00:00 | 0.43043 | 0.45538 | 0.76801 | 29.93 | -29.93 | 29.93 | 135.76 | -93.43 | 1000 | 1000 | -29.93 | 29.93 | 29.93 | 64.98 | 29.93
2016-04-28 09:00:00 | 0.41755 | 0.44308 | 0.79951 | 29.39 | -29.39 | 29.39 | 135.22 | -92.89 | 1000 | 1000 | -29.39 | 29.39 | 29.39 | 66.19 | 29.39
2016-04-28 10:00:00 | 0.40147 | 0.42769 | 0.78557 | 26.16 | -26.16 | 26.16 | 131.99 | -89.66 | 1000 | 1000 | -26.16 | 26.16 | 26.16 | 66.09 | 26.16
2016-04-28 11:00:00 | 0.36929 | 0.39692 | 0.79764 | 24.98 | -24.98 | 24.98 | 130.81 | -88.48 | 1000 | 1000 | -24.98 | 24.98 | 24.98 | 67.92 | 24.98
2016-04-28 12:00:00 | 0.35641 | 0.38462 | 0.85187 | 27.39 | -27.39 | 27.39 | 133.22 | -90.89 | 1000 | 1000 | -27.39 | 27.39 | 27.39 | 67 | 27.39
2016-04-28 13:00:00 | 0.30171 | 0.33231 | 0.80371 | 26.96 | -26.96 | 26.96 | 132.79 | -90.46 | 1000 | 1000 | -26.96 | 26.96 | 26.96 | 62.18 | 26.96
2016-04-28 14:00:00 | 0.30493 | 0.33538 | 0.71281 | 26.5 | -26.5 | 26.5 | 132.33 | -90 | 1000 | 1000 | -26.5 | 26.5 | 26.5 | 58 | 26.5
2016-04-28 15:00:00 | 0.29527 | 0.32615 | 0.66962 | 30 | -30 | 30 | 135.83 | -93.5 | 1000 | 1000 | -30 | 30 | 30 | 57.31 | 30
2016-04-28 16:00:00 | 0.30171 | 0.33231 | 0.64249 | 34.79 | -34.79 | 34.79 | 140.62 | -98.29 | 1000 | 1000 | -34.79 | 34.79 | 34.79 | 54.64 | 34.79
2016-04-28 17:00:00 | 0.34676 | 0.37538 | 0.6827 | 38.43 | -38.43 | 38.43 | 144.26 | -101.93 | 1000 | 1000 | -38.43 | 38.43 | 38.43 | 55.01 | 38.43
2016-04-28 18:00:00 | 0.37894 | 0.40615 | 0.76871 | 35.75 | -35.75 | 35.75 | 141.58 | -99.25 | 1000 | 1000 | -35.75 | 35.75 | 35.75 | 56.48 | 35.75
2016-04-28 19:00:00 | 0.42721 | 0.45231 | 0.84092 | 37.19 | -37.19 | 37.19 | 143.02 | -100.69 | 1000 | 1000 | -37.19 | 37.19 | 37.19 | 56.47 | 37.19
2016-04-28 20:00:00 | 0.47226 | 0.49538 | 0.81374 | 34.92 | -34.92 | 34.92 | 140.75 | -98.42 | 1000 | 1000 | -34.92 | 34.92 | 34.92 | 56.93 | 34.92
2016-04-28 21:00:00 | 0.4787 | 0.50154 | 0.75678 | 30.3 | -30.3 | 30.3 | 136.13 | -93.8 | 1000 | 1000 | -30.3 | 30.3 | 30.3 | 56.41 | 30.3
2016-04-28 22:00:00 | 0.49479 | 0.51692 | 0.66533 | 26.41 | -26.41 | 26.41 | 132.24 | -89.91 | 1000 | 1000 | -26.41 | 26.41 | 26.41 | 54.16 | 26.41
2016-04-28 23:00:00 | 0.49479 | 0.51692 | 0.5102 | 25.01 | -25.01 | 25.01 | 130.84 | -88.51 | 1000 | 1000 | -25.01 | 25.01 | 25.01 | 49.93 | 25.01
2016-04-29 00:00:00 | 0.53018 | 0.55077 | 0.35579 | 23.99 | -23.99 | 23.99 | 129.82 | -87.49 | 1000 | 1000 | -23.99 | 23.99 | 23.99 | 47.9 | 23.99
2016-04-29 01:00:00 | 0.53662 | 0.55692 | 0.2723 | 22.46 | -22.46 | 22.46 | 128.29 | -85.96 | 1000 | 1000 | -22.46 | 22.46 | 22.46 | 44.29 | 22.46
2016-04-29 02:00:00 | 0.53662 | 0.55692 | 0.24656 | 22.35 | -22.35 | 22.35 | 128.18 | -85.85 | 1000 | 1000 | -22.35 | 22.35 | 22.35 | 42.35 | 22.35
2016-04-29 03:00:00 | 0.56236 | 0.58154 | 0.24182 | 23.47 | -23.47 | 23.47 | 129.3 | -86.97 | 1000 | 1000 | -23.47 | 23.47 | 23.47 | 41.2 | 23.47
2016-04-29 04:00:00 | 0.55593 | 0.57538 | 0.25666 | 26.8 | -26.8 | 26.8 | 132.63 | -90.3 | 1000 | 1000 | -26.8 | 26.8 | 26.8 | 43 | 26.8
2016-04-29 05:00:00 | 0.52053 | 0.54154 | 0.30259 | 30.68 | -30.68 | 30.68 | 136.51 | -94.18 | 1000 | 1000 | -30.68 | 30.68 | 30.68 | 48.12 | 30.68
2016-04-29 06:00:00 | 0.4433 | 0.46769 | 0.48151 | 28.51 | -28.51 | 28.51 | 134.34 | -92.01 | 1000 | 1000 | -28.51 | 28.51 | 28.51 | 52.66 | 28.51
2016-04-29 07:00:00 | 0.36607 | 0.39385 | 0.66658 | 22.39 | -22.39 | 22.39 | 128.22 | -85.89 | 1000 | 1000 | -22.39 | 22.39 | 22.39 | 57.46 | 22.39
2016-04-29 08:00:00 | 0.27918 | 0.31077 | 0.76801 | 20.69 | -20.69 | 20.69 | 126.52 | -84.19 | 1000 | 1000 | -20.69 | 20.69 | 20.69 | 61.72 | 20.69
2016-04-29 09:00:00 | 0.21161 | 0.24615 | 0.79951 | 20.05 | -20.05 | 20.05 | 125.88 | -83.55 | 1000 | 1000 | -20.05 | 20.05 | 20.05 | 64.93 | 20.05
2016-04-29 10:00:00 | 0.18586 | 0.22154 | 0.78557 | 19.09 | -19.09 | 19.09 | 124.92 | -82.59 | 1000 | 1000 | -19.09 | 19.09 | 19.09 | 65 | 19.09
2016-04-29 11:00:00 | 0.18586 | 0.22154 | 0.79764 | 20.14 | -20.14 | 20.14 | 125.97 | -83.64 | 1000 | 1000 | -20.14 | 20.14 | 20.14 | 63.83 | 20.14
2016-04-29 12:00:00 | 0.13116 | 0.16923 | 0.85187 | 20.86 | -20.86 | 20.86 | 126.69 | -84.36 | 1000 | 1000 | -20.86 | 20.86 | 20.86 | 60.01 | 20.86
2016-04-29 13:00:00 | 0.14081 | 0.17846 | 0.80371 | 22.01 | -22.01 | 22.01 | 127.84 | -85.51 | 1000 | 1000 | -22.01 | 22.01 | 22.01 | 53.7 | 22.01
2016-04-29 14:00:00 | 0.14081 | 0.17846 | 0.71281 | 22.59 | -22.59 | 22.59 | 128.42 | -86.09 | 1000 | 1000 | -22.59 | 22.59 | 22.59 | 52.81 | 22.59
2016-04-29 15:00:00 | 0.15368 | 0.19077 | 0.66962 | 26.01 | -26.01 | 26.01 | 131.84 | -89.51 | 1000 | 1000 | -26.01 | 26.01 | 26.01 | 50.83 | 26.01
2016-04-29 16:00:00 | 0.15368 | 0.19077 | 0.64249 | 30.82 | -30.82 | 30.82 | 136.65 | -94.32 | 1000 | 1000 | -30.82 | 30.82 | 30.82 | 49.94 | 30.82
2016-04-29 17:00:00 | 0.1923 | 0.22769 | 0.6827 | 34.83 | -34.83 | 34.83 | 140.66 | -98.33 | 1000 | 1000 | -34.83 | 34.83 | 34.83 | 50.6 | 34.83
2016-04-29 18:00:00 | 0.25666 | 0.28923 | 0.76871 | 35.18 | -35.18 | 35.18 | 141.01 | -98.68 | 1000 | 1000 | -35.18 | 35.18 | 35.18 | 51.83 | 35.18
2016-04-29 19:00:00 | 0.2824 | 0.31385 | 0.84092 | 33.08 | -33.08 | 33.08 | 138.91 | -96.58 | 1000 | 1000 | -33.08 | 33.08 | 33.08 | 52.22 | 33.08
2016-04-29 20:00:00 | 0.26953 | 0.30154 | 0.81374 | 30.93 | -30.93 | 30.93 | 136.76 | -94.43 | 1000 | 1000 | -30.93 | 30.93 | 30.93 | 55.52 | 30.93
2016-04-29 21:00:00 | 0.30815 | 0.33846 | 0.75678 | 27.35 | -27.35 | 27.35 | 133.18 | -90.85 | 1000 | 1000 | -27.35 | 27.35 | 27.35 | 52.84 | 27.35
2016-04-29 22:00:00 | 0.31458 | 0.34462 | 0.66533 | 24.17 | -24.17 | 24.17 | 130 | -87.67 | 1000 | 1000 | -24.17 | 24.17 | 24.17 | 52.25 | 24.17
2016-04-29 23:00:00 | 0.33711 | 0.36615 | 0.5102 | 24.25 | -24.25 | 24.25 | 130.08 | -87.75 | 1000 | 1000 | -24.25 | 24.25 | 24.25 | 48.21 | 24.25
2016-04-30 00:00:00 | 0.31136 | 0.34154 | 0.39269 | 24.54 | -24.54 | 24.54 | 130.37 | -88.04 | 1000 | 1000 | -24.54 | 24.54 | 24.54 | 46.6 | 24.54
2016-04-30 01:00:00 | 0.32745 | 0.35692 | 0.32007 | 25.04 | -25.04 | 25.04 | 130.87 | -88.54 | 1000 | 1000 | -25.04 | 25.04 | 25.04 | 42.89 | 25.04
2016-04-30 02:00:00 | 0.33067 | 0.36 | 0.27054 | 24 | -24 | 24 | 129.83 | -87.5 | 1000 | 1000 | -24 | 24 | 24 | 38.87 | 24
2016-04-30 03:00:00 | 0.34676 | 0.37538 | 0.2573 | 24 | -24 | 24 | 129.83 | -87.5 | 1000 | 1000 | -24 | 24 | 24 | 41.7 | 24
2016-04-30 04:00:00 | 0.37572 | 0.40308 | 0.25708 | 24.22 | -24.22 | 24.22 | 130.05 | -87.72 | 1000 | 1000 | -24.22 | 24.22 | 24.22 | 42.56 | 24.22
2016-04-30 05:00:00 | 0.37572 | 0.40308 | 0.2679 | 25.45 | -25.45 | 25.45 | 131.28 | -88.95 | 1000 | 1000 | -25.45 | 25.45 | 25.45 | 42.01 | 25.45
2016-04-30 06:00:00 | 0.35641 | 0.38462 | 0.32786 | 26.81 | -26.81 | 26.81 | 132.64 | -90.31 | 1000 | 1000 | -26.81 | 26.81 | 26.81 | 39.18 | 26.81
2016-04-30 07:00:00 | 0.30493 | 0.33538 | 0.51632 | 28.69 | -28.69 | 28.69 | 134.52 | -92.19 | 1000 | 1000 | -28.69 | 28.69 | 28.69 | 45.39 | 28.69
2016-04-30 08:00:00 | 0.22126 | 0.25538 | 0.72881 | 25.7 | -25.7 | 25.7 | 131.53 | -89.2 | 1000 | 1000 | -25.7 | 25.7 | 25.7 | 49.09 | 25.7
2016-04-30 09:00:00 | 0.15368 | 0.19077 | 0.83671 | 24.05 | -24.05 | 24.05 | 129.88 | -87.55 | 1000 | 1000 | -24.05 | 24.05 | 24.05 | 49.22 | 24.05
2016-04-30 10:00:00 | 0.089326 | 0.12923 | 0.89575 | 22.44 | -22.44 | 22.44 | 128.27 | -85.94 | 1000 | 1000 | -22.44 | 22.44 | 22.44 | 48.27 | 22.44
2016-04-30 11:00:00 | 0.089326 | 0.12923 | 0.93645 | 22.01 | -22.01 | 22.01 | 127.84 | -85.51 | 1000 | 1000 | -22.01 | 22.01 | 22.01 | 44.94 | 22.01
2016-04-30 12:00:00 | 0.089326 | 0.12923 | 0.97446 | 21.48 | -21.48 | 21.48 | 127.31 | -84.98 | 1000 | 1000 | -21.48 | 21.48 | 21.48 | 44.93 | 21.48
2016-04-30 13:00:00 | 0.089326 | 0.12923 | 0.93367 | 21.17 | -21.17 | 21.17 | 127 | -84.67 | 1000 | 1000 | -21.17 | 21.17 | 21.17 | 37.09 | 21.17
2016-04-30 14:00:00 | 0.089326 | 0.12923 | 0.82041 | 21.54 | -21.54 | 21.54 | 127.37 | -85.04 | 1000 | 1000 | -21.54 | 21.54 | 21.54 | 37.54 | 21.54
2016-04-30 15:00:00 | 0.089326 | 0.12923 | 0.73445 | 22.34 | -22.34 | 22.34 | 128.17 | -85.84 | 1000 | 1000 | -22.34 | 22.34 | 22.34 | 33.34 | 22.34
2016-04-30 16:00:00 | 0.089326 | 0.12923 | 0.70905 | 25.02 | -25.02 | 25.02 | 130.85 | -88.52 | 1000 | 1000 | -25.02 | 25.02 | 25.02 | 27.49 | 25.02
2016-04-30 17:00:00 | 0.089326 | 0.12923 | 0.76491 | 25.51 | -25.51 | 25.51 | 131.34 | -89.01 | 1000 | 1000 | -25.51 | 25.51 | 25.51 | 44.94 | 25.51
2016-04-30 18:00:00 | 0.12794 | 0.16615 | 0.87191 | 25.61 | -25.61 | 25.61 | 131.44 | -89.11 | 1000 | 1000 | -25.61 | 25.61 | 25.61 | 49.95 | 25.61
2016-04-30 19:00:00 | 0.18908 | 0.22462 | 0.93772 | 28.53 | -28.53 | 28.53 | 134.36 | -92.03 | 1000 | 1000 | -28.53 | 28.53 | 28.53 | 52.02 | 28.53
2016-04-30 20:00:00 | 0.22448 | 0.25846 | 0.86663 | 27.92 | -27.92 | 27.92 | 133.75 | -91.42 | 1000 | 1000 | -27.92 | 27.92 | 27.92 | 50.77 | 27.92
2016-04-30 21:00:00 | 0.25022 | 0.28308 | 0.72173 | 24.03 | -24.03 | 24.03 | 129.86 | -87.53 | 1000 | 1000 | -24.03 | 24.03 | 24.03 | 51.31 | 24.03
2016-04-30 22:00:00 | 0.2824 | 0.31385 | 0.6763 | 20.1 | -20.1 | 20.1 | 125.93 | -83.6 | 1000 | 1000 | -20.1 | 20.1 | 20.1 | 49.49 | 20.1
2016-04-30 23:00:00 | 0.29849 | 0.32923 | 0.57413 | 19.81 | -19.81 | 19.81 | 125.64 | -83.31 | 1000 | 1000 | -19.81 | 19.81 | 19.81 | 46.32 | 19.81
2016-05-01 00:00:00 | 0.38538 | 0.41231 | 0.42848 | 18.72 | -18.72 | 18.72 | 124.55 | -82.22 | 1000 | 1000 | -18.72 | 18.72 | 18.72 | 33.91 | 18.72
2016-05-01 01:00:00 | 0.41755 | 0.44308 | 0.3248 | 17.03 | -17.03 | 17.03 | 122.86 | -80.53 | 1000 | 1000 | -17.03 | 17.03 | 17.03 | 23.85 | 17.03
2016-05-01 02:00:00 | 0.40147 | 0.42769 | 0.2597 | 17.17 | -17.17 | 17.17 | 123 | -80.67 | 1000 | 1000 | -17.17 | 17.17 | 17.17 | 22.65 | 17.17
2016-05-01 03:00:00 | 0.43686 | 0.46154 | 0.23571 | 17.92 | -17.92 | 17.92 | 123.75 | -81.42 | 1000 | 1000 | -17.92 | 17.92 | 17.92 | 25.46 | 17.92
2016-05-01 04:00:00 | 0.39503 | 0.42154 | 0.22974 | 17.64 | -17.64 | 17.64 | 123.47 | -81.14 | 1000 | 1000 | -17.64 | 17.64 | 17.64 | 33.4 | 17.64
2016-05-01 05:00:00 | 0.42399 | 0.44923 | 0.23181 | 17.04 | -17.04 | 17.04 | 122.87 | -80.54 | 1000 | 1000 | -17.04 | 17.04 | 17.04 | 33.38 | 17.04
2016-05-01 06:00:00 | 0.32424 | 0.35385 | 0.24273 | 16.82 | -16.82 | 16.82 | 122.65 | -80.32 | 1000 | 1000 | -16.82 | 16.82 | 16.82 | 14.17 | 16.82
2016-05-01 07:00:00 | 0.25022 | 0.28308 | 0.33217 | 17.42 | -17.42 | 17.42 | 123.25 | -80.92 | 1000 | 1000 | -17.42 | 17.42 | 17.42 | 15.14 | 17.42
2016-05-01 08:00:00 | 0.17943 | 0.21538 | 0.53135 | 16.77 | -16.77 | 16.77 | 122.6 | -80.27 | 1000 | 1000 | -16.77 | 16.77 | 16.77 | 27.82 | 16.77
2016-05-01 09:00:00 | 0.11829 | 0.15692 | 0.74639 | 16.97 | -16.97 | 16.97 | 122.8 | -80.47 | 1000 | 1000 | -16.97 | 16.97 | 16.97 | 39 | 16.97
2016-05-01 10:00:00 | 0.089326 | 0.12923 | 0.8642 | 15.16 | -15.16 | 15.16 | 120.99 | -78.66 | 1000 | 1000 | -15.16 | 15.16 | 15.16 | 25.27 | 15.16
2016-05-01 11:00:00 | 0.089326 | 0.12923 | 0.95828 | 13.73 | -13.73 | 13.73 | 119.56 | -77.23 | 1000 | 1000 | -13.73 | 13.73 | 13.73 | 24.39 | 13.73
2016-05-01 12:00:00 | 0.089326 | 0.12923 | 0.97557 | 14.29 | -14.29 | 14.29 | 120.12 | -77.79 | 1000 | 1000 | -14.29 | 14.29 | 14.29 | 19.99 | 14.29
2016-05-01 13:00:00 | 0.089326 | 0.12923 | 0.80626 | 13.54 | -13.54 | 13.54 | 119.37 | -77.04 | 1000 | 1000 | -13.54 | 13.54 | 13.54 | 13.13 | 13.54
2016-05-01 14:00:00 | 0.089326 | 0.12923 | 0.66004 | 14.25 | -14.25 | 14.25 | 120.08 | -77.75 | 1000 | 1000 | -14.25 | 14.25 | 14.25 | 11.97 | 14.25
2016-05-01 15:00:00 | 0.089326 | 0.12923 | 0.58723 | 16.21 | -16.21 | 16.21 | 122.04 | -79.71 | 1000 | 1000 | -16.21 | 16.21 | 16.21 | 10.05 | 16.21
2016-05-01 16:00:00 | 0.089326 | 0.12923 | 0.52352 | 21.35 | -21.35 | 21.35 | 127.18 | -84.85 | 1000 | 1000 | -21.35 | 21.35 | 21.35 | 22.99 | 21.35
2016-05-01 17:00:00 | 0.089326 | 0.12923 | 0.55331 | 23.57 | -23.57 | 23.57 | 129.4 | -87.07 | 1000 | 1000 | -23.57 | 23.57 | 23.57 | 41.54 | 23.57
2016-05-01 18:00:00 | 0.14403 | 0.18154 | 0.67192 | 25.08 | -25.08 | 25.08 | 130.91 | -88.58 | 1000 | 1000 | -25.08 | 25.08 | 25.08 | 50.86 | 25.08
2016-05-01 19:00:00 | 0.21804 | 0.25231 | 0.77603 | 25.74 | -25.74 | 25.74 | 131.57 | -89.24 | 1000 | 1000 | -25.74 | 25.74 | 25.74 | 53.56 | 25.74
2016-05-01 20:00:00 | 0.34998 | 0.37846 | 0.75374 | 26.35 | -26.35 | 26.35 | 132.18 | -89.85 | 1000 | 1000 | -26.35 | 26.35 | 26.35 | 53.99 | 26.35
2016-05-01 21:00:00 | 0.33067 | 0.36 | 0.70206 | 24.48 | -24.48 | 24.48 | 130.31 | -87.98 | 1000 | 1000 | -24.48 | 24.48 | 24.48 | 55.69 | 24.48
2016-05-01 22:00:00 | 0.39503 | 0.42154 | 0.62189 | 21.45 | -21.45 | 21.45 | 127.28 | -84.95 | 1000 | 1000 | -21.45 | 21.45 | 21.45 | 53.76 | 21.45
2016-05-01 23:00:00 | 0.38859 | 0.41538 | 0.46945 | 20.23 | -20.23 | 20.23 | 126.06 | -83.73 | 1000 | 1000 | -20.23 | 20.23 | 20.23 | 44.4 | 20.23
2016-05-02 00:00:00 | 0.42399 | 0.44923 | 0.35579 | 20.03 | -20.03 | 20.03 | 125.86 | -83.53 | 1000 | 1000 | -20.03 | 20.03 | 20.03 | 46 | 20.03
2016-05-02 01:00:00 | 0.39503 | 0.42154 | 0.2723 | 19.94 | -19.94 | 19.94 | 125.77 | -83.44 | 1000 | 1000 | -19.94 | 19.94 | 19.94 | 43 | 19.94
2016-05-02 02:00:00 | 0.4079 | 0.43385 | 0.24656 | 20.08 | -20.08 | 20.08 | 125.91 | -83.58 | 1000 | 1000 | -20.08 | 20.08 | 20.08 | 42.08 | 20.08
2016-05-02 03:00:00 | 0.40147 | 0.42769 | 0.24182 | 23.47 | -23.47 | 23.47 | 129.3 | -86.97 | 1000 | 1000 | -23.47 | 23.47 | 23.47 | 35.9 | 23.47
2016-05-02 04:00:00 | 0.49157 | 0.51385 | 0.25666 | 31.12 | -31.12 | 31.12 | 136.95 | -94.62 | 1000 | 1000 | -31.12 | 31.12 | 31.12 | 36.61 | 31.12
2016-05-02 05:00:00 | 0.46904 | 0.49231 | 0.30259 | 35.53 | -35.53 | 35.53 | 141.36 | -99.03 | 1000 | 1000 | -35.53 | 35.53 | 35.53 | 48.09 | 35.53
2016-05-02 06:00:00 | 0.38538 | 0.41231 | 0.48151 | 34.96 | -34.96 | 34.96 | 140.79 | -98.46 | 1000 | 1000 | -34.96 | 34.96 | 34.96 | 56.19 | 34.96
2016-05-02 07:00:00 | 0.23092 | 0.26462 | 0.66658 | 31.35 | -31.35 | 31.35 | 137.18 | -94.85 | 1000 | 1000 | -31.35 | 31.35 | 31.35 | 62.04 | 31.35
2016-05-02 08:00:00 | 0.1569 | 0.19385 | 0.76801 | 28.29 | -28.29 | 28.29 | 134.12 | -91.79 | 1000 | 1000 | -28.29 | 28.29 | 28.29 | 63.11 | 28.29
2016-05-02 09:00:00 | 0.12794 | 0.16615 | 0.79951 | 26.91 | -26.91 | 26.91 | 132.74 | -90.41 | 1000 | 1000 | -26.91 | 26.91 | 26.91 | 61.2 | 26.91
2016-05-02 10:00:00 | 0.092544 | 0.13231 | 0.78557 | 25.29 | -25.29 | 25.29 | 131.12 | -88.79 | 1000 | 1000 | -25.29 | 25.29 | 25.29 | 59.98 | 25.29
2016-05-02 11:00:00 | 0.089326 | 0.12923 | 0.79764 | 25.07 | -25.07 | 25.07 | 130.9 | -88.57 | 1000 | 1000 | -25.07 | 25.07 | 25.07 | 60 | 25.07
2016-05-02 12:00:00 | 0.089326 | 0.12923 | 0.85187 | 25.02 | -25.02 | 25.02 | 130.85 | -88.52 | 1000 | 1000 | -25.02 | 25.02 | 25.02 | 58.99 | 25.02
2016-05-02 13:00:00 | 0.089326 | 0.12923 | 0.80371 | 25.53 | -25.53 | 25.53 | 131.36 | -89.03 | 1000 | 1000 | -25.53 | 25.53 | 25.53 | 60 | 25.53
2016-05-02 14:00:00 | 0.089326 | 0.12923 | 0.71281 | 26.94 | -26.94 | 26.94 | 132.77 | -90.44 | 1000 | 1000 | -26.94 | 26.94 | 26.94 | 57.67 | 26.94
2016-05-02 15:00:00 | 0.089326 | 0.12923 | 0.66962 | 29.06 | -29.06 | 29.06 | 134.89 | -92.56 | 1000 | 1000 | -29.06 | 29.06 | 29.06 | 56.95 | 29.06
2016-05-02 16:00:00 | 0.089326 | 0.12923 | 0.64249 | 33 | -33 | 33 | 138.83 | -96.5 | 1000 | 1000 | -33 | 33 | 33 | 55.64 | 33
2016-05-02 17:00:00 | 0.089326 | 0.12923 | 0.6827 | 35.79 | -35.79 | 35.79 | 141.62 | -99.29 | 1000 | 1000 | -35.79 | 35.79 | 35.79 | 56.12 | 35.79
2016-05-02 18:00:00 | 0.11507 | 0.15385 | 0.76871 | 35.76 | -35.76 | 35.76 | 141.59 | -99.26 | 1000 | 1000 | -35.76 | 35.76 | 35.76 | 59.94 | 35.76
2016-05-02 19:00:00 | 0.19874 | 0.23385 | 0.84092 | 34.08 | -34.08 | 34.08 | 139.91 | -97.58 | 1000 | 1000 | -34.08 | 34.08 | 34.08 | 58.96 | 34.08
2016-05-02 20:00:00 | 0.23735 | 0.27077 | 0.81374 | 31.93 | -31.93 | 31.93 | 137.76 | -95.43 | 1000 | 1000 | -31.93 | 31.93 | 31.93 | 59.94 | 31.93
2016-05-02 21:00:00 | 0.26309 | 0.29538 | 0.75678 | 27.05 | -27.05 | 27.05 | 132.88 | -90.55 | 1000 | 1000 | -27.05 | 27.05 | 27.05 | 58.72 | 27.05
2016-05-02 22:00:00 | 0.33067 | 0.36 | 0.66533 | 23.91 | -23.91 | 23.91 | 129.74 | -87.41 | 1000 | 1000 | -23.91 | 23.91 | 23.91 | 56.74 | 23.91
2016-05-02 23:00:00 | 0.37894 | 0.40615 | 0.5102 | 22.32 | -22.32 | 22.32 | 128.15 | -85.82 | 1000 | 1000 | -22.32 | 22.32 | 22.32 | 51.36 | 22.32
2016-05-03 00:00:00 | 0.39825 | 0.42462 | 0.35579 | 21.84 | -21.84 | 21.84 | 127.67 | -85.34 | 1000 | 1000 | -21.84 | 21.84 | 21.84 | 48.75 | 21.84
2016-05-03 01:00:00 | 0.40147 | 0.42769 | 0.2723 | 21.37 | -21.37 | 21.37 | 127.2 | -84.87 | 1000 | 1000 | -21.37 | 21.37 | 21.37 | 46 | 21.37
2016-05-03 02:00:00 | 0.4079 | 0.43385 | 0.24656 | 21.85 | -21.85 | 21.85 | 127.68 | -85.35 | 1000 | 1000 | -21.85 | 21.85 | 21.85 | 44.53 | 21.85
2016-05-03 03:00:00 | 0.42077 | 0.44615 | 0.24182 | 23.26 | -23.26 | 23.26 | 129.09 | -86.76 | 1000 | 1000 | -23.26 | 23.26 | 23.26 | 45.95 | 23.26
2016-05-03 04:00:00 | 0.45939 | 0.48308 | 0.25666 | 30.39 | -30.39 | 30.39 | 136.22 | -93.89 | 1000 | 1000 | -30.39 | 30.39 | 30.39 | 46.54 | 30.39
2016-05-03 05:00:00 | 0.35963 | 0.38769 | 0.30259 | 33.9 | -33.9 | 33.9 | 139.73 | -97.4 | 1000 | 1000 | -33.9 | 33.9 | 33.9 | 48.17 | 33.9
2016-05-03 06:00:00 | 0.25344 | 0.28615 | 0.48151 | 36.48 | -36.48 | 36.48 | 142.31 | -99.98 | 1000 | 1000 | -36.48 | 36.48 | 36.48 | 58.3 | 36.48
2016-05-03 07:00:00 | 0.19552 | 0.23077 | 0.66658 | 35.95 | -35.95 | 35.95 | 141.78 | -99.45 | 1000 | 1000 | -35.95 | 35.95 | 35.95 | 67.99 | 35.95
2016-05-03 08:00:00 | 0.089326 | 0.12923 | 0.76801 | 35.58 | -35.58 | 35.58 | 141.41 | -99.08 | 1000 | 1000 | -35.58 | 35.58 | 35.58 | 70 | 35.58
2016-05-03 09:00:00 | 0.089326 | 0.12923 | 0.79951 | 34.9 | -34.9 | 34.9 | 140.73 | -98.4 | 1000 | 1000 | -34.9 | 34.9 | 34.9 | 68.3 | 34.9
2016-05-03 10:00:00 | 0.089326 | 0.12923 | 0.78557 | 31.55 | -31.55 | 31.55 | 137.38 | -95.05 | 1000 | 1000 | -31.55 | 31.55 | 31.55 | 68.59 | 31.55
2016-05-03 11:00:00 | 0.089326 | 0.12923 | 0.79764 | 26.59 | -26.59 | 26.59 | 132.42 | -90.09 | 1000 | 1000 | -26.59 | 26.59 | 26.59 | 71.51 | 26.59
2016-05-03 12:00:00 | 0.089326 | 0.12923 | 0.85187 | 24.9 | -24.9 | 24.9 | 130.73 | -88.4 | 1000 | 1000 | -24.9 | 24.9 | 24.9 | 71.49 | 24.9
2016-05-03 13:00:00 | 0.089326 | 0.12923 | 0.80371 | 24.1 | -24.1 | 24.1 | 129.93 | -87.6 | 1000 | 1000 | -24.1 | 24.1 | 24.1 | 69.96 | 24.1
2016-05-03 14:00:00 | 0.089326 | 0.12923 | 0.71281 | 23.91 | -23.91 | 23.91 | 129.74 | -87.41 | 1000 | 1000 | -23.91 | 23.91 | 23.91 | 68 | 23.91
2016-05-03 15:00:00 | 0.089326 | 0.12923 | 0.66962 | 25.17 | -25.17 | 25.17 | 131 | -88.67 | 1000 | 1000 | -25.17 | 25.17 | 25.17 | 64.65 | 25.17
2016-05-03 16:00:00 | 0.089326 | 0.12923 | 0.64249 | 28.51 | -28.51 | 28.51 | 134.34 | -92.01 | 1000 | 1000 | -28.51 | 28.51 | 28.51 | 58.99 | 28.51
2016-05-03 17:00:00 | 0.16012 | 0.19692 | 0.6827 | 31.69 | -31.69 | 31.69 | 137.52 | -95.19 | 1000 | 1000 | -31.69 | 31.69 | 31.69 | 59.3 | 31.69
2016-05-03 18:00:00 | 0.22126 | 0.25538 | 0.76871 | 32.1 | -32.1 | 32.1 | 137.93 | -95.6 | 1000 | 1000 | -32.1 | 32.1 | 32.1 | 67.52 | 32.1
2016-05-03 19:00:00 | 0.25344 | 0.28615 | 0.84092 | 32.8 | -32.8 | 32.8 | 138.63 | -96.3 | 1000 | 1000 | -32.8 | 32.8 | 32.8 | 69.26 | 32.8
2016-05-03 20:00:00 | 0.30171 | 0.33231 | 0.81374 | 30.92 | -30.92 | 30.92 | 136.75 | -94.42 | 1000 | 1000 | -30.92 | 30.92 | 30.92 | 69.96 | 30.92
2016-05-03 21:00:00 | 0.29527 | 0.32615 | 0.75678 | 24.59 | -24.59 | 24.59 | 130.42 | -88.09 | 1000 | 1000 | -24.59 | 24.59 | 24.59 | 67.94 | 24.59
2016-05-03 22:00:00 | 0.29849 | 0.32923 | 0.66533 | 22.94 | -22.94 | 22.94 | 128.77 | -86.44 | 1000 | 1000 | -22.94 | 22.94 | 22.94 | 61.2 | 22.94
2016-05-03 23:00:00 | 0.28562 | 0.31692 | 0.5102 | 21.98 | -21.98 | 21.98 | 127.81 | -85.48 | 1000 | 1000 | -21.98 | 21.98 | 21.98 | 56.14 | 21.98
2016-05-04 00:00:00 | 0.28562 | 0.31692 | 0.35579 | 21.95 | -21.95 | 21.95 | 127.78 | -85.45 | 1000 | 1000 | -21.95 | 21.95 | 21.95 | 48.23 | 21.95
2016-05-04 01:00:00 | 0.29206 | 0.32308 | 0.2723 | 21.69 | -21.69 | 21.69 | 127.52 | -85.19 | 1000 | 1000 | -21.69 | 21.69 | 21.69 | 45.32 | 21.69
2016-05-04 02:00:00 | 0.30815 | 0.33846 | 0.24656 | 22.14 | -22.14 | 22.14 | 127.97 | -85.64 | 1000 | 1000 | -22.14 | 22.14 | 22.14 | 45.2 | 22.14
2016-05-04 03:00:00 | 0.31136 | 0.34154 | 0.24182 | 23.59 | -23.59 | 23.59 | 129.42 | -87.09 | 1000 | 1000 | -23.59 | 23.59 | 23.59 | 46 | 23.59
2016-05-04 04:00:00 | 0.32102 | 0.35077 | 0.25666 | 31.47 | -31.47 | 31.47 | 137.3 | -94.97 | 1000 | 1000 | -31.47 | 31.47 | 31.47 | 45.94 | 31.47
2016-05-04 05:00:00 | 0.32424 | 0.35385 | 0.30259 | 35.05 | -35.05 | 35.05 | 140.88 | -98.55 | 1000 | 1000 | -35.05 | 35.05 | 35.05 | 48.05 | 35.05
2016-05-04 06:00:00 | 0.30493 | 0.33538 | 0.48151 | 35.97 | -35.97 | 35.97 | 141.8 | -99.47 | 1000 | 1000 | -35.97 | 35.97 | 35.97 | 61.22 | 35.97
2016-05-04 07:00:00 | 0.29206 | 0.32308 | 0.66658 | 32.46 | -32.46 | 32.46 | 138.29 | -95.96 | 1000 | 1000 | -32.46 | 32.46 | 32.46 | 70.02 | 32.46
2016-05-04 08:00:00 | 0.28562 | 0.31692 | 0.76801 | 28.51 | -28.51 | 28.51 | 134.34 | -92.01 | 1000 | 1000 | -28.51 | 28.51 | 28.51 | 72.75 | 28.51
2016-05-04 09:00:00 | 0.26953 | 0.30154 | 0.79951 | 27.14 | -27.14 | 27.14 | 132.97 | -90.64 | 1000 | 1000 | -27.14 | 27.14 | 27.14 | 69.94 | 27.14
2016-05-04 10:00:00 | 0.23735 | 0.27077 | 0.78557 | 25.43 | -25.43 | 25.43 | 131.26 | -88.93 | 1000 | 1000 | -25.43 | 25.43 | 25.43 | 65.89 | 25.43
2016-05-04 11:00:00 | 0.17621 | 0.21231 | 0.79764 | 24.37 | -24.37 | 24.37 | 130.2 | -87.87 | 1000 | 1000 | -24.37 | 24.37 | 24.37 | 65.93 | 24.37
2016-05-04 12:00:00 | 0.11829 | 0.15692 | 0.85187 | 24.01 | -24.01 | 24.01 | 129.84 | -87.51 | 1000 | 1000 | -24.01 | 24.01 | 24.01 | 63.27 | 24.01
2016-05-04 13:00:00 | 0.11185 | 0.15077 | 0.80371 | 23.64 | -23.64 | 23.64 | 129.47 | -87.14 | 1000 | 1000 | -23.64 | 23.64 | 23.64 | 61.78 | 23.64
2016-05-04 14:00:00 | 0.12794 | 0.16615 | 0.71281 | 23.88 | -23.88 | 23.88 | 129.71 | -87.38 | 1000 | 1000 | -23.88 | 23.88 | 23.88 | 60.3 | 23.88
2016-05-04 15:00:00 | 0.11507 | 0.15385 | 0.66962 | 25.1 | -25.1 | 25.1 | 130.93 | -88.6 | 1000 | 1000 | -25.1 | 25.1 | 25.1 | 59.98 | 25.1
2016-05-04 16:00:00 | 0.12151 | 0.16 | 0.64249 | 28.96 | -28.96 | 28.96 | 134.79 | -92.46 | 1000 | 1000 | -28.96 | 28.96 | 28.96 | 57.01 | 28.96
2016-05-04 17:00:00 | 0.15047 | 0.18769 | 0.6827 | 31.73 | -31.73 | 31.73 | 137.56 | -95.23 | 1000 | 1000 | -31.73 | 31.73 | 31.73 | 59.91 | 31.73
2016-05-04 18:00:00 | 0.20517 | 0.24 | 0.76871 | 32 | -32 | 32 | 137.83 | -95.5 | 1000 | 1000 | -32 | 32 | 32 | 65.16 | 32
2016-05-04 19:00:00 | 0.30815 | 0.33846 | 0.84092 | 32.9 | -32.9 | 32.9 | 138.73 | -96.4 | 1000 | 1000 | -32.9 | 32.9 | 32.9 | 68.38 | 32.9
2016-05-04 20:00:00 | 0.32102 | 0.35077 | 0.81374 | 31.93 | -31.93 | 31.93 | 137.76 | -95.43 | 1000 | 1000 | -31.93 | 31.93 | 31.93 | 70.05 | 31.93
2016-05-04 21:00:00 | 0.38216 | 0.40923 | 0.75678 | 27.8 | -27.8 | 27.8 | 133.63 | -91.3 | 1000 | 1000 | -27.8 | 27.8 | 27.8 | 71.93 | 27.8
2016-05-04 22:00:00 | 0.39181 | 0.41846 | 0.66533 | 23.69 | -23.69 | 23.69 | 129.52 | -87.19 | 1000 | 1000 | -23.69 | 23.69 | 23.69 | 62 | 23.69
2016-05-04 23:00:00 | 0.41112 | 0.43692 | 0.5102 | 21.86 | -21.86 | 21.86 | 127.69 | -85.36 | 1000 | 1000 | -21.86 | 21.86 | 21.86 | 51.19 | 21.86
2016-05-05 00:00:00 | 0.37894 | 0.40615 | 0.42848 | 21.26 | -21.26 | 21.26 | 127.09 | -84.76 | 1000 | 1000 | -21.26 | 21.26 | 21.26 | 52.41 | 21.26
2016-05-05 01:00:00 | 0.3725 | 0.4 | 0.3248 | 20.26 | -20.26 | 20.26 | 126.09 | -83.76 | 1000 | 1000 | -20.26 | 20.26 | 20.26 | 50.91 | 20.26
2016-05-05 02:00:00 | 0.3725 | 0.4 | 0.2597 | 19.79 | -19.79 | 19.79 | 125.62 | -83.29 | 1000 | 1000 | -19.79 | 19.79 | 19.79 | 49.52 | 19.79
2016-05-05 03:00:00 | 0.3725 | 0.4 | 0.23571 | 19.79 | -19.79 | 19.79 | 125.62 | -83.29 | 1000 | 1000 | -19.79 | 19.79 | 19.79 | 49.14 | 19.79
2016-05-05 04:00:00 | 0.36607 | 0.39385 | 0.22974 | 19.95 | -19.95 | 19.95 | 125.78 | -83.45 | 1000 | 1000 | -19.95 | 19.95 | 19.95 | 51.49 | 19.95
2016-05-05 05:00:00 | 0.34032 | 0.36923 | 0.23181 | 20.07 | -20.07 | 20.07 | 125.9 | -83.57 | 1000 | 1000 | -20.07 | 20.07 | 20.07 | 52.02 | 20.07
2016-05-05 06:00:00 | 0.28562 | 0.31692 | 0.24273 | 20 | -20 | 20 | 125.83 | -83.5 | 1000 | 1000 | -20 | 20 | 20 | 65.18 | 20
2016-05-05 07:00:00 | 0.25022 | 0.28308 | 0.33217 | 19.57 | -19.57 | 19.57 | 125.4 | -83.07 | 1000 | 1000 | -19.57 | 19.57 | 19.57 | 67.93 | 19.57
2016-05-05 08:00:00 | 0.1923 | 0.22769 | 0.53135 | 19.01 | -19.01 | 19.01 | 124.84 | -82.51 | 1000 | 1000 | -19.01 | 19.01 | 19.01 | 70.05 | 19.01
2016-05-05 09:00:00 | 0.14403 | 0.18154 | 0.74639 | 17.76 | -17.76 | 17.76 | 123.59 | -81.26 | 1000 | 1000 | -17.76 | 17.76 | 17.76 | 68.8 | 17.76
2016-05-05 10:00:00 | 0.092544 | 0.13231 | 0.8642 | 16.97 | -16.97 | 16.97 | 122.8 | -80.47 | 1000 | 1000 | -16.97 | 16.97 | 16.97 | 68.93 | 16.97
2016-05-05 11:00:00 | 0.089326 | 0.12923 | 0.95828 | 13.42 | -13.42 | 13.42 | 119.25 | -76.92 | 1000 | 1000 | -13.42 | 13.42 | 13.42 | 70.1 | 13.42
2016-05-05 12:00:00 | 0.089326 | 0.12923 | 0.97557 | 10.85 | -10.85 | 10.85 | 116.68 | -74.35 | 1000 | 1000 | -10.85 | 10.85 | 10.85 | 67.56 | 10.85
2016-05-05 13:00:00 | 0.089326 | 0.12923 | 0.80626 | 10.49 | -10.49 | 10.49 | 116.32 | -73.99 | 1000 | 1000 | -10.49 | 10.49 | 10.49 | 64.91 | 10.49
2016-05-05 14:00:00 | 0.089326 | 0.12923 | 0.66004 | 13.06 | -13.06 | 13.06 | 118.89 | -76.56 | 1000 | 1000 | -13.06 | 13.06 | 13.06 | 63.81 | 13.06
2016-05-05 15:00:00 | 0.089326 | 0.12923 | 0.58723 | 17.77 | -17.77 | 17.77 | 123.6 | -81.27 | 1000 | 1000 | -17.77 | 17.77 | 17.77 | 60.62 | 17.77
2016-05-05 16:00:00 | 0.089326 | 0.12923 | 0.52352 | 20.67 | -20.67 | 20.67 | 126.5 | -84.17 | 1000 | 1000 | -20.67 | 20.67 | 20.67 | 59.21 | 20.67
2016-05-05 17:00:00 | 0.089326 | 0.12923 | 0.55331 | 24.2 | -24.2 | 24.2 | 130.03 | -87.7 | 1000 | 1000 | -24.2 | 24.2 | 24.2 | 64.94 | 24.2
2016-05-05 18:00:00 | 0.10542 | 0.14462 | 0.67192 | 24.08 | -24.08 | 24.08 | 129.91 | -87.58 | 1000 | 1000 | -24.08 | 24.08 | 24.08 | 68.98 | 24.08
2016-05-05 19:00:00 | 0.18586 | 0.22154 | 0.77603 | 24.87 | -24.87 | 24.87 | 130.7 | -88.37 | 1000 | 1000 | -24.87 | 24.87 | 24.87 | 71.02 | 24.87
2016-05-05 20:00:00 | 0.2277 | 0.26154 | 0.75374 | 25.79 | -25.79 | 25.79 | 131.62 | -89.29 | 1000 | 1000 | -25.79 | 25.79 | 25.79 | 72.26 | 25.79
2016-05-05 21:00:00 | 0.26309 | 0.29538 | 0.70206 | 21.62 | -21.62 | 21.62 | 127.45 | -85.12 | 1000 | 1000 | -21.62 | 21.62 | 21.62 | 69.01 | 21.62
2016-05-05 22:00:00 | 0.27918 | 0.31077 | 0.62189 | 20.73 | -20.73 | 20.73 | 126.56 | -84.23 | 1000 | 1000 | -20.73 | 20.73 | 20.73 | 63.34 | 20.73
2016-05-05 23:00:00 | 0.29849 | 0.32923 | 0.46945 | 19.08 | -19.08 | 19.08 | 124.91 | -82.58 | 1000 | 1000 | -19.08 | 19.08 | 19.08 | 53.17 | 19.08
2016-05-06 00:00:00 | 0.35641 | 0.38462 | 0.35579 | 18.46 | -18.46 | 18.46 | 124.29 | -81.96 | 1000 | 1000 | -18.46 | 18.46 | 18.46 | 50.38 | 18.46
2016-05-06 01:00:00 | 0.37572 | 0.40308 | 0.2723 | 17.87 | -17.87 | 17.87 | 123.7 | -81.37 | 1000 | 1000 | -17.87 | 17.87 | 17.87 | 46.56 | 17.87
2016-05-06 02:00:00 | 0.39825 | 0.42462 | 0.24656 | 19.11 | -19.11 | 19.11 | 124.94 | -82.61 | 1000 | 1000 | -19.11 | 19.11 | 19.11 | 45.32 | 19.11
2016-05-06 03:00:00 | 0.42399 | 0.44923 | 0.24182 | 20 | -20 | 20 | 125.83 | -83.5 | 1000 | 1000 | -20 | 20 | 20 | 45.91 | 20
2016-05-06 04:00:00 | 0.42077 | 0.44615 | 0.25666 | 24.44 | -24.44 | 24.44 | 130.27 | -87.94 | 1000 | 1000 | -24.44 | 24.44 | 24.44 | 46.38 | 24.44
2016-05-06 05:00:00 | 0.34032 | 0.36923 | 0.30259 | 30.33 | -30.33 | 30.33 | 136.16 | -93.83 | 1000 | 1000 | -30.33 | 30.33 | 30.33 | 47.54 | 30.33
2016-05-06 06:00:00 | 0.19552 | 0.23077 | 0.48151 | 30.99 | -30.99 | 30.99 | 136.82 | -94.49 | 1000 | 1000 | -30.99 | 30.99 | 30.99 | 54.57 | 30.99
2016-05-06 07:00:00 | 0.14081 | 0.17846 | 0.66658 | 29.98 | -29.98 | 29.98 | 135.81 | -93.48 | 1000 | 1000 | -29.98 | 29.98 | 29.98 | 63.03 | 29.98
2016-05-06 08:00:00 | 0.089326 | 0.12923 | 0.76801 | 24.28 | -24.28 | 24.28 | 130.11 | -87.78 | 1000 | 1000 | -24.28 | 24.28 | 24.28 | 65.11 | 24.28
2016-05-06 09:00:00 | 0.089326 | 0.12923 | 0.79951 | 22.58 | -22.58 | 22.58 | 128.41 | -86.08 | 1000 | 1000 | -22.58 | 22.58 | 22.58 | 63.21 | 22.58
2016-05-06 10:00:00 | 0.089326 | 0.12923 | 0.78557 | 19.66 | -19.66 | 19.66 | 125.49 | -83.16 | 1000 | 1000 | -19.66 | 19.66 | 19.66 | 62.97 | 19.66
2016-05-06 11:00:00 | 0.089326 | 0.12923 | 0.79764 | 14.24 | -14.24 | 14.24 | 120.07 | -77.74 | 1000 | 1000 | -14.24 | 14.24 | 14.24 | 63.16 | 14.24
2016-05-06 12:00:00 | 0.089326 | 0.12923 | 0.85187 | 11.92 | -11.92 | 11.92 | 117.75 | -75.42 | 1000 | 1000 | -11.92 | 11.92 | 11.92 | 61.95 | 11.92
2016-05-06 13:00:00 | 0.089326 | 0.12923 | 0.80371 | 14.96 | -14.96 | 14.96 | 120.79 | -78.46 | 1000 | 1000 | -14.96 | 14.96 | 14.96 | 59.55 | 14.96
2016-05-06 14:00:00 | 0.089326 | 0.12923 | 0.71281 | 17.93 | -17.93 | 17.93 | 123.76 | -81.43 | 1000 | 1000 | -17.93 | 17.93 | 17.93 | 58.03 | 17.93
2016-05-06 15:00:00 | 0.089326 | 0.12923 | 0.66962 | 21.85 | -21.85 | 21.85 | 127.68 | -85.35 | 1000 | 1000 | -21.85 | 21.85 | 21.85 | 53.27 | 21.85
2016-05-06 16:00:00 | 0.089326 | 0.12923 | 0.64249 | 27.99 | -27.99 | 27.99 | 133.82 | -91.49 | 1000 | 1000 | -27.99 | 27.99 | 27.99 | 53.71 | 27.99
2016-05-06 17:00:00 | 0.089326 | 0.12923 | 0.6827 | 30.94 | -30.94 | 30.94 | 136.77 | -94.44 | 1000 | 1000 | -30.94 | 30.94 | 30.94 | 58.25 | 30.94
2016-05-06 18:00:00 | 0.089326 | 0.12923 | 0.76871 | 28.8 | -28.8 | 28.8 | 134.63 | -92.3 | 1000 | 1000 | -28.8 | 28.8 | 28.8 | 61.65 | 28.8
2016-05-06 19:00:00 | 0.089326 | 0.12923 | 0.84092 | 27.86 | -27.86 | 27.86 | 133.69 | -91.36 | 1000 | 1000 | -27.86 | 27.86 | 27.86 | 65.81 | 27.86
2016-05-06 20:00:00 | 0.089326 | 0.12923 | 0.81374 | 25.43 | -25.43 | 25.43 | 131.26 | -88.93 | 1000 | 1000 | -25.43 | 25.43 | 25.43 | 66.15 | 25.43
2016-05-06 21:00:00 | 0.11507 | 0.15385 | 0.75678 | 21.42 | -21.42 | 21.42 | 127.25 | -84.92 | 1000 | 1000 | -21.42 | 21.42 | 21.42 | 64.96 | 21.42
2016-05-06 22:00:00 | 0.10542 | 0.14462 | 0.66533 | 19.73 | -19.73 | 19.73 | 125.56 | -83.23 | 1000 | 1000 | -19.73 | 19.73 | 19.73 | 58.45 | 19.73
2016-05-06 23:00:00 | 0.1376 | 0.17538 | 0.5102 | 16.9 | -16.9 | 16.9 | 122.73 | -80.4 | 1000 | 1000 | -16.9 | 16.9 | 16.9 | 51.79 | 16.9
2016-05-07 00:00:00 | 0.17299 | 0.20923 | 0.39269 | 14.95 | -14.95 | 14.95 | 120.78 | -78.45 | 1000 | 1000 | -14.95 | 14.95 | 14.95 | 56.74 | 14.95
2016-05-07 01:00:00 | 0.20517 | 0.24 | 0.32007 | 14.64 | -14.64 | 14.64 | 120.47 | -78.14 | 1000 | 1000 | -14.64 | 14.64 | 14.64 | 51.8 | 14.64
2016-05-07 02:00:00 | 0.2277 | 0.26154 | 0.27054 | 14.96 | -14.96 | 14.96 | 120.79 | -78.46 | 1000 | 1000 | -14.96 | 14.96 | 14.96 | 47.9 | 14.96
2016-05-07 03:00:00 | 0.25988 | 0.29231 | 0.2573 | 15.2 | -15.2 | 15.2 | 121.03 | -78.7 | 1000 | 1000 | -15.2 | 15.2 | 15.2 | 43.06 | 15.2
2016-05-07 04:00:00 | 0.29206 | 0.32308 | 0.25708 | 16.27 | -16.27 | 16.27 | 122.1 | -79.77 | 1000 | 1000 | -16.27 | 16.27 | 16.27 | 45.92 | 16.27
2016-05-07 05:00:00 | 0.22126 | 0.25538 | 0.2679 | 19.32 | -19.32 | 19.32 | 125.15 | -82.82 | 1000 | 1000 | -19.32 | 19.32 | 19.32 | 43.99 | 19.32
2016-05-07 06:00:00 | 0.16656 | 0.20308 | 0.32786 | 19.94 | -19.94 | 19.94 | 125.77 | -83.44 | 1000 | 1000 | -19.94 | 19.94 | 19.94 | 44.39 | 19.94
2016-05-07 07:00:00 | 0.092544 | 0.13231 | 0.51632 | 19.41 | -19.41 | 19.41 | 125.24 | -82.91 | 1000 | 1000 | -19.41 | 19.41 | 19.41 | 49.82 | 19.41
2016-05-07 08:00:00 | 0.089326 | 0.12923 | 0.72881 | 13.1 | -13.1 | 13.1 | 118.93 | -76.6 | 1000 | 1000 | -13.1 | 13.1 | 13.1 | 54.89 | 13.1
2016-05-07 09:00:00 | 0.089326 | 0.12923 | 0.83671 | 10.54 | -10.54 | 10.54 | 116.37 | -74.04 | 1000 | 1000 | -10.54 | 10.54 | 10.54 | 56.98 | 10.54
2016-05-07 10:00:00 | 0.089326 | 0.12923 | 0.89575 | 6.12 | -6.12 | 6.12 | 111.95 | -69.62 | 1000 | 1000 | -6.12 | 6.12 | 6.12 | 57.14 | 6.12
2016-05-07 11:00:00 | 0.089326 | 0.12923 | 0.93645 | 5.32 | -5.32 | 5.32 | 111.15 | -68.82 | 1000 | 1000 | -5.32 | 5.32 | 5.32 | 57.72 | 5.32
2016-05-07 12:00:00 | 0.089326 | 0.12923 | 0.97446 | 3.05 | -3.05 | 3.05 | 108.88 | -66.55 | 1000 | 1000 | -3.05 | 3.05 | 3.05 | 58.94 | 3.05
2016-05-07 13:00:00 | 0.089326 | 0.12923 | 0.93367 | 3.84 | -3.84 | 3.84 | 109.67 | -67.34 | 1000 | 1000 | -3.84 | 3.84 | 3.84 | 52.28 | 3.84
2016-05-07 14:00:00 | 0.089326 | 0.12923 | 0.82041 | 8.67 | -8.67 | 8.67 | 114.5 | -72.17 | 1000 | 1000 | -8.67 | 8.67 | 8.67 | 47 | 8.67
2016-05-07 15:00:00 | 0.089326 | 0.12923 | 0.73445 | 13.49 | -13.49 | 13.49 | 119.32 | -76.99 | 1000 | 1000 | -13.49 | 13.49 | 13.49 | 47 | 13.49
2016-05-07 16:00:00 | 0.089326 | 0.12923 | 0.70905 | 19.92 | -19.92 | 19.92 | 125.75 | -83.42 | 1000 | 1000 | -19.92 | 19.92 | 19.92 | 46.86 | 19.92
2016-05-07 17:00:00 | 0.089326 | 0.12923 | 0.76491 | 21.43 | -21.43 | 21.43 | 127.26 | -84.93 | 1000 | 1000 | -21.43 | 21.43 | 21.43 | 48.8 | 21.43
2016-05-07 18:00:00 | 0.089326 | 0.12923 | 0.87191 | 19.93 | -19.93 | 19.93 | 125.76 | -83.43 | 1000 | 1000 | -19.93 | 19.93 | 19.93 | 54.81 | 19.93
2016-05-07 19:00:00 | 0.089326 | 0.12923 | 0.93772 | 19.81 | -19.81 | 19.81 | 125.64 | -83.31 | 1000 | 1000 | -19.81 | 19.81 | 19.81 | 59.85 | 19.81
2016-05-07 20:00:00 | 0.089326 | 0.12923 | 0.86663 | 19.72 | -19.72 | 19.72 | 125.55 | -83.22 | 1000 | 1000 | -19.72 | 19.72 | 19.72 | 58.45 | 19.72
2016-05-07 21:00:00 | 0.10542 | 0.14462 | 0.72173 | 18.22 | -18.22 | 18.22 | 124.05 | -81.72 | 1000 | 1000 | -18.22 | 18.22 | 18.22 | 55.93 | 18.22
2016-05-07 22:00:00 | 0.12151 | 0.16 | 0.6763 | 14.2 | -14.2 | 14.2 | 120.03 | -77.7 | 1000 | 1000 | -14.2 | 14.2 | 14.2 | 55.49 | 14.2
2016-05-07 23:00:00 | 0.14403 | 0.18154 | 0.57413 | 10.01 | -10.01 | 10.01 | 115.84 | -73.51 | 1000 | 1000 | -10.01 | 10.01 | 10.01 | 50.12 | 10.01
2016-05-08 00:00:00 | 0.16334 | 0.2 | 0.42848 | 7.98 | -7.98 | 7.98 | 113.81 | -71.48 | 1000 | 1000 | -7.98 | 7.98 | 7.98 | 45.49 | 7.98
2016-05-08 01:00:00 | 0.17621 | 0.21231 | 0.3248 | 5.07 | -5.07 | 5.07 | 110.9 | -68.57 | 1000 | 1000 | -5.07 | 5.07 | 5.07 | 43.93 | 5.07
2016-05-08 02:00:00 | 0.21161 | 0.24615 | 0.2597 | 4 | -4 | 4 | 109.83 | -67.5 | 1000 | 1000 | -4 | 4 | 4 | 33.26 | 4
2016-05-08 03:00:00 | 0.19874 | 0.23385 | 0.23571 | 3 | -3 | 3 | 108.83 | -66.5 | 1000 | 1000 | -3 | 3 | 3 | 28.98 | 3
2016-05-08 04:00:00 | 0.20517 | 0.24 | 0.22974 | 2.91 | -2.91 | 2.91 | 108.74 | -66.41 | 1000 | 1000 | -2.91 | 2.91 | 2.91 | 22.89 | 2.91
2016-05-08 05:00:00 | 0.16334 | 0.2 | 0.23181 | 2.79 | -2.79 | 2.79 | 108.62 | -66.29 | 1000 | 1000 | -2.79 | 2.79 | 2.79 | 36.35 | 2.79
2016-05-08 06:00:00 | 0.10863 | 0.14769 | 0.24273 | 4 | -4 | 4 | 109.83 | -67.5 | 1000 | 1000 | -4 | 4 | 4 | 31.97 | 4
2016-05-08 07:00:00 | 0.089326 | 0.12923 | 0.33217 | 2.35 | -2.35 | 2.35 | 108.18 | -65.85 | 1000 | 1000 | -2.35 | 2.35 | 2.35 | 39.44 | 2.35
2016-05-08 08:00:00 | 0.089326 | 0.12923 | 0.53135 | -1.63 | 1.63 | -1.63 | 104.2 | -61.87 | -1.63 | -1.63 | 1.63 | -1.63 | -1.63 | 44.38 | -1.63
2016-05-08 09:00:00 | 0.089326 | 0.12923 | 0.74639 | -7.09 | 7.09 | -7.09 | 98.74 | -56.41 | -7.09 | -7.09 | 7.09 | -7.09 | -7.09 | 46 | -7.09
2016-05-08 10:00:00 | 0.089326 | 0.12923 | 0.8642 | -76.09 | 76.09 | -76.09 | 29.74 | 12.59 | -76.09 | -76.09 | 76.09 | -76.09 | -76.09 | 48.71 | -76.09
2016-05-08 11:00:00 | 0.089326 | 0.12923 | 0.95828 | -100.06 | 100.06 | -100.06 | 5.77 | 36.56 | -100.06 | -100.06 | 100.06 | -100.06 | -100.06 | 52.41 | -100.06
2016-05-08 12:00:00 | 0.089326 | 0.12923 | 0.97557 | -130.09 | 130.09 | -130.09 | -24.26 | 66.59 | -130.09 | -130.09 | 130.09 | -130.09 | -130.09 | 51.62 | -130.09
2016-05-08 13:00:00 | 0.089326 | 0.12923 | 0.80626 | -82.06 | 82.06 | -82.06 | 23.77 | 18.56 | -82.06 | -82.06 | 82.06 | -82.06 | -82.06 | 46.29 | -82.06
2016-05-08 14:00:00 | 0.089326 | 0.12923 | 0.66004 | -76 | 76 | -76 | 29.83 | 12.5 | -76 | -76 | 76 | -76 | -76 | 44.24 | -76
2016-05-08 15:00:00 | 0.089326 | 0.12923 | 0.58723 | -0.6 | 0.60001 | -0.6 | 105.23 | -62.9 | -0.6 | -0.6 | 0.6 | -0.6 | -0.6 | 40.61 | -0.6
2016-05-08 16:00:00 | 0.089326 | 0.12923 | 0.52352 | 10.4 | -10.4 | 10.4 | 116.23 | -73.9 | 1000 | 1000 | -10.4 | 10.4 | 10.4 | 40.92 | 10.4
2016-05-08 17:00:00 | 0.089326 | 0.12923 | 0.55331 | 19.35 | -19.35 | 19.35 | 125.18 | -82.85 | 1000 | 1000 | -19.35 | 19.35 | 19.35 | 45.94 | 19.35
2016-05-08 18:00:00 | 0.089326 | 0.12923 | 0.67192 | 19.4 | -19.4 | 19.4 | 125.23 | -82.9 | 1000 | 1000 | -19.4 | 19.4 | 19.4 | 51.33 | 19.4
2016-05-08 19:00:00 | 0.089326 | 0.12923 | 0.77603 | 20.02 | -20.02 | 20.02 | 125.85 | -83.52 | 1000 | 1000 | -20.02 | 20.02 | 20.02 | 56.21 | 20.02
2016-05-08 20:00:00 | 0.089326 | 0.12923 | 0.75374 | 20.12 | -20.12 | 20.12 | 125.95 | -83.62 | 1000 | 1000 | -20.12 | 20.12 | 20.12 | 58.48 | 20.12
2016-05-08 21:00:00 | 0.089326 | 0.12923 | 0.70206 | 18.66 | -18.66 | 18.66 | 124.49 | -82.16 | 1000 | 1000 | -18.66 | 18.66 | 18.66 | 64.94 | 18.66
2016-05-08 22:00:00 | 0.089326 | 0.12923 | 0.62189 | 14.28 | -14.28 | 14.28 | 120.11 | -77.78 | 1000 | 1000 | -14.28 | 14.28 | 14.28 | 67.93 | 14.28
2016-05-08 23:00:00 | 0.089326 | 0.12923 | 0.46945 | 12.68 | -12.68 | 12.68 | 118.51 | -76.18 | 1000 | 1000 | -12.68 | 12.68 | 12.68 | 58.78 | 12.68
2016-05-09 00:00:00 | 0.11185 | 0.15077 | 0.35579 | 12.09 | -12.09 | 12.09 | 117.92 | -75.59 | 1000 | 1000 | -12.09 | 12.09 | 12.09 | 44.74 | 12.09
2016-05-09 01:00:00 | 0.1376 | 0.17538 | 0.2723 | 9.57 | -9.57 | 9.57 | 115.4 | -73.07 | 1000 | 1000 | -9.57 | 9.57 | 9.57 | 41.84 | 9.57
2016-05-09 02:00:00 | 0.21483 | 0.24923 | 0.24656 | 11 | -11 | 11 | 116.83 | -74.5 | 1000 | 1000 | -11 | 11 | 11 | 32.94 | 11
2016-05-09 03:00:00 | 0.29206 | 0.32308 | 0.24182 | 14.18 | -14.18 | 14.18 | 120.01 | -77.68 | 1000 | 1000 | -14.18 | 14.18 | 14.18 | 27.81 | 14.18
2016-05-09 04:00:00 | 0.17299 | 0.20923 | 0.25666 | 28.57 | -28.57 | 28.57 | 134.4 | -92.07 | 1000 | 1000 | -28.57 | 28.57 | 28.57 | 32.98 | 28.57
2016-05-09 05:00:00 | 0.17299 | 0.20923 | 0.30259 | 32.95 | -32.95 | 32.95 | 138.78 | -96.45 | 1000 | 1000 | -32.95 | 32.95 | 32.95 | 46.58 | 32.95
2016-05-09 06:00:00 | 0.089326 | 0.12923 | 0.48151 | 34.69 | -34.69 | 34.69 | 140.52 | -98.19 | 1000 | 1000 | -34.69 | 34.69 | 34.69 | 64.99 | 34.69
2016-05-09 07:00:00 | 0.089326 | 0.12923 | 0.66658 | 31.24 | -31.24 | 31.24 | 137.07 | -94.74 | 1000 | 1000 | -31.24 | 31.24 | 31.24 | 70 | 31.24
2016-05-09 08:00:00 | 0.089326 | 0.12923 | 0.76801 | 24.23 | -24.23 | 24.23 | 130.06 | -87.73 | 1000 | 1000 | -24.23 | 24.23 | 24.23 | 82.62 | 24.23
2016-05-09 09:00:00 | 0.089326 | 0.12923 | 0.79951 | 22.15 | -22.15 | 22.15 | 127.98 | -85.65 | 1000 | 1000 | -22.15 | 22.15 | 22.15 | 79.33 | 22.15
2016-05-09 10:00:00 | 0.089326 | 0.12923 | 0.78557 | 17.08 | -17.08 | 17.08 | 122.91 | -80.58 | 1000 | 1000 | -17.08 | 17.08 | 17.08 | 76.1 | 17.08
2016-05-09 11:00:00 | 0.089326 | 0.12923 | 0.79764 | 12.01 | -12.01 | 12.01 | 117.84 | -75.51 | 1000 | 1000 | -12.01 | 12.01 | 12.01 | 70.94 | 12.01
2016-05-09 12:00:00 | 0.089326 | 0.12923 | 0.85187 | 10.85 | -10.85 | 10.85 | 116.68 | -74.35 | 1000 | 1000 | -10.85 | 10.85 | 10.85 | 67.94 | 10.85
2016-05-09 13:00:00 | 0.089326 | 0.12923 | 0.80371 | 18.63 | -18.63 | 18.63 | 124.46 | -82.13 | 1000 | 1000 | -18.63 | 18.63 | 18.63 | 66.97 | 18.63
2016-05-09 14:00:00 | 0.089326 | 0.12923 | 0.71281 | 21 | -21 | 21 | 126.83 | -84.5 | 1000 | 1000 | -21 | 21 | 21 | 66.01 | 21
2016-05-09 15:00:00 | 0.089326 | 0.12923 | 0.66962 | 23.71 | -23.71 | 23.71 | 129.54 | -87.21 | 1000 | 1000 | -23.71 | 23.71 | 23.71 | 65.2 | 23.71
2016-05-09 16:00:00 | 0.089326 | 0.12923 | 0.64249 | 27.12 | -27.12 | 27.12 | 132.95 | -90.62 | 1000 | 1000 | -27.12 | 27.12 | 27.12 | 63.61 | 27.12
2016-05-09 17:00:00 | 0.089326 | 0.12923 | 0.6827 | 31.46 | -31.46 | 31.46 | 137.29 | -94.96 | 1000 | 1000 | -31.46 | 31.46 | 31.46 | 65.15 | 31.46
2016-05-09 18:00:00 | 0.089326 | 0.12923 | 0.76871 | 31.28 | -31.28 | 31.28 | 137.11 | -94.78 | 1000 | 1000 | -31.28 | 31.28 | 31.28 | 66.2 | 31.28
2016-05-09 19:00:00 | 0.089326 | 0.12923 | 0.84092 | 30 | -30 | 30 | 135.83 | -93.5 | 1000 | 1000 | -30 | 30 | 30 | 69.31 | 30
2016-05-09 20:00:00 | 0.089326 | 0.12923 | 0.81374 | 24.92 | -24.92 | 24.92 | 130.75 | -88.42 | 1000 | 1000 | -24.92 | 24.92 | 24.92 | 67.95 | 24.92
2016-05-09 21:00:00 | 0.089326 | 0.12923 | 0.75678 | 21.83 | -21.83 | 21.83 | 127.66 | -85.33 | 1000 | 1000 | -21.83 | 21.83 | 21.83 | 67.92 | 21.83
2016-05-09 22:00:00 | 0.11829 | 0.15692 | 0.66533 | 22.55 | -22.55 | 22.55 | 128.38 | -86.05 | 1000 | 1000 | -22.55 | 22.55 | 22.55 | 64.93 | 22.55
2016-05-09 23:00:00 | 0.095762 | 0.13538 | 0.5102 | 21.09 | -21.09 | 21.09 | 126.92 | -84.59 | 1000 | 1000 | -21.09 | 21.09 | 21.09 | 51.6 | 21.09
2016-05-10 00:00:00 | 0.12794 | 0.16615 | 0.35579 | 19.61 | -19.61 | 19.61 | 125.44 | -83.11 | 1000 | 1000 | -19.61 | 19.61 | 19.61 | 47.55 | 19.61
2016-05-10 01:00:00 | 0.12472 | 0.16308 | 0.2723 | 19.33 | -19.33 | 19.33 | 125.16 | -82.83 | 1000 | 1000 | -19.33 | 19.33 | 19.33 | 45.43 | 19.33
2016-05-10 02:00:00 | 0.16334 | 0.2 | 0.24656 | 19.87 | -19.87 | 19.87 | 125.7 | -83.37 | 1000 | 1000 | -19.87 | 19.87 | 19.87 | 44.38 | 19.87
2016-05-10 03:00:00 | 0.19552 | 0.23077 | 0.24182 | 21.56 | -21.56 | 21.56 | 127.39 | -85.06 | 1000 | 1000 | -21.56 | 21.56 | 21.56 | 44.94 | 21.56
2016-05-10 04:00:00 | 0.27918 | 0.31077 | 0.25666 | 28.5 | -28.5 | 28.5 | 134.33 | -92 | 1000 | 1000 | -28.5 | 28.5 | 28.5 | 45.47 | 28.5
2016-05-10 05:00:00 | 0.14403 | 0.18154 | 0.30259 | 31.87 | -31.87 | 31.87 | 137.7 | -95.37 | 1000 | 1000 | -31.87 | 31.87 | 31.87 | 45.88 | 31.87
2016-05-10 06:00:00 | 0.089326 | 0.12923 | 0.48151 | 36.66 | -36.66 | 36.66 | 142.49 | -100.16 | 1000 | 1000 | -36.66 | 36.66 | 36.66 | 55.45 | 36.66
2016-05-10 07:00:00 | 0.089326 | 0.12923 | 0.66658 | 34.61 | -34.61 | 34.61 | 140.44 | -98.11 | 1000 | 1000 | -34.61 | 34.61 | 34.61 | 67.43 | 34.61
2016-05-10 08:00:00 | 0.089326 | 0.12923 | 0.76801 | 29.96 | -29.96 | 29.96 | 135.79 | -93.46 | 1000 | 1000 | -29.96 | 29.96 | 29.96 | 77.4 | 29.96
2016-05-10 09:00:00 | 0.089326 | 0.12923 | 0.79951 | 25.54 | -25.54 | 25.54 | 131.37 | -89.04 | 1000 | 1000 | -25.54 | 25.54 | 25.54 | 72.99 | 25.54
2016-05-10 10:00:00 | 0.089326 | 0.12923 | 0.78557 | 23.46 | -23.46 | 23.46 | 129.29 | -86.96 | 1000 | 1000 | -23.46 | 23.46 | 23.46 | 71.29 | 23.46
2016-05-10 11:00:00 | 0.089326 | 0.12923 | 0.79764 | 23.34 | -23.34 | 23.34 | 129.17 | -86.84 | 1000 | 1000 | -23.34 | 23.34 | 23.34 | 74.06 | 23.34
2016-05-10 12:00:00 | 0.089326 | 0.12923 | 0.85187 | 23.41 | -23.41 | 23.41 | 129.24 | -86.91 | 1000 | 1000 | -23.41 | 23.41 | 23.41 | 72.97 | 23.41
2016-05-10 13:00:00 | 0.089326 | 0.12923 | 0.80371 | 27.6 | -27.6 | 27.6 | 133.43 | -91.1 | 1000 | 1000 | -27.6 | 27.6 | 27.6 | 71 | 27.6
2016-05-10 14:00:00 | 0.089326 | 0.12923 | 0.71281 | 28.21 | -28.21 | 28.21 | 134.04 | -91.71 | 1000 | 1000 | -28.21 | 28.21 | 28.21 | 72.14 | 28.21
2016-05-10 15:00:00 | 0.089326 | 0.12923 | 0.66962 | 30.69 | -30.69 | 30.69 | 136.52 | -94.19 | 1000 | 1000 | -30.69 | 30.69 | 30.69 | 70.98 | 30.69
2016-05-10 16:00:00 | 0.089326 | 0.12923 | 0.64249 | 31.93 | -31.93 | 31.93 | 137.76 | -95.43 | 1000 | 1000 | -31.93 | 31.93 | 31.93 | 69.3 | 31.93
2016-05-10 17:00:00 | 0.089326 | 0.12923 | 0.6827 | 32.5 | -32.5 | 32.5 | 138.33 | -96 | 1000 | 1000 | -32.5 | 32.5 | 32.5 | 68.96 | 32.5
2016-05-10 18:00:00 | 0.089326 | 0.12923 | 0.76871 | 32.25 | -32.25 | 32.25 | 138.08 | -95.75 | 1000 | 1000 | -32.25 | 32.25 | 32.25 | 70.52 | 32.25
2016-05-10 19:00:00 | 0.089326 | 0.12923 | 0.84092 | 31.99 | -31.99 | 31.99 | 137.82 | -95.49 | 1000 | 1000 | -31.99 | 31.99 | 31.99 | 71.48 | 31.99
2016-05-10 20:00:00 | 0.089326 | 0.12923 | 0.81374 | 29.96 | -29.96 | 29.96 | 135.79 | -93.46 | 1000 | 1000 | -29.96 | 29.96 | 29.96 | 72.92 | 29.96
2016-05-10 21:00:00 | 0.089326 | 0.12923 | 0.75678 | 22.34 | -22.34 | 22.34 | 128.17 | -85.84 | 1000 | 1000 | -22.34 | 22.34 | 22.34 | 70.98 | 22.34
2016-05-10 22:00:00 | 0.10542 | 0.14462 | 0.66533 | 22.4 | -22.4 | 22.4 | 128.23 | -85.9 | 1000 | 1000 | -22.4 | 22.4 | 22.4 | 61.59 | 22.4
2016-05-10 23:00:00 | 0.10863 | 0.14769 | 0.5102 | 20.54 | -20.54 | 20.54 | 126.37 | -84.04 | 1000 | 1000 | -20.54 | 20.54 | 20.54 | 54.46 | 20.54
2016-05-11 00:00:00 | 0.12794 | 0.16615 | 0.35579 | 19.92 | -19.92 | 19.92 | 125.75 | -83.42 | 1000 | 1000 | -19.92 | 19.92 | 19.92 | 51.24 | 19.92
2016-05-11 01:00:00 | 0.12794 | 0.16615 | 0.2723 | 19.11 | -19.11 | 19.11 | 124.94 | -82.61 | 1000 | 1000 | -19.11 | 19.11 | 19.11 | 48.81 | 19.11
2016-05-11 02:00:00 | 0.16656 | 0.20308 | 0.24656 | 19.87 | -19.87 | 19.87 | 125.7 | -83.37 | 1000 | 1000 | -19.87 | 19.87 | 19.87 | 48.1 | 19.87
2016-05-11 03:00:00 | 0.18586 | 0.22154 | 0.24182 | 21.84 | -21.84 | 21.84 | 127.67 | -85.34 | 1000 | 1000 | -21.84 | 21.84 | 21.84 | 47.9 | 21.84
2016-05-11 04:00:00 | 0.17943 | 0.21538 | 0.25666 | 28.96 | -28.96 | 28.96 | 134.79 | -92.46 | 1000 | 1000 | -28.96 | 28.96 | 28.96 | 48.76 | 28.96
2016-05-11 05:00:00 | 0.1376 | 0.17538 | 0.30259 | 35.27 | -35.27 | 35.27 | 141.1 | -98.77 | 1000 | 1000 | -35.27 | 35.27 | 35.27 | 49.76 | 35.27
2016-05-11 06:00:00 | 0.089326 | 0.12923 | 0.48151 | 39.6 | -39.6 | 39.6 | 145.43 | -103.1 | 1000 | 1000 | -39.6 | 39.6 | 39.6 | 62.9 | 39.6
2016-05-11 07:00:00 | 0.089326 | 0.12923 | 0.66658 | 34.94 | -34.94 | 34.94 | 140.77 | -98.44 | 1000 | 1000 | -34.94 | 34.94 | 34.94 | 74.23 | 34.94
2016-05-11 08:00:00 | 0.089326 | 0.12923 | 0.76801 | 29.41 | -29.41 | 29.41 | 135.24 | -92.91 | 1000 | 1000 | -29.41 | 29.41 | 29.41 | 73.01 | 29.41
2016-05-11 09:00:00 | 0.089326 | 0.12923 | 0.79951 | 24.58 | -24.58 | 24.58 | 130.41 | -88.08 | 1000 | 1000 | -24.58 | 24.58 | 24.58 | 72.2 | 24.58
2016-05-11 10:00:00 | 0.089326 | 0.12923 | 0.78557 | 22.19 | -22.19 | 22.19 | 128.02 | -85.69 | 1000 | 1000 | -22.19 | 22.19 | 22.19 | 72.09 | 22.19
2016-05-11 11:00:00 | 0.089326 | 0.12923 | 0.79764 | 20.87 | -20.87 | 20.87 | 126.7 | -84.37 | 1000 | 1000 | -20.87 | 20.87 | 20.87 | 75.75 | 20.87
2016-05-11 12:00:00 | 0.089326 | 0.12923 | 0.85187 | 20.74 | -20.74 | 20.74 | 126.57 | -84.24 | 1000 | 1000 | -20.74 | 20.74 | 20.74 | 72.71 | 20.74
2016-05-11 13:00:00 | 0.089326 | 0.12923 | 0.80371 | 21.73 | -21.73 | 21.73 | 127.56 | -85.23 | 1000 | 1000 | -21.73 | 21.73 | 21.73 | 71.07 | 21.73
2016-05-11 14:00:00 | 0.089326 | 0.12923 | 0.71281 | 22.54 | -22.54 | 22.54 | 128.37 | -86.04 | 1000 | 1000 | -22.54 | 22.54 | 22.54 | 73.47 | 22.54
2016-05-11 15:00:00 | 0.089326 | 0.12923 | 0.66962 | 23.36 | -23.36 | 23.36 | 129.19 | -86.86 | 1000 | 1000 | -23.36 | 23.36 | 23.36 | 71.03 | 23.36
2016-05-11 16:00:00 | 0.089326 | 0.12923 | 0.64249 | 25.87 | -25.87 | 25.87 | 131.7 | -89.37 | 1000 | 1000 | -25.87 | 25.87 | 25.87 | 68.9 | 25.87
2016-05-11 17:00:00 | 0.089326 | 0.12923 | 0.6827 | 31.32 | -31.32 | 31.32 | 137.15 | -94.82 | 1000 | 1000 | -31.32 | 31.32 | 31.32 | 67.94 | 31.32
2016-05-11 18:00:00 | 0.089326 | 0.12923 | 0.76871 | 29.94 | -29.94 | 29.94 | 135.77 | -93.44 | 1000 | 1000 | -29.94 | 29.94 | 29.94 | 68.07 | 29.94
2016-05-11 19:00:00 | 0.089326 | 0.12923 | 0.84092 | 25.09 | -25.09 | 25.09 | 130.92 | -88.59 | 1000 | 1000 | -25.09 | 25.09 | 25.09 | 70.99 | 25.09
2016-05-11 20:00:00 | 0.089326 | 0.12923 | 0.81374 | 22.23 | -22.23 | 22.23 | 128.06 | -85.73 | 1000 | 1000 | -22.23 | 22.23 | 22.23 | 74.93 | 22.23
2016-05-11 21:00:00 | 0.089326 | 0.12923 | 0.75678 | 19.44 | -19.44 | 19.44 | 125.27 | -82.94 | 1000 | 1000 | -19.44 | 19.44 | 19.44 | 74.05 | 19.44
2016-05-11 22:00:00 | 0.1022 | 0.14154 | 0.66533 | 19.5 | -19.5 | 19.5 | 125.33 | -83 | 1000 | 1000 | -19.5 | 19.5 | 19.5 | 68.82 | 19.5
2016-05-11 23:00:00 | 0.1022 | 0.14154 | 0.5102 | 17.81 | -17.81 | 17.81 | 123.64 | -81.31 | 1000 | 1000 | -17.81 | 17.81 | 17.81 | 56.16 | 17.81
2016-05-12 00:00:00 | 0.13116 | 0.16923 | 0.35579 | 14.67 | -14.67 | 14.67 | 120.5 | -78.17 | 1000 | 1000 | -14.67 | 14.67 | 14.67 | 57.32 | 14.67
2016-05-12 01:00:00 | 0.16012 | 0.19692 | 0.2723 | 14 | -14 | 14 | 119.83 | -77.5 | 1000 | 1000 | -14 | 14 | 14 | 52.74 | 14
2016-05-12 02:00:00 | 0.22126 | 0.25538 | 0.24656 | 13.02 | -13.02 | 13.02 | 118.85 | -76.52 | 1000 | 1000 | -13.02 | 13.02 | 13.02 | 49.7 | 13.02
2016-05-12 03:00:00 | 0.25344 | 0.28615 | 0.24182 | 18.08 | -18.08 | 18.08 | 123.91 | -81.58 | 1000 | 1000 | -18.08 | 18.08 | 18.08 | 48.93 | 18.08
2016-05-12 04:00:00 | 0.25344 | 0.28615 | 0.25666 | 24.08 | -24.08 | 24.08 | 129.91 | -87.58 | 1000 | 1000 | -24.08 | 24.08 | 24.08 | 50.08 | 24.08
2016-05-12 05:00:00 | 0.20517 | 0.24 | 0.30259 | 30.93 | -30.93 | 30.93 | 136.76 | -94.43 | 1000 | 1000 | -30.93 | 30.93 | 30.93 | 51.92 | 30.93
2016-05-12 06:00:00 | 0.14725 | 0.18462 | 0.48151 | 34.05 | -34.05 | 34.05 | 139.88 | -97.55 | 1000 | 1000 | -34.05 | 34.05 | 34.05 | 69.04 | 34.05
2016-05-12 07:00:00 | 0.089326 | 0.12923 | 0.66658 | 30.96 | -30.96 | 30.96 | 136.79 | -94.46 | 1000 | 1000 | -30.96 | 30.96 | 30.96 | 81.25 | 30.96
2016-05-12 08:00:00 | 0.089326 | 0.12923 | 0.76801 | 28.93 | -28.93 | 28.93 | 134.76 | -92.43 | 1000 | 1000 | -28.93 | 28.93 | 28.93 | 83.1 | 28.93
2016-05-12 09:00:00 | 0.089326 | 0.12923 | 0.79951 | 26.95 | -26.95 | 26.95 | 132.78 | -90.45 | 1000 | 1000 | -26.95 | 26.95 | 26.95 | 87.77 | 26.95
2016-05-12 10:00:00 | 0.089326 | 0.12923 | 0.78557 | 25.24 | -25.24 | 25.24 | 131.07 | -88.74 | 1000 | 1000 | -25.24 | 25.24 | 25.24 | 86.99 | 25.24
2016-05-12 11:00:00 | 0.089326 | 0.12923 | 0.79764 | 24.15 | -24.15 | 24.15 | 129.98 | -87.65 | 1000 | 1000 | -24.15 | 24.15 | 24.15 | 90.07 | 24.15
2016-05-12 12:00:00 | 0.089326 | 0.12923 | 0.85187 | 24.75 | -24.75 | 24.75 | 130.58 | -88.25 | 1000 | 1000 | -24.75 | 24.75 | 24.75 | 74.94 | 24.75
2016-05-12 13:00:00 | 0.089326 | 0.12923 | 0.80371 | 25.07 | -25.07 | 25.07 | 130.9 | -88.57 | 1000 | 1000 | -25.07 | 25.07 | 25.07 | 73.99 | 25.07
2016-05-12 14:00:00 | 0.089326 | 0.12923 | 0.71281 | 25.14 | -25.14 | 25.14 | 130.97 | -88.64 | 1000 | 1000 | -25.14 | 25.14 | 25.14 | 72.1 | 25.14
2016-05-12 15:00:00 | 0.089326 | 0.12923 | 0.66962 | 27.47 | -27.47 | 27.47 | 133.3 | -90.97 | 1000 | 1000 | -27.47 | 27.47 | 27.47 | 72.02 | 27.47
2016-05-12 16:00:00 | 0.089326 | 0.12923 | 0.64249 | 29.79 | -29.79 | 29.79 | 135.62 | -93.29 | 1000 | 1000 | -29.79 | 29.79 | 29.79 | 70.02 | 29.79
2016-05-12 17:00:00 | 0.089326 | 0.12923 | 0.6827 | 32.91 | -32.91 | 32.91 | 138.74 | -96.41 | 1000 | 1000 | -32.91 | 32.91 | 32.91 | 71 | 32.91
2016-05-12 18:00:00 | 0.089326 | 0.12923 | 0.76871 | 32.85 | -32.85 | 32.85 | 138.68 | -96.35 | 1000 | 1000 | -32.85 | 32.85 | 32.85 | 70.5 | 32.85
2016-05-12 19:00:00 | 0.11507 | 0.15385 | 0.84092 | 31.84 | -31.84 | 31.84 | 137.67 | -95.34 | 1000 | 1000 | -31.84 | 31.84 | 31.84 | 69.34 | 31.84
2016-05-12 20:00:00 | 0.16012 | 0.19692 | 0.81374 | 29.98 | -29.98 | 29.98 | 135.81 | -93.48 | 1000 | 1000 | -29.98 | 29.98 | 29.98 | 69.08 | 29.98
2016-05-12 21:00:00 | 0.20517 | 0.24 | 0.75678 | 25.14 | -25.14 | 25.14 | 130.97 | -88.64 | 1000 | 1000 | -25.14 | 25.14 | 25.14 | 69 | 25.14
2016-05-12 22:00:00 | 0.20839 | 0.24308 | 0.66533 | 23.07 | -23.07 | 23.07 | 128.9 | -86.57 | 1000 | 1000 | -23.07 | 23.07 | 23.07 | 62 | 23.07
2016-05-12 23:00:00 | 0.20839 | 0.24308 | 0.5102 | 21.41 | -21.41 | 21.41 | 127.24 | -84.91 | 1000 | 1000 | -21.41 | 21.41 | 21.41 | 56.27 | 21.41
2016-05-13 00:00:00 | 0.23735 | 0.27077 | 0.35579 | 21.04 | -21.04 | 21.04 | 126.87 | -84.54 | 1000 | 1000 | -21.04 | 21.04 | 21.04 | 50.99 | 21.04
2016-05-13 01:00:00 | 0.27918 | 0.31077 | 0.2723 | 20.55 | -20.55 | 20.55 | 126.38 | -84.05 | 1000 | 1000 | -20.55 | 20.55 | 20.55 | 48.06 | 20.55
2016-05-13 02:00:00 | 0.29527 | 0.32615 | 0.24656 | 21.13 | -21.13 | 21.13 | 126.96 | -84.63 | 1000 | 1000 | -21.13 | 21.13 | 21.13 | 46.35 | 21.13
2016-05-13 03:00:00 | 0.30815 | 0.33846 | 0.24182 | 23 | -23 | 23 | 128.83 | -86.5 | 1000 | 1000 | -23 | 23 | 23 | 45.45 | 23
2016-05-13 04:00:00 | 0.29849 | 0.32923 | 0.25666 | 28.07 | -28.07 | 28.07 | 133.9 | -91.57 | 1000 | 1000 | -28.07 | 28.07 | 28.07 | 46.41 | 28.07
2016-05-13 05:00:00 | 0.247 | 0.28 | 0.30259 | 36.14 | -36.14 | 36.14 | 141.97 | -99.64 | 1000 | 1000 | -36.14 | 36.14 | 36.14 | 48.8 | 36.14
2016-05-13 06:00:00 | 0.18265 | 0.21846 | 0.48151 | 40.21 | -40.21 | 40.21 | 146.04 | -103.71 | 1000 | 1000 | -40.21 | 40.21 | 40.21 | 52.72 | 40.21
2016-05-13 07:00:00 | 0.13438 | 0.17231 | 0.66658 | 38.23 | -38.23 | 38.23 | 144.06 | -101.73 | 1000 | 1000 | -38.23 | 38.23 | 38.23 | 64.41 | 38.23
2016-05-13 08:00:00 | 0.089326 | 0.12923 | 0.76801 | 35.37 | -35.37 | 35.37 | 141.2 | -98.87 | 1000 | 1000 | -35.37 | 35.37 | 35.37 | 69.2 | 35.37
2016-05-13 09:00:00 | 0.089326 | 0.12923 | 0.79951 | 35.45 | -35.45 | 35.45 | 141.28 | -98.95 | 1000 | 1000 | -35.45 | 35.45 | 35.45 | 66.99 | 35.45
2016-05-13 10:00:00 | 0.089326 | 0.12923 | 0.78557 | 30.94 | -30.94 | 30.94 | 136.77 | -94.44 | 1000 | 1000 | -30.94 | 30.94 | 30.94 | 67.83 | 30.94
2016-05-13 11:00:00 | 0.089326 | 0.12923 | 0.79764 | 27.99 | -27.99 | 27.99 | 133.82 | -91.49 | 1000 | 1000 | -27.99 | 27.99 | 27.99 | 66.79 | 27.99
2016-05-13 12:00:00 | 0.089326 | 0.12923 | 0.85187 | 25.28 | -25.28 | 25.28 | 131.11 | -88.78 | 1000 | 1000 | -25.28 | 25.28 | 25.28 | 66.2 | 25.28
2016-05-13 13:00:00 | 0.089326 | 0.12923 | 0.80371 | 23.8 | -23.8 | 23.8 | 129.63 | -87.3 | 1000 | 1000 | -23.8 | 23.8 | 23.8 | 64.13 | 23.8
2016-05-13 14:00:00 | 0.089326 | 0.12923 | 0.71281 | 23.53 | -23.53 | 23.53 | 129.36 | -87.03 | 1000 | 1000 | -23.53 | 23.53 | 23.53 | 57.09 | 23.53
2016-05-13 15:00:00 | 0.089326 | 0.12923 | 0.66962 | 24.01 | -24.01 | 24.01 | 129.84 | -87.51 | 1000 | 1000 | -24.01 | 24.01 | 24.01 | 56.07 | 24.01
2016-05-13 16:00:00 | 0.089326 | 0.12923 | 0.64249 | 26.37 | -26.37 | 26.37 | 132.2 | -89.87 | 1000 | 1000 | -26.37 | 26.37 | 26.37 | 55.92 | 26.37
2016-05-13 17:00:00 | 0.089326 | 0.12923 | 0.6827 | 29 | -29 | 29 | 134.83 | -92.5 | 1000 | 1000 | -29 | 29 | 29 | 59.53 | 29
2016-05-13 18:00:00 | 0.13116 | 0.16923 | 0.76871 | 27.1 | -27.1 | 27.1 | 132.93 | -90.6 | 1000 | 1000 | -27.1 | 27.1 | 27.1 | 65.96 | 27.1
2016-05-13 19:00:00 | 0.25344 | 0.28615 | 0.84092 | 25.03 | -25.03 | 25.03 | 130.86 | -88.53 | 1000 | 1000 | -25.03 | 25.03 | 25.03 | 70.21 | 25.03
2016-05-13 20:00:00 | 0.27275 | 0.30462 | 0.81374 | 26.96 | -26.96 | 26.96 | 132.79 | -90.46 | 1000 | 1000 | -26.96 | 26.96 | 26.96 | 71.95 | 26.96
2016-05-13 21:00:00 | 0.3178 | 0.34769 | 0.75678 | 23.02 | -23.02 | 23.02 | 128.85 | -86.52 | 1000 | 1000 | -23.02 | 23.02 | 23.02 | 71.95 | 23.02
2016-05-13 22:00:00 | 0.36285 | 0.39077 | 0.66533 | 13.76 | -13.76 | 13.76 | 119.59 | -77.26 | 1000 | 1000 | -13.76 | 13.76 | 13.76 | 68.92 | 13.76
2016-05-13 23:00:00 | 0.36607 | 0.39385 | 0.5102 | 13.1 | -13.1 | 13.1 | 118.93 | -76.6 | 1000 | 1000 | -13.1 | 13.1 | 13.1 | 60.06 | 13.1
2016-05-14 00:00:00 | 0.36607 | 0.39385 | 0.39269 | 11.51 | -11.51 | 11.51 | 117.34 | -75.01 | 1000 | 1000 | -11.51 | 11.51 | 11.51 | 53.2 | 11.51
2016-05-14 01:00:00 | 0.34354 | 0.37231 | 0.32007 | 9.71 | -9.71 | 9.71 | 115.54 | -73.21 | 1000 | 1000 | -9.71 | 9.71 | 9.71 | 53.1 | 9.71
2016-05-14 02:00:00 | 0.34676 | 0.37538 | 0.27054 | 10.37 | -10.37 | 10.37 | 116.2 | -73.87 | 1000 | 1000 | -10.37 | 10.37 | 10.37 | 49.95 | 10.37
2016-05-14 03:00:00 | 0.31458 | 0.34462 | 0.2573 | 10.21 | -10.21 | 10.21 | 116.04 | -73.71 | 1000 | 1000 | -10.21 | 10.21 | 10.21 | 48.99 | 10.21
2016-05-14 04:00:00 | 0.32424 | 0.35385 | 0.25708 | 9.91 | -9.91 | 9.91 | 115.74 | -73.41 | 1000 | 1000 | -9.91 | 9.91 | 9.91 | 48.48 | 9.91
2016-05-14 05:00:00 | 0.28562 | 0.31692 | 0.2679 | 11.24 | -11.24 | 11.24 | 117.07 | -74.74 | 1000 | 1000 | -11.24 | 11.24 | 11.24 | 48.72 | 11.24
2016-05-14 06:00:00 | 0.23413 | 0.26769 | 0.32786 | 15.57 | -15.57 | 15.57 | 121.4 | -79.07 | 1000 | 1000 | -15.57 | 15.57 | 15.57 | 48.06 | 15.57
2016-05-14 07:00:00 | 0.20517 | 0.24 | 0.51632 | 14.86 | -14.86 | 14.86 | 120.69 | -78.36 | 1000 | 1000 | -14.86 | 14.86 | 14.86 | 50.03 | 14.86
2016-05-14 08:00:00 | 0.18265 | 0.21846 | 0.72881 | 11.99 | -11.99 | 11.99 | 117.82 | -75.49 | 1000 | 1000 | -11.99 | 11.99 | 11.99 | 55.85 | 11.99
2016-05-14 09:00:00 | 0.16334 | 0.2 | 0.83671 | 11.37 | -11.37 | 11.37 | 117.2 | -74.87 | 1000 | 1000 | -11.37 | 11.37 | 11.37 | 56.79 | 11.37
2016-05-14 10:00:00 | 0.13116 | 0.16923 | 0.89575 | 10.27 | -10.27 | 10.27 | 116.1 | -73.77 | 1000 | 1000 | -10.27 | 10.27 | 10.27 | 58.46 | 10.27
2016-05-14 11:00:00 | 0.13438 | 0.17231 | 0.93645 | 8.14 | -8.14 | 8.14 | 113.97 | -71.64 | 1000 | 1000 | -8.14 | 8.14 | 8.14 | 59.67 | 8.14
2016-05-14 12:00:00 | 0.1022 | 0.14154 | 0.97446 | 7.01 | -7.01 | 7.01 | 112.84 | -70.51 | 1000 | 1000 | -7.01 | 7.01 | 7.01 | 58.07 | 7.01
2016-05-14 13:00:00 | 0.12472 | 0.16308 | 0.93367 | 4.95 | -4.95 | 4.95 | 110.78 | -68.45 | 1000 | 1000 | -4.95 | 4.95 | 4.95 | 55.5 | 4.95
2016-05-14 14:00:00 | 0.15047 | 0.18769 | 0.82041 | 4.92 | -4.92 | 4.92 | 110.75 | -68.42 | 1000 | 1000 | -4.92 | 4.92 | 4.92 | 53.27 | 4.92
2016-05-14 15:00:00 | 0.16977 | 0.20615 | 0.73445 | 9.91 | -9.91 | 9.91 | 115.74 | -73.41 | 1000 | 1000 | -9.91 | 9.91 | 9.91 | 50.84 | 9.91
2016-05-14 16:00:00 | 0.15047 | 0.18769 | 0.70905 | 15.01 | -15.01 | 15.01 | 120.84 | -78.51 | 1000 | 1000 | -15.01 | 15.01 | 15.01 | 50.08 | 15.01
2016-05-14 17:00:00 | 0.19552 | 0.23077 | 0.76491 | 20.71 | -20.71 | 20.71 | 126.54 | -84.21 | 1000 | 1000 | -20.71 | 20.71 | 20.71 | 52.02 | 20.71
2016-05-14 18:00:00 | 0.22126 | 0.25538 | 0.87191 | 20.46 | -20.46 | 20.46 | 126.29 | -83.96 | 1000 | 1000 | -20.46 | 20.46 | 20.46 | 54.94 | 20.46
2016-05-14 19:00:00 | 0.26309 | 0.29538 | 0.93772 | 19.3 | -19.3 | 19.3 | 125.13 | -82.8 | 1000 | 1000 | -19.3 | 19.3 | 19.3 | 56.26 | 19.3
2016-05-14 20:00:00 | 0.2824 | 0.31385 | 0.86663 | 23.6 | -23.6 | 23.6 | 129.43 | -87.1 | 1000 | 1000 | -23.6 | 23.6 | 23.6 | 54.2 | 23.6
2016-05-14 21:00:00 | 0.32102 | 0.35077 | 0.72173 | 20.52 | -20.52 | 20.52 | 126.35 | -84.02 | 1000 | 1000 | -20.52 | 20.52 | 20.52 | 54.94 | 20.52
2016-05-14 22:00:00 | 0.33711 | 0.36615 | 0.6763 | 20 | -20 | 20 | 125.83 | -83.5 | 1000 | 1000 | -20 | 20 | 20 | 57.27 | 20
2016-05-14 23:00:00 | 0.34032 | 0.36923 | 0.57413 | 12.98 | -12.98 | 12.98 | 118.81 | -76.48 | 1000 | 1000 | -12.98 | 12.98 | 12.98 | 55.53 | 12.98
2016-05-15 00:00:00 | 0.3532 | 0.38154 | 0.45214 | 11.94 | -11.94 | 11.94 | 117.77 | -75.44 | 1000 | 1000 | -11.94 | 11.94 | 11.94 | 56.72 | 11.94
2016-05-15 01:00:00 | 0.36929 | 0.39692 | 0.34401 | 9.13 | -9.13 | 9.13 | 114.96 | -72.63 | 1000 | 1000 | -9.13 | 9.13 | 9.13 | 50.09 | 9.13
2016-05-15 02:00:00 | 0.3725 | 0.4 | 0.28601 | 9.19 | -9.19 | 9.19 | 115.02 | -72.69 | 1000 | 1000 | -9.19 | 9.19 | 9.19 | 47.52 | 9.19
2016-05-15 03:00:00 | 0.39503 | 0.42154 | 0.26624 | 9.56 | -9.56 | 9.56 | 115.39 | -73.06 | 1000 | 1000 | -9.56 | 9.56 | 9.56 | 45.94 | 9.56
2016-05-15 04:00:00 | 0.38859 | 0.41538 | 0.26199 | 7.1 | -7.1 | 7.1 | 112.93 | -70.6 | 1000 | 1000 | -7.1 | 7.1 | 7.1 | 45.64 | 7.1
2016-05-15 05:00:00 | 0.36929 | 0.39692 | 0.25637 | 5.63 | -5.63 | 5.63 | 111.46 | -69.13 | 1000 | 1000 | -5.63 | 5.63 | 5.63 | 41.96 | 5.63
2016-05-15 06:00:00 | 0.33067 | 0.36 | 0.26819 | 5.5 | -5.5 | 5.5 | 111.33 | -69 | 1000 | 1000 | -5.5 | 5.5 | 5.5 | 35.81 | 5.5
2016-05-15 07:00:00 | 0.29849 | 0.32923 | 0.35225 | 4.57 | -4.57 | 4.57 | 110.4 | -68.07 | 1000 | 1000 | -4.57 | 4.57 | 4.57 | 41.06 | 4.57
2016-05-15 08:00:00 | 0.247 | 0.28 | 0.53724 | 3.5 | -3.5 | 3.5 | 109.33 | -67 | 1000 | 1000 | -3.5 | 3.5 | 3.5 | 45 | 3.5
2016-05-15 09:00:00 | 0.21483 | 0.24923 | 0.74695 | 3.63 | -3.63 | 3.63 | 109.46 | -67.13 | 1000 | 1000 | -3.63 | 3.63 | 3.63 | 47.41 | 3.63
2016-05-15 10:00:00 | 0.20517 | 0.24 | 0.86788 | 0.73 | -0.72999 | 0.73 | 106.56 | -64.23 | 1000 | 1000 | -0.73 | 0.73 | 0.73 | 49.7 | 0.73
2016-05-15 11:00:00 | 0.36285 | 0.39077 | 0.95599 | -9.25 | 9.25 | -9.25 | 96.58 | -54.25 | -9.25 | -9.25 | 9.25 | -9.25 | -9.25 | 54.72 | -9.25
2016-05-15 12:00:00 | 0.28884 | 0.32 | 0.97702 | -35.02 | 35.02 | -35.02 | 70.81 | -28.48 | -35.02 | -35.02 | 35.02 | -35.02 | -35.02 | 54.99 | -35.02
2016-05-15 13:00:00 | 0.2824 | 0.31385 | 0.83282 | -8.24 | 8.24 | -8.24 | 97.59 | -55.26 | -8.24 | -8.24 | 8.24 | -8.24 | -8.24 | 47.41 | -8.24
2016-05-15 14:00:00 | 0.27597 | 0.30769 | 0.69241 | -2.97 | 2.97 | -2.97 | 102.86 | -60.53 | -2.97 | -2.97 | 2.97 | -2.97 | -2.97 | 45.14 | -2.97
2016-05-15 15:00:00 | 0.26953 | 0.30154 | 0.59885 | 2.49 | -2.49 | 2.49 | 108.32 | -65.99 | 1000 | 1000 | -2.49 | 2.49 | 2.49 | 44 | 2.49
2016-05-15 16:00:00 | 0.27597 | 0.30769 | 0.52621 | 14.45 | -14.45 | 14.45 | 120.28 | -77.95 | 1000 | 1000 | -14.45 | 14.45 | 14.45 | 43.19 | 14.45
2016-05-15 17:00:00 | 0.26309 | 0.29538 | 0.53897 | 21.41 | -21.41 | 21.41 | 127.24 | -84.91 | 1000 | 1000 | -21.41 | 21.41 | 21.41 | 45 | 21.41
2016-05-15 18:00:00 | 0.2824 | 0.31385 | 0.62018 | 21.69 | -21.69 | 21.69 | 127.52 | -85.19 | 1000 | 1000 | -21.69 | 21.69 | 21.69 | 48.45 | 21.69
2016-05-15 19:00:00 | 0.33067 | 0.36 | 0.73239 | 22.95 | -22.95 | 22.95 | 128.78 | -86.45 | 1000 | 1000 | -22.95 | 22.95 | 22.95 | 54.09 | 22.95
2016-05-15 20:00:00 | 0.33711 | 0.36615 | 0.76848 | 24.28 | -24.28 | 24.28 | 130.11 | -87.78 | 1000 | 1000 | -24.28 | 24.28 | 24.28 | 64.61 | 24.28
2016-05-15 21:00:00 | 0.37572 | 0.40308 | 0.7291 | 22.36 | -22.36 | 22.36 | 128.19 | -85.86 | 1000 | 1000 | -22.36 | 22.36 | 22.36 | 64.97 | 22.36
2016-05-15 22:00:00 | 0.37572 | 0.40308 | 0.67717 | 17.85 | -17.85 | 17.85 | 123.68 | -81.35 | 1000 | 1000 | -17.85 | 17.85 | 17.85 | 66.25 | 17.85
2016-05-15 23:00:00 | 0.37572 | 0.40308 | 0.53066 | 16.86 | -16.86 | 16.86 | 122.69 | -80.36 | 1000 | 1000 | -16.86 | 16.86 | 16.86 | 54.73 | 16.86
2016-05-16 00:00:00 | 0.38538 | 0.41231 | 0.45214 | 16.06 | -16.06 | 16.06 | 121.89 | -79.56 | 1000 | 1000 | -16.06 | 16.06 | 16.06 | 51.96 | 16.06
2016-05-16 01:00:00 | 0.36929 | 0.39692 | 0.34401 | 15.04 | -15.04 | 15.04 | 120.87 | -78.54 | 1000 | 1000 | -15.04 | 15.04 | 15.04 | 46.91 | 15.04
2016-05-16 02:00:00 | 0.36607 | 0.39385 | 0.28601 | 14.06 | -14.06 | 14.06 | 119.89 | -77.56 | 1000 | 1000 | -14.06 | 14.06 | 14.06 | 42 | 14.06
2016-05-16 03:00:00 | 0.35963 | 0.38769 | 0.26624 | 15.93 | -15.93 | 15.93 | 121.76 | -79.43 | 1000 | 1000 | -15.93 | 15.93 | 15.93 | 37.72 | 15.93
2016-05-16 04:00:00 | 0.35963 | 0.38769 | 0.26199 | 16.42 | -16.42 | 16.42 | 122.25 | -79.92 | 1000 | 1000 | -16.42 | 16.42 | 16.42 | 37.88 | 16.42
2016-05-16 05:00:00 | 0.35963 | 0.38769 | 0.25637 | 19.43 | -19.43 | 19.43 | 125.26 | -82.93 | 1000 | 1000 | -19.43 | 19.43 | 19.43 | 42 | 19.43
2016-05-16 06:00:00 | 0.33389 | 0.36308 | 0.26819 | 22.54 | -22.54 | 22.54 | 128.37 | -86.04 | 1000 | 1000 | -22.54 | 22.54 | 22.54 | 52.43 | 22.54
2016-05-16 07:00:00 | 0.32102 | 0.35077 | 0.35225 | 22.91 | -22.91 | 22.91 | 128.74 | -86.41 | 1000 | 1000 | -22.91 | 22.91 | 22.91 | 63.99 | 22.91
2016-05-16 08:00:00 | 0.30493 | 0.33538 | 0.53724 | 23.11 | -23.11 | 23.11 | 128.94 | -86.61 | 1000 | 1000 | -23.11 | 23.11 | 23.11 | 69.05 | 23.11
2016-05-16 09:00:00 | 0.23413 | 0.26769 | 0.74695 | 23.35 | -23.35 | 23.35 | 129.18 | -86.85 | 1000 | 1000 | -23.35 | 23.35 | 23.35 | 69.97 | 23.35
2016-05-16 10:00:00 | 0.19552 | 0.23077 | 0.86788 | 22.9 | -22.9 | 22.9 | 128.73 | -86.4 | 1000 | 1000 | -22.9 | 22.9 | 22.9 | 68.76 | 22.9
2016-05-16 11:00:00 | 0.16977 | 0.20615 | 0.95599 | 18.23 | -18.23 | 18.23 | 124.06 | -81.73 | 1000 | 1000 | -18.23 | 18.23 | 18.23 | 70.49 | 18.23
2016-05-16 12:00:00 | 0.12151 | 0.16 | 0.97702 | 16.09 | -16.09 | 16.09 | 121.92 | -79.59 | 1000 | 1000 | -16.09 | 16.09 | 16.09 | 66.26 | 16.09
2016-05-16 13:00:00 | 0.1569 | 0.19385 | 0.83282 | 16.26 | -16.26 | 16.26 | 122.09 | -79.76 | 1000 | 1000 | -16.26 | 16.26 | 16.26 | 66.26 | 16.26
2016-05-16 14:00:00 | 0.12472 | 0.16308 | 0.69241 | 17.15 | -17.15 | 17.15 | 122.98 | -80.65 | 1000 | 1000 | -17.15 | 17.15 | 17.15 | 61.37 | 17.15
2016-05-16 15:00:00 | 0.32102 | 0.35077 | 0.59885 | 18.27 | -18.27 | 18.27 | 124.1 | -81.77 | 1000 | 1000 | -18.27 | 18.27 | 18.27 | 57.41 | 18.27
2016-05-16 16:00:00 | 0.20839 | 0.24308 | 0.52621 | 24 | -24 | 24 | 129.83 | -87.5 | 1000 | 1000 | -24 | 24 | 24 | 55.19 | 24
2016-05-16 17:00:00 | 0.23413 | 0.26769 | 0.53897 | 27.16 | -27.16 | 27.16 | 132.99 | -90.66 | 1000 | 1000 | -27.16 | 27.16 | 27.16 | 56.19 | 27.16
2016-05-16 18:00:00 | 0.23735 | 0.27077 | 0.62018 | 28.37 | -28.37 | 28.37 | 134.2 | -91.87 | 1000 | 1000 | -28.37 | 28.37 | 28.37 | 56.91 | 28.37
2016-05-16 19:00:00 | 0.27275 | 0.30462 | 0.73239 | 31.93 | -31.93 | 31.93 | 137.76 | -95.43 | 1000 | 1000 | -31.93 | 31.93 | 31.93 | 57.64 | 31.93
2016-05-16 20:00:00 | 0.32424 | 0.35385 | 0.76848 | 29.99 | -29.99 | 29.99 | 135.82 | -93.49 | 1000 | 1000 | -29.99 | 29.99 | 29.99 | 56.51 | 29.99
2016-05-16 21:00:00 | 0.29849 | 0.32923 | 0.7291 | 24.99 | -24.99 | 24.99 | 130.82 | -88.49 | 1000 | 1000 | -24.99 | 24.99 | 24.99 | 56.3 | 24.99
2016-05-16 22:00:00 | 0.34032 | 0.36923 | 0.67717 | 30 | -30 | 30 | 135.83 | -93.5 | 1000 | 1000 | -30 | 30 | 30 | 56.37 | 30
2016-05-16 23:00:00 | 0.35963 | 0.38769 | 0.53066 | 24 | -24 | 24 | 129.83 | -87.5 | 1000 | 1000 | -24 | 24 | 24 | 51.54 | 24
2016-05-17 00:00:00 | 0.36929 | 0.39692 | 0.38499 | 22.82 | -22.82 | 22.82 | 128.65 | -86.32 | 1000 | 1000 | -22.82 | 22.82 | 22.82 | 49.03 | 22.82
2016-05-17 01:00:00 | 0.36285 | 0.39077 | 0.29435 | 21.6 | -21.6 | 21.6 | 127.43 | -85.1 | 1000 | 1000 | -21.6 | 21.6 | 21.6 | 48 | 21.6
2016-05-17 02:00:00 | 0.36607 | 0.39385 | 0.26838 | 21.73 | -21.73 | 21.73 | 127.56 | -85.23 | 1000 | 1000 | -21.73 | 21.73 | 21.73 | 44.83 | 21.73
2016-05-17 03:00:00 | 0.36929 | 0.39692 | 0.25636 | 22.91 | -22.91 | 22.91 | 128.74 | -86.41 | 1000 | 1000 | -22.91 | 22.91 | 22.91 | 42.29 | 22.91
2016-05-17 04:00:00 | 0.35963 | 0.38769 | 0.27574 | 29.95 | -29.95 | 29.95 | 135.78 | -93.45 | 1000 | 1000 | -29.95 | 29.95 | 29.95 | 43.19 | 29.95
2016-05-17 05:00:00 | 0.34998 | 0.37846 | 0.32711 | 36.36 | -36.36 | 36.36 | 142.19 | -99.86 | 1000 | 1000 | -36.36 | 36.36 | 36.36 | 49.08 | 36.36
2016-05-17 06:00:00 | 0.33389 | 0.36308 | 0.49677 | 38 | -38 | 38 | 143.83 | -101.5 | 1000 | 1000 | -38 | 38 | 38 | 53.73 | 38
2016-05-17 07:00:00 | 0.30171 | 0.33231 | 0.66071 | 30.93 | -30.93 | 30.93 | 136.76 | -94.43 | 1000 | 1000 | -30.93 | 30.93 | 30.93 | 58.98 | 30.93
2016-05-17 08:00:00 | 0.25022 | 0.28308 | 0.77487 | 28.99 | -28.99 | 28.99 | 134.82 | -92.49 | 1000 | 1000 | -28.99 | 28.99 | 28.99 | 68.94 | 28.99
2016-05-17 09:00:00 | 0.26953 | 0.30154 | 0.82093 | 32.22 | -32.22 | 32.22 | 138.05 | -95.72 | 1000 | 1000 | -32.22 | 32.22 | 32.22 | 69.96 | 32.22
2016-05-17 10:00:00 | 0.27275 | 0.30462 | 0.80488 | 31.61 | -31.61 | 31.61 | 137.44 | -95.11 | 1000 | 1000 | -31.61 | 31.61 | 31.61 | 71.22 | 31.61
2016-05-17 11:00:00 | 0.22448 | 0.25846 | 0.82247 | 30.08 | -30.08 | 30.08 | 135.91 | -93.58 | 1000 | 1000 | -30.08 | 30.08 | 30.08 | 76.18 | 30.08
2016-05-17 12:00:00 | 0.24057 | 0.27385 | 0.87793 | 29.93 | -29.93 | 29.93 | 135.76 | -93.43 | 1000 | 1000 | -29.93 | 29.93 | 29.93 | 75.45 | 29.93
2016-05-17 13:00:00 | 0.21483 | 0.24923 | 0.83028 | 30 | -30 | 30 | 135.83 | -93.5 | 1000 | 1000 | -30 | 30 | 30 | 71.82 | 30
2016-05-17 14:00:00 | 0.2277 | 0.26154 | 0.73403 | 30.02 | -30.02 | 30.02 | 135.85 | -93.52 | 1000 | 1000 | -30.02 | 30.02 | 30.02 | 71.01 | 30.02
2016-05-17 15:00:00 | 0.1923 | 0.22769 | 0.68907 | 30.14 | -30.14 | 30.14 | 135.97 | -93.64 | 1000 | 1000 | -30.14 | 30.14 | 30.14 | 69.7 | 30.14
2016-05-17 16:00:00 | 0.20195 | 0.23692 | 0.6725 | 34.64 | -34.64 | 34.64 | 140.47 | -98.14 | 1000 | 1000 | -34.64 | 34.64 | 34.64 | 66.92 | 34.64
2016-05-17 17:00:00 | 0.21161 | 0.24615 | 0.69967 | 34.92 | -34.92 | 34.92 | 140.75 | -98.42 | 1000 | 1000 | -34.92 | 34.92 | 34.92 | 68 | 34.92
2016-05-17 18:00:00 | 0.2277 | 0.26154 | 0.75257 | 36.76 | -36.76 | 36.76 | 142.59 | -100.26 | 1000 | 1000 | -36.76 | 36.76 | 36.76 | 69.6 | 36.76
2016-05-17 19:00:00 | 0.247 | 0.28 | 0.80864 | 37.44 | -37.44 | 37.44 | 143.27 | -100.94 | 1000 | 1000 | -37.44 | 37.44 | 37.44 | 69.93 | 37.44
2016-05-17 20:00:00 | 0.25344 | 0.28615 | 0.80522 | 33.22 | -33.22 | 33.22 | 139.05 | -96.72 | 1000 | 1000 | -33.22 | 33.22 | 33.22 | 68.94 | 33.22
2016-05-17 21:00:00 | 0.26309 | 0.29538 | 0.76479 | 29 | -29 | 29 | 134.83 | -92.5 | 1000 | 1000 | -29 | 29 | 29 | 69.09 | 29
2016-05-17 22:00:00 | 0.27918 | 0.31077 | 0.70234 | 24.91 | -24.91 | 24.91 | 130.74 | -88.41 | 1000 | 1000 | -24.91 | 24.91 | 24.91 | 65.98 | 24.91
2016-05-17 23:00:00 | 0.27918 | 0.31077 | 0.55862 | 24.29 | -24.29 | 24.29 | 130.12 | -87.79 | 1000 | 1000 | -24.29 | 24.29 | 24.29 | 54.57 | 24.29
2016-05-18 00:00:00 | 0.29206 | 0.32308 | 0.38499 | 23.89 | -23.89 | 23.89 | 129.72 | -87.39 | 1000 | 1000 | -23.89 | 23.89 | 23.89 | 51.31 | 23.89
2016-05-18 01:00:00 | 0.29206 | 0.32308 | 0.29435 | 22.92 | -22.92 | 22.92 | 128.75 | -86.42 | 1000 | 1000 | -22.92 | 22.92 | 22.92 | 49.8 | 22.92
2016-05-18 02:00:00 | 0.3532 | 0.38154 | 0.26838 | 23.31 | -23.31 | 23.31 | 129.14 | -86.81 | 1000 | 1000 | -23.31 | 23.31 | 23.31 | 48.68 | 23.31
2016-05-18 03:00:00 | 0.34998 | 0.37846 | 0.25636 | 24.57 | -24.57 | 24.57 | 130.4 | -88.07 | 1000 | 1000 | -24.57 | 24.57 | 24.57 | 48.37 | 24.57
2016-05-18 04:00:00 | 0.34998 | 0.37846 | 0.27574 | 31.12 | -31.12 | 31.12 | 136.95 | -94.62 | 1000 | 1000 | -31.12 | 31.12 | 31.12 | 48.73 | 31.12
2016-05-18 05:00:00 | 0.3178 | 0.34769 | 0.32711 | 37.06 | -37.06 | 37.06 | 142.89 | -100.56 | 1000 | 1000 | -37.06 | 37.06 | 37.06 | 49.94 | 37.06
2016-05-18 06:00:00 | 0.25022 | 0.28308 | 0.49677 | 39.48 | -39.48 | 39.48 | 145.31 | -102.98 | 1000 | 1000 | -39.48 | 39.48 | 39.48 | 57.56 | 39.48
2016-05-18 07:00:00 | 0.2277 | 0.26154 | 0.66071 | 35.31 | -35.31 | 35.31 | 141.14 | -98.81 | 1000 | 1000 | -35.31 | 35.31 | 35.31 | 69.67 | 35.31
2016-05-18 08:00:00 | 0.19552 | 0.23077 | 0.77487 | 32.58 | -32.58 | 32.58 | 138.41 | -96.08 | 1000 | 1000 | -32.58 | 32.58 | 32.58 | 73.58 | 32.58
2016-05-18 09:00:00 | 0.17299 | 0.20923 | 0.82093 | 30.98 | -30.98 | 30.98 | 136.81 | -94.48 | 1000 | 1000 | -30.98 | 30.98 | 30.98 | 72.18 | 30.98
2016-05-18 10:00:00 | 0.10542 | 0.14462 | 0.80488 | 31.12 | -31.12 | 31.12 | 136.95 | -94.62 | 1000 | 1000 | -31.12 | 31.12 | 31.12 | 69.93 | 31.12
2016-05-18 11:00:00 | 0.089326 | 0.12923 | 0.82247 | 30.9 | -30.9 | 30.9 | 136.73 | -94.4 | 1000 | 1000 | -30.9 | 30.9 | 30.9 | 69.99 | 30.9
2016-05-18 12:00:00 | 0.089326 | 0.12923 | 0.87793 | 30.87 | -30.87 | 30.87 | 136.7 | -94.37 | 1000 | 1000 | -30.87 | 30.87 | 30.87 | 66.03 | 30.87
2016-05-18 13:00:00 | 0.089326 | 0.12923 | 0.83028 | 30.85 | -30.85 | 30.85 | 136.68 | -94.35 | 1000 | 1000 | -30.85 | 30.85 | 30.85 | 64.93 | 30.85
2016-05-18 14:00:00 | 0.089326 | 0.12923 | 0.73403 | 31.32 | -31.32 | 31.32 | 137.15 | -94.82 | 1000 | 1000 | -31.32 | 31.32 | 31.32 | 65.31 | 31.32
2016-05-18 15:00:00 | 0.089326 | 0.12923 | 0.68907 | 31.69 | -31.69 | 31.69 | 137.52 | -95.19 | 1000 | 1000 | -31.69 | 31.69 | 31.69 | 63.27 | 31.69
2016-05-18 16:00:00 | 0.089326 | 0.12923 | 0.6725 | 33.08 | -33.08 | 33.08 | 138.91 | -96.58 | 1000 | 1000 | -33.08 | 33.08 | 33.08 | 62.5 | 33.08
2016-05-18 17:00:00 | 0.089326 | 0.12923 | 0.69967 | 34.94 | -34.94 | 34.94 | 140.77 | -98.44 | 1000 | 1000 | -34.94 | 34.94 | 34.94 | 64.96 | 34.94
2016-05-18 18:00:00 | 0.089326 | 0.12923 | 0.75257 | 34.64 | -34.64 | 34.64 | 140.47 | -98.14 | 1000 | 1000 | -34.64 | 34.64 | 34.64 | 65.37 | 34.64
2016-05-18 19:00:00 | 0.089326 | 0.12923 | 0.80864 | 34.95 | -34.95 | 34.95 | 140.78 | -98.45 | 1000 | 1000 | -34.95 | 34.95 | 34.95 | 66.06 | 34.95
2016-05-18 20:00:00 | 0.12151 | 0.16 | 0.80522 | 33.09 | -33.09 | 33.09 | 138.92 | -96.59 | 1000 | 1000 | -33.09 | 33.09 | 33.09 | 68.35 | 33.09
2016-05-18 21:00:00 | 0.13438 | 0.17231 | 0.76479 | 27.2 | -27.2 | 27.2 | 133.03 | -90.7 | 1000 | 1000 | -27.2 | 27.2 | 27.2 | 63.97 | 27.2
2016-05-18 22:00:00 | 0.14081 | 0.17846 | 0.70234 | 24.88 | -24.88 | 24.88 | 130.71 | -88.38 | 1000 | 1000 | -24.88 | 24.88 | 24.88 | 58.97 | 24.88
2016-05-18 23:00:00 | 0.1569 | 0.19385 | 0.55862 | 22.91 | -22.91 | 22.91 | 128.74 | -86.41 | 1000 | 1000 | -22.91 | 22.91 | 22.91 | 52.9 | 22.91
2016-05-19 00:00:00 | 0.16977 | 0.20615 | 0.38499 | 22.23 | -22.23 | 22.23 | 128.06 | -85.73 | 1000 | 1000 | -22.23 | 22.23 | 22.23 | 49.93 | 22.23
2016-05-19 01:00:00 | 0.19874 | 0.23385 | 0.29435 | 21.85 | -21.85 | 21.85 | 127.68 | -85.35 | 1000 | 1000 | -21.85 | 21.85 | 21.85 | 47.9 | 21.85
2016-05-19 02:00:00 | 0.1923 | 0.22769 | 0.26838 | 22.29 | -22.29 | 22.29 | 128.12 | -85.79 | 1000 | 1000 | -22.29 | 22.29 | 22.29 | 47.75 | 22.29
2016-05-19 03:00:00 | 0.19552 | 0.23077 | 0.25636 | 23.9 | -23.9 | 23.9 | 129.73 | -87.4 | 1000 | 1000 | -23.9 | 23.9 | 23.9 | 47.38 | 23.9
2016-05-19 04:00:00 | 0.20195 | 0.23692 | 0.27574 | 31.58 | -31.58 | 31.58 | 137.41 | -95.08 | 1000 | 1000 | -31.58 | 31.58 | 31.58 | 47.1 | 31.58
2016-05-19 05:00:00 | 0.18908 | 0.22462 | 0.32711 | 39.4 | -39.4 | 39.4 | 145.23 | -102.9 | 1000 | 1000 | -39.4 | 39.4 | 39.4 | 47.86 | 39.4
2016-05-19 06:00:00 | 0.16012 | 0.19692 | 0.49677 | 46 | -46 | 46 | 151.83 | -109.5 | 1000 | 1000 | -46 | 46 | 46 | 53.89 | 46
2016-05-19 07:00:00 | 0.11507 | 0.15385 | 0.66071 | 44.13 | -44.13 | 44.13 | 149.96 | -107.63 | 1000 | 1000 | -44.13 | 44.13 | 44.13 | 69.91 | 44.13
2016-05-19 08:00:00 | 0.089326 | 0.12923 | 0.77487 | 45 | -45 | 45 | 150.83 | -108.5 | 1000 | 1000 | -45 | 45 | 45 | 69.94 | 45
2016-05-19 09:00:00 | 0.089326 | 0.12923 | 0.82093 | 44.91 | -44.91 | 44.91 | 150.74 | -108.41 | 1000 | 1000 | -44.91 | 44.91 | 44.91 | 69.94 | 44.91
2016-05-19 10:00:00 | 0.089326 | 0.12923 | 0.80488 | 40.07 | -40.07 | 40.07 | 145.9 | -103.57 | 1000 | 1000 | -40.07 | 40.07 | 40.07 | 70.16 | 40.07
2016-05-19 11:00:00 | 0.089326 | 0.12923 | 0.82247 | 38.96 | -38.96 | 38.96 | 144.79 | -102.46 | 1000 | 1000 | -38.96 | 38.96 | 38.96 | 73.91 | 38.96
2016-05-19 12:00:00 | 0.089326 | 0.12923 | 0.87793 | 35 | -35 | 35 | 140.83 | -98.5 | 1000 | 1000 | -35 | 35 | 35 | 70.41 | 35
2016-05-19 13:00:00 | 0.089326 | 0.12923 | 0.83028 | 33.06 | -33.06 | 33.06 | 138.89 | -96.56 | 1000 | 1000 | -33.06 | 33.06 | 33.06 | 69.93 | 33.06
2016-05-19 14:00:00 | 0.089326 | 0.12923 | 0.73403 | 31.91 | -31.91 | 31.91 | 137.74 | -95.41 | 1000 | 1000 | -31.91 | 31.91 | 31.91 | 71.58 | 31.91
2016-05-19 15:00:00 | 0.089326 | 0.12923 | 0.68907 | 32.35 | -32.35 | 32.35 | 138.18 | -95.85 | 1000 | 1000 | -32.35 | 32.35 | 32.35 | 70.43 | 32.35
2016-05-19 16:00:00 | 0.089326 | 0.12923 | 0.6725 | 34 | -34 | 34 | 139.83 | -97.5 | 1000 | 1000 | -34 | 34 | 34 | 65.13 | 34
2016-05-19 17:00:00 | 0.089326 | 0.12923 | 0.69967 | 36.08 | -36.08 | 36.08 | 141.91 | -99.58 | 1000 | 1000 | -36.08 | 36.08 | 36.08 | 65.53 | 36.08
2016-05-19 18:00:00 | 0.089326 | 0.12923 | 0.75257 | 34.96 | -34.96 | 34.96 | 140.79 | -98.46 | 1000 | 1000 | -34.96 | 34.96 | 34.96 | 66.09 | 34.96
2016-05-19 19:00:00 | 0.089326 | 0.12923 | 0.80864 | 33.85 | -33.85 | 33.85 | 139.68 | -97.35 | 1000 | 1000 | -33.85 | 33.85 | 33.85 | 66.93 | 33.85
2016-05-19 20:00:00 | 0.089326 | 0.12923 | 0.80522 | 32.08 | -32.08 | 32.08 | 137.91 | -95.58 | 1000 | 1000 | -32.08 | 32.08 | 32.08 | 66.13 | 32.08
2016-05-19 21:00:00 | 0.089326 | 0.12923 | 0.76479 | 29.14 | -29.14 | 29.14 | 134.97 | -92.64 | 1000 | 1000 | -29.14 | 29.14 | 29.14 | 65.17 | 29.14
2016-05-19 22:00:00 | 0.1022 | 0.14154 | 0.70234 | 24.73 | -24.73 | 24.73 | 130.56 | -88.23 | 1000 | 1000 | -24.73 | 24.73 | 24.73 | 64.93 | 24.73
2016-05-19 23:00:00 | 0.14403 | 0.18154 | 0.55862 | 23.42 | -23.42 | 23.42 | 129.25 | -86.92 | 1000 | 1000 | -23.42 | 23.42 | 23.42 | 53.76 | 23.42
2016-05-20 00:00:00 | 0.17621 | 0.21231 | 0.38499 | 21.5 | -21.5 | 21.5 | 127.33 | -85 | 1000 | 1000 | -21.5 | 21.5 | 21.5 | 55.6 | 21.5
2016-05-20 01:00:00 | 0.18265 | 0.21846 | 0.29435 | 21.34 | -21.34 | 21.34 | 127.17 | -84.84 | 1000 | 1000 | -21.34 | 21.34 | 21.34 | 51.65 | 21.34
2016-05-20 02:00:00 | 0.20517 | 0.24 | 0.26838 | 21.52 | -21.52 | 21.52 | 127.35 | -85.02 | 1000 | 1000 | -21.52 | 21.52 | 21.52 | 50.06 | 21.52
2016-05-20 03:00:00 | 0.21804 | 0.25231 | 0.25636 | 23.23 | -23.23 | 23.23 | 129.06 | -86.73 | 1000 | 1000 | -23.23 | 23.23 | 23.23 | 48.75 | 23.23
2016-05-20 04:00:00 | 0.22448 | 0.25846 | 0.27574 | 27.71 | -27.71 | 27.71 | 133.54 | -91.21 | 1000 | 1000 | -27.71 | 27.71 | 27.71 | 48.76 | 27.71
2016-05-20 05:00:00 | 0.13116 | 0.16923 | 0.32711 | 33.07 | -33.07 | 33.07 | 138.9 | -96.57 | 1000 | 1000 | -33.07 | 33.07 | 33.07 | 49.99 | 33.07
2016-05-20 06:00:00 | 0.12794 | 0.16615 | 0.49677 | 34.97 | -34.97 | 34.97 | 140.8 | -98.47 | 1000 | 1000 | -34.97 | 34.97 | 34.97 | 56.73 | 34.97
2016-05-20 07:00:00 | 0.089326 | 0.12923 | 0.66071 | 31.91 | -31.91 | 31.91 | 137.74 | -95.41 | 1000 | 1000 | -31.91 | 31.91 | 31.91 | 72.06 | 31.91
2016-05-20 08:00:00 | 0.089326 | 0.12923 | 0.77487 | 27.5 | -27.5 | 27.5 | 133.33 | -91 | 1000 | 1000 | -27.5 | 27.5 | 27.5 | 88.78 | 27.5
2016-05-20 09:00:00 | 0.089326 | 0.12923 | 0.82093 | 26.27 | -26.27 | 26.27 | 132.1 | -89.77 | 1000 | 1000 | -26.27 | 26.27 | 26.27 | 80.97 | 26.27
2016-05-20 10:00:00 | 0.089326 | 0.12923 | 0.80488 | 24.99 | -24.99 | 24.99 | 130.82 | -88.49 | 1000 | 1000 | -24.99 | 24.99 | 24.99 | 78.98 | 24.99
2016-05-20 11:00:00 | 0.089326 | 0.12923 | 0.82247 | 24.3 | -24.3 | 24.3 | 130.13 | -87.8 | 1000 | 1000 | -24.3 | 24.3 | 24.3 | 86 | 24.3
2016-05-20 12:00:00 | 0.089326 | 0.12923 | 0.87793 | 24.22 | -24.22 | 24.22 | 130.05 | -87.72 | 1000 | 1000 | -24.22 | 24.22 | 24.22 | 82.81 | 24.22
2016-05-20 13:00:00 | 0.089326 | 0.12923 | 0.83028 | 24.2 | -24.2 | 24.2 | 130.03 | -87.7 | 1000 | 1000 | -24.2 | 24.2 | 24.2 | 76.35 | 24.2
2016-05-20 14:00:00 | 0.089326 | 0.12923 | 0.73403 | 24.57 | -24.57 | 24.57 | 130.4 | -88.07 | 1000 | 1000 | -24.57 | 24.57 | 24.57 | 75.18 | 24.57
2016-05-20 15:00:00 | 0.089326 | 0.12923 | 0.68907 | 28.9 | -28.9 | 28.9 | 134.73 | -92.4 | 1000 | 1000 | -28.9 | 28.9 | 28.9 | 71.91 | 28.9
2016-05-20 16:00:00 | 0.089326 | 0.12923 | 0.6725 | 32.69 | -32.69 | 32.69 | 138.52 | -96.19 | 1000 | 1000 | -32.69 | 32.69 | 32.69 | 66.08 | 32.69
2016-05-20 17:00:00 | 0.089326 | 0.12923 | 0.69967 | 33.92 | -33.92 | 33.92 | 139.75 | -97.42 | 1000 | 1000 | -33.92 | 33.92 | 33.92 | 67 | 33.92
2016-05-20 18:00:00 | 0.089326 | 0.12923 | 0.75257 | 34.06 | -34.06 | 34.06 | 139.89 | -97.56 | 1000 | 1000 | -34.06 | 34.06 | 34.06 | 68.19 | 34.06
2016-05-20 19:00:00 | 0.089326 | 0.12923 | 0.80864 | 33.21 | -33.21 | 33.21 | 139.04 | -96.71 | 1000 | 1000 | -33.21 | 33.21 | 33.21 | 65.8 | 33.21
2016-05-20 20:00:00 | 0.12151 | 0.16 | 0.80522 | 33.66 | -33.66 | 33.66 | 139.49 | -97.16 | 1000 | 1000 | -33.66 | 33.66 | 33.66 | 65.5 | 33.66
2016-05-20 21:00:00 | 0.12472 | 0.16308 | 0.76479 | 27.98 | -27.98 | 27.98 | 133.81 | -91.48 | 1000 | 1000 | -27.98 | 27.98 | 27.98 | 67.51 | 27.98
2016-05-20 22:00:00 | 0.11185 | 0.15077 | 0.70234 | 24.36 | -24.36 | 24.36 | 130.19 | -87.86 | 1000 | 1000 | -24.36 | 24.36 | 24.36 | 70 | 24.36
2016-05-20 23:00:00 | 0.1376 | 0.17538 | 0.55862 | 23.49 | -23.49 | 23.49 | 129.32 | -86.99 | 1000 | 1000 | -23.49 | 23.49 | 23.49 | 60.35 | 23.49
2016-05-21 00:00:00 | 0.17943 | 0.21538 | 0.43448 | 22.6 | -22.6 | 22.6 | 128.43 | -86.1 | 1000 | 1000 | -22.6 | 22.6 | 22.6 | 53.82 | 22.6
2016-05-21 01:00:00 | 0.17621 | 0.21231 | 0.35271 | 21.75 | -21.75 | 21.75 | 127.58 | -85.25 | 1000 | 1000 | -21.75 | 21.75 | 21.75 | 52.29 | 21.75
2016-05-21 02:00:00 | 0.20839 | 0.24308 | 0.29453 | 21.26 | -21.26 | 21.26 | 127.09 | -84.76 | 1000 | 1000 | -21.26 | 21.26 | 21.26 | 49.97 | 21.26
2016-05-21 03:00:00 | 0.24057 | 0.27385 | 0.28312 | 20.5 | -20.5 | 20.5 | 126.33 | -84 | 1000 | 1000 | -20.5 | 20.5 | 20.5 | 49.51 | 20.5
2016-05-21 04:00:00 | 0.17943 | 0.21538 | 0.28766 | 20.66 | -20.66 | 20.66 | 126.49 | -84.16 | 1000 | 1000 | -20.66 | 20.66 | 20.66 | 49.38 | 20.66
2016-05-21 05:00:00 | 0.15368 | 0.19077 | 0.29561 | 22.88 | -22.88 | 22.88 | 128.71 | -86.38 | 1000 | 1000 | -22.88 | 22.88 | 22.88 | 47.9 | 22.88
2016-05-21 06:00:00 | 0.12151 | 0.16 | 0.35179 | 23.06 | -23.06 | 23.06 | 128.89 | -86.56 | 1000 | 1000 | -23.06 | 23.06 | 23.06 | 47.87 | 23.06
2016-05-21 07:00:00 | 0.089326 | 0.12923 | 0.5156 | 22.55 | -22.55 | 22.55 | 128.38 | -86.05 | 1000 | 1000 | -22.55 | 22.55 | 22.55 | 49.95 | 22.55
2016-05-21 08:00:00 | 0.089326 | 0.12923 | 0.71509 | 20.32 | -20.32 | 20.32 | 126.15 | -83.82 | 1000 | 1000 | -20.32 | 20.32 | 20.32 | 51.83 | 20.32
2016-05-21 09:00:00 | 0.089326 | 0.12923 | 0.84809 | 18.95 | -18.95 | 18.95 | 124.78 | -82.45 | 1000 | 1000 | -18.95 | 18.95 | 18.95 | 55.69 | 18.95
2016-05-21 10:00:00 | 0.089326 | 0.12923 | 0.89163 | 16.19 | -16.19 | 16.19 | 122.02 | -79.69 | 1000 | 1000 | -16.19 | 16.19 | 16.19 | 57.78 | 16.19
2016-05-21 11:00:00 | 0.089326 | 0.12923 | 0.92322 | 15.24 | -15.24 | 15.24 | 121.07 | -78.74 | 1000 | 1000 | -15.24 | 15.24 | 15.24 | 62.57 | 15.24
2016-05-21 12:00:00 | 0.089326 | 0.12923 | 0.96569 | 15.09 | -15.09 | 15.09 | 120.92 | -78.59 | 1000 | 1000 | -15.09 | 15.09 | 15.09 | 61.39 | 15.09
2016-05-21 13:00:00 | 0.089326 | 0.12923 | 0.9165 | 13.29 | -13.29 | 13.29 | 119.12 | -76.79 | 1000 | 1000 | -13.29 | 13.29 | 13.29 | 53.48 | 13.29
2016-05-21 14:00:00 | 0.089326 | 0.12923 | 0.79457 | 17.42 | -17.42 | 17.42 | 123.25 | -80.92 | 1000 | 1000 | -17.42 | 17.42 | 17.42 | 51.78 | 17.42
2016-05-21 15:00:00 | 0.089326 | 0.12923 | 0.72708 | 19.06 | -19.06 | 19.06 | 124.89 | -82.56 | 1000 | 1000 | -19.06 | 19.06 | 19.06 | 50.89 | 19.06
2016-05-21 16:00:00 | 0.089326 | 0.12923 | 0.70007 | 23.9 | -23.9 | 23.9 | 129.73 | -87.4 | 1000 | 1000 | -23.9 | 23.9 | 23.9 | 50.94 | 23.9
2016-05-21 17:00:00 | 0.089326 | 0.12923 | 0.71577 | 26.28 | -26.28 | 26.28 | 132.11 | -89.78 | 1000 | 1000 | -26.28 | 26.28 | 26.28 | 53.17 | 26.28
2016-05-21 18:00:00 | 0.089326 | 0.12923 | 0.79423 | 30.94 | -30.94 | 30.94 | 136.77 | -94.44 | 1000 | 1000 | -30.94 | 30.94 | 30.94 | 57.07 | 30.94
2016-05-21 19:00:00 | 0.089326 | 0.12923 | 0.85492 | 31.49 | -31.49 | 31.49 | 137.32 | -94.99 | 1000 | 1000 | -31.49 | 31.49 | 31.49 | 57.22 | 31.49
2016-05-21 20:00:00 | 0.089326 | 0.12923 | 0.82777 | 28.94 | -28.94 | 28.94 | 134.77 | -92.44 | 1000 | 1000 | -28.94 | 28.94 | 28.94 | 56.68 | 28.94
2016-05-21 21:00:00 | 0.089326 | 0.12923 | 0.74686 | 23.42 | -23.42 | 23.42 | 129.25 | -86.92 | 1000 | 1000 | -23.42 | 23.42 | 23.42 | 56.37 | 23.42
2016-05-21 22:00:00 | 0.089326 | 0.12923 | 0.71732 | 17.79 | -17.79 | 17.79 | 123.62 | -81.29 | 1000 | 1000 | -17.79 | 17.79 | 17.79 | 60.45 | 17.79
2016-05-21 23:00:00 | 0.089326 | 0.12923 | 0.60822 | 10.38 | -10.38 | 10.38 | 116.21 | -73.88 | 1000 | 1000 | -10.38 | 10.38 | 10.38 | 50.52 | 10.38
2016-05-22 00:00:00 | 0.12151 | 0.16 | 0.45214 | 7.62 | -7.62 | 7.62 | 113.45 | -71.12 | 1000 | 1000 | -7.62 | 7.62 | 7.62 | 52.05 | 7.62
2016-05-22 01:00:00 | 0.12151 | 0.16 | 0.34401 | 4.6 | -4.6 | 4.6 | 110.43 | -68.1 | 1000 | 1000 | -4.6 | 4.6 | 4.6 | 49.93 | 4.6
2016-05-22 02:00:00 | 0.14725 | 0.18462 | 0.28601 | 2.81 | -2.81 | 2.81 | 108.64 | -66.31 | 1000 | 1000 | -2.81 | 2.81 | 2.81 | 46.03 | 2.81
2016-05-22 03:00:00 | 0.17943 | 0.21538 | 0.26624 | 0.13 | -0.12999 | 0.13 | 105.96 | -63.63 | 1000 | 1000 | -0.13 | 0.13 | 0.13 | 40.09 | 0.13
2016-05-22 04:00:00 | 0.14403 | 0.18154 | 0.26199 | -1 | 1 | -1 | 104.83 | -62.5 | -1 | -1 | 1 | -1 | -1 | 38.45 | -1
2016-05-22 05:00:00 | 0.10542 | 0.14462 | 0.25637 | 0.5 | -0.49999 | 0.5 | 106.33 | -64 | 1000 | 1000 | -0.5 | 0.5 | 0.5 | 40.26 | 0.5
2016-05-22 06:00:00 | 0.089326 | 0.12923 | 0.26819 | 2.59 | -2.59 | 2.59 | 108.42 | -66.09 | 1000 | 1000 | -2.59 | 2.59 | 2.59 | 34.92 | 2.59
2016-05-22 07:00:00 | 0.089326 | 0.12923 | 0.35225 | -0.94 | 0.94001 | -0.94 | 104.89 | -62.56 | -0.94 | -0.94 | 0.94 | -0.94 | -0.94 | 46.44 | -0.94
2016-05-22 08:00:00 | 0.089326 | 0.12923 | 0.53724 | -1.11 | 1.11 | -1.11 | 104.72 | -62.39 | -1.11 | -1.11 | 1.11 | -1.11 | -1.11 | 47.91 | -1.11
2016-05-22 09:00:00 | 0.089326 | 0.12923 | 0.74695 | -0.9 | 0.90001 | -0.9 | 104.93 | -62.6 | -0.9 | -0.9 | 0.9 | -0.9 | -0.9 | 49.97 | -0.9
2016-05-22 10:00:00 | 0.089326 | 0.12923 | 0.86788 | -5.68 | 5.68 | -5.68 | 100.15 | -57.82 | -5.68 | -5.68 | 5.68 | -5.68 | -5.68 | 51 | -5.68
2016-05-22 11:00:00 | 0.089326 | 0.12923 | 0.95599 | -25.72 | 25.72 | -25.72 | 80.11 | -37.78 | -25.72 | -25.72 | 25.72 | -25.72 | -25.72 | 54.01 | -25.72
2016-05-22 12:00:00 | 0.089326 | 0.12923 | 0.97702 | -10.97 | 10.97 | -10.97 | 94.86 | -52.53 | -10.97 | -10.97 | 10.97 | -10.97 | -10.97 | 56.18 | -10.97
2016-05-22 13:00:00 | 0.089326 | 0.12923 | 0.83282 | -7.82 | 7.82 | -7.82 | 98.01 | -55.68 | -7.82 | -7.82 | 7.82 | -7.82 | -7.82 | 50.02 | -7.82
2016-05-22 14:00:00 | 0.089326 | 0.12923 | 0.69241 | -5.19 | 5.19 | -5.19 | 100.64 | -58.31 | -5.19 | -5.19 | 5.19 | -5.19 | -5.19 | 46.51 | -5.19
2016-05-22 15:00:00 | 0.089326 | 0.12923 | 0.59885 | 2.02 | -2.02 | 2.02 | 107.85 | -65.52 | 1000 | 1000 | -2.02 | 2.02 | 2.02 | 42.95 | 2.02
2016-05-22 16:00:00 | 0.089326 | 0.12923 | 0.52621 | 21.33 | -21.33 | 21.33 | 127.16 | -84.83 | 1000 | 1000 | -21.33 | 21.33 | 21.33 | 42.22 | 21.33
2016-05-22 17:00:00 | 0.089326 | 0.12923 | 0.53897 | 23.65 | -23.65 | 23.65 | 129.48 | -87.15 | 1000 | 1000 | -23.65 | 23.65 | 23.65 | 45.35 | 23.65
2016-05-22 18:00:00 | 0.089326 | 0.12923 | 0.62018 | 25.32 | -25.32 | 25.32 | 131.15 | -88.82 | 1000 | 1000 | -25.32 | 25.32 | 25.32 | 50.07 | 25.32
2016-05-22 19:00:00 | 0.089326 | 0.12923 | 0.73239 | 26.11 | -26.11 | 26.11 | 131.94 | -89.61 | 1000 | 1000 | -26.11 | 26.11 | 26.11 | 53.63 | 26.11
2016-05-22 20:00:00 | 0.089326 | 0.12923 | 0.76848 | 27.22 | -27.22 | 27.22 | 133.05 | -90.72 | 1000 | 1000 | -27.22 | 27.22 | 27.22 | 53.19 | 27.22
2016-05-22 21:00:00 | 0.089326 | 0.12923 | 0.7291 | 22.9 | -22.9 | 22.9 | 128.73 | -86.4 | 1000 | 1000 | -22.9 | 22.9 | 22.9 | 54.94 | 22.9
2016-05-22 22:00:00 | 0.089326 | 0.12923 | 0.67717 | 22.61 | -22.61 | 22.61 | 128.44 | -86.11 | 1000 | 1000 | -22.61 | 22.61 | 22.61 | 59.05 | 22.61
2016-05-22 23:00:00 | 0.089326 | 0.12923 | 0.53066 | 20.89 | -20.89 | 20.89 | 126.72 | -84.39 | 1000 | 1000 | -20.89 | 20.89 | 20.89 | 53.03 | 20.89
2016-05-23 00:00:00 | 0.089326 | 0.12923 | 0.38499 | 19.51 | -19.51 | 19.51 | 125.34 | -83.01 | 1000 | 1000 | -19.51 | 19.51 | 19.51 | 44.88 | 19.51
2016-05-23 01:00:00 | 0.089326 | 0.12923 | 0.29435 | 18.91 | -18.91 | 18.91 | 124.74 | -82.41 | 1000 | 1000 | -18.91 | 18.91 | 18.91 | 44.69 | 18.91
2016-05-23 02:00:00 | 0.089326 | 0.12923 | 0.26838 | 19.46 | -19.46 | 19.46 | 125.29 | -82.96 | 1000 | 1000 | -19.46 | 19.46 | 19.46 | 39.16 | 19.46
2016-05-23 03:00:00 | 0.15047 | 0.18769 | 0.25636 | 20.69 | -20.69 | 20.69 | 126.52 | -84.19 | 1000 | 1000 | -20.69 | 20.69 | 20.69 | 34.98 | 20.69
2016-05-23 04:00:00 | 0.14403 | 0.18154 | 0.27574 | 28.05 | -28.05 | 28.05 | 133.88 | -91.55 | 1000 | 1000 | -28.05 | 28.05 | 28.05 | 40.23 | 28.05
2016-05-23 05:00:00 | 0.10863 | 0.14769 | 0.32711 | 34.51 | -34.51 | 34.51 | 140.34 | -98.01 | 1000 | 1000 | -34.51 | 34.51 | 34.51 | 46.84 | 34.51
2016-05-23 06:00:00 | 0.089326 | 0.12923 | 0.49677 | 35.93 | -35.93 | 35.93 | 141.76 | -99.43 | 1000 | 1000 | -35.93 | 35.93 | 35.93 | 58.96 | 35.93
2016-05-23 07:00:00 | 0.089326 | 0.12923 | 0.66071 | 33.99 | -33.99 | 33.99 | 139.82 | -97.49 | 1000 | 1000 | -33.99 | 33.99 | 33.99 | 74.32 | 33.99
2016-05-23 08:00:00 | 0.089326 | 0.12923 | 0.77487 | 36 | -36 | 36 | 141.83 | -99.5 | 1000 | 1000 | -36 | 36 | 36 | 77.85 | 36
2016-05-23 09:00:00 | 0.089326 | 0.12923 | 0.82093 | 35.94 | -35.94 | 35.94 | 141.77 | -99.44 | 1000 | 1000 | -35.94 | 35.94 | 35.94 | 77.99 | 35.94
2016-05-23 10:00:00 | 0.089326 | 0.12923 | 0.80488 | 33.91 | -33.91 | 33.91 | 139.74 | -97.41 | 1000 | 1000 | -33.91 | 33.91 | 33.91 | 76.61 | 33.91
2016-05-23 11:00:00 | 0.089326 | 0.12923 | 0.82247 | 33.54 | -33.54 | 33.54 | 139.37 | -97.04 | 1000 | 1000 | -33.54 | 33.54 | 33.54 | 74.95 | 33.54
2016-05-23 12:00:00 | 0.089326 | 0.12923 | 0.87793 | 32.5 | -32.5 | 32.5 | 138.33 | -96 | 1000 | 1000 | -32.5 | 32.5 | 32.5 | 68.97 | 32.5
2016-05-23 13:00:00 | 0.089326 | 0.12923 | 0.83028 | 32.78 | -32.78 | 32.78 | 138.61 | -96.28 | 1000 | 1000 | -32.78 | 32.78 | 32.78 | 68.16 | 32.78
2016-05-23 14:00:00 | 0.089326 | 0.12923 | 0.73403 | 31.96 | -31.96 | 31.96 | 137.79 | -95.46 | 1000 | 1000 | -31.96 | 31.96 | 31.96 | 70 | 31.96
2016-05-23 15:00:00 | 0.089326 | 0.12923 | 0.68907 | 31.68 | -31.68 | 31.68 | 137.51 | -95.18 | 1000 | 1000 | -31.68 | 31.68 | 31.68 | 65.24 | 31.68
2016-05-23 16:00:00 | 0.089326 | 0.12923 | 0.6725 | 32.49 | -32.49 | 32.49 | 138.32 | -95.99 | 1000 | 1000 | -32.49 | 32.49 | 32.49 | 65.22 | 32.49
2016-05-23 17:00:00 | 0.089326 | 0.12923 | 0.69967 | 33.09 | -33.09 | 33.09 | 138.92 | -96.59 | 1000 | 1000 | -33.09 | 33.09 | 33.09 | 66.78 | 33.09
2016-05-23 18:00:00 | 0.089326 | 0.12923 | 0.75257 | 33.97 | -33.97 | 33.97 | 139.8 | -97.47 | 1000 | 1000 | -33.97 | 33.97 | 33.97 | 69.04 | 33.97
2016-05-23 19:00:00 | 0.089326 | 0.12923 | 0.80864 | 31.97 | -31.97 | 31.97 | 137.8 | -95.47 | 1000 | 1000 | -31.97 | 31.97 | 31.97 | 70.67 | 31.97
2016-05-23 20:00:00 | 0.089326 | 0.12923 | 0.80522 | 24.47 | -24.47 | 24.47 | 130.3 | -87.97 | 1000 | 1000 | -24.47 | 24.47 | 24.47 | 69.01 | 24.47
2016-05-23 21:00:00 | 0.089326 | 0.12923 | 0.76479 | 22.71 | -22.71 | 22.71 | 128.54 | -86.21 | 1000 | 1000 | -22.71 | 22.71 | 22.71 | 65.13 | 22.71
2016-05-23 22:00:00 | 0.089326 | 0.12923 | 0.70234 | 21.99 | -21.99 | 21.99 | 127.82 | -85.49 | 1000 | 1000 | -21.99 | 21.99 | 21.99 | 55.68 | 21.99
2016-05-23 23:00:00 | 0.09898 | 0.13846 | 0.55862 | 21.75 | -21.75 | 21.75 | 127.58 | -85.25 | 1000 | 1000 | -21.75 | 21.75 | 21.75 | 49.9 | 21.75
2016-05-24 00:00:00 | 0.11829 | 0.15692 | 0.38499 | 20.48 | -20.48 | 20.48 | 126.31 | -83.98 | 1000 | 1000 | -20.48 | 20.48 | 20.48 | 45 | 20.48
2016-05-24 01:00:00 | 0.14403 | 0.18154 | 0.29435 | 20 | -20 | 20 | 125.83 | -83.5 | 1000 | 1000 | -20 | 20 | 20 | 44.55 | 20
2016-05-24 02:00:00 | 0.16012 | 0.19692 | 0.26838 | 20.72 | -20.72 | 20.72 | 126.55 | -84.22 | 1000 | 1000 | -20.72 | 20.72 | 20.72 | 43.5 | 20.72
2016-05-24 03:00:00 | 0.14725 | 0.18462 | 0.25636 | 22.61 | -22.61 | 22.61 | 128.44 | -86.11 | 1000 | 1000 | -22.61 | 22.61 | 22.61 | 42.55 | 22.61
2016-05-24 04:00:00 | 0.11829 | 0.15692 | 0.27574 | 26.13 | -26.13 | 26.13 | 131.96 | -89.63 | 1000 | 1000 | -26.13 | 26.13 | 26.13 | 44.61 | 26.13
2016-05-24 05:00:00 | 0.10863 | 0.14769 | 0.32711 | 34.38 | -34.38 | 34.38 | 140.21 | -97.88 | 1000 | 1000 | -34.38 | 34.38 | 34.38 | 47.49 | 34.38
2016-05-24 06:00:00 | 0.089326 | 0.12923 | 0.49677 | 37.09 | -37.09 | 37.09 | 142.92 | -100.59 | 1000 | 1000 | -37.09 | 37.09 | 37.09 | 52.1 | 37.09
2016-05-24 07:00:00 | 0.089326 | 0.12923 | 0.66071 | 36.19 | -36.19 | 36.19 | 142.02 | -99.69 | 1000 | 1000 | -36.19 | 36.19 | 36.19 | 57.17 | 36.19
2016-05-24 08:00:00 | 0.089326 | 0.12923 | 0.77487 | 36.94 | -36.94 | 36.94 | 142.77 | -100.44 | 1000 | 1000 | -36.94 | 36.94 | 36.94 | 66.3 | 36.94
2016-05-24 09:00:00 | 0.089326 | 0.12923 | 0.82093 | 36.06 | -36.06 | 36.06 | 141.89 | -99.56 | 1000 | 1000 | -36.06 | 36.06 | 36.06 | 69 | 36.06
2016-05-24 10:00:00 | 0.089326 | 0.12923 | 0.80488 | 33.09 | -33.09 | 33.09 | 138.92 | -96.59 | 1000 | 1000 | -33.09 | 33.09 | 33.09 | 68.07 | 33.09
2016-05-24 11:00:00 | 0.089326 | 0.12923 | 0.82247 | 33 | -33 | 33 | 138.83 | -96.5 | 1000 | 1000 | -33 | 33 | 33 | 68.9 | 33
2016-05-24 12:00:00 | 0.089326 | 0.12923 | 0.87793 | 32.69 | -32.69 | 32.69 | 138.52 | -96.19 | 1000 | 1000 | -32.69 | 32.69 | 32.69 | 65.63 | 32.69
2016-05-24 13:00:00 | 0.089326 | 0.12923 | 0.83028 | 30.92 | -30.92 | 30.92 | 136.75 | -94.42 | 1000 | 1000 | -30.92 | 30.92 | 30.92 | 58.96 | 30.92
2016-05-24 14:00:00 | 0.089326 | 0.12923 | 0.73403 | 29.12 | -29.12 | 29.12 | 134.95 | -92.62 | 1000 | 1000 | -29.12 | 29.12 | 29.12 | 56.28 | 29.12
2016-05-24 15:00:00 | 0.089326 | 0.12923 | 0.68907 | 29.8 | -29.8 | 29.8 | 135.63 | -93.3 | 1000 | 1000 | -29.8 | 29.8 | 29.8 | 53.87 | 29.8
2016-05-24 16:00:00 | 0.089326 | 0.12923 | 0.6725 | 31.25 | -31.25 | 31.25 | 137.08 | -94.75 | 1000 | 1000 | -31.25 | 31.25 | 31.25 | 53.63 | 31.25
2016-05-24 17:00:00 | 0.089326 | 0.12923 | 0.69967 | 32.2 | -32.2 | 32.2 | 138.03 | -95.7 | 1000 | 1000 | -32.2 | 32.2 | 32.2 | 53.88 | 32.2
2016-05-24 18:00:00 | 0.089326 | 0.12923 | 0.75257 | 31.64 | -31.64 | 31.64 | 137.47 | -95.14 | 1000 | 1000 | -31.64 | 31.64 | 31.64 | 61.71 | 31.64
2016-05-24 19:00:00 | 0.089326 | 0.12923 | 0.80864 | 32.38 | -32.38 | 32.38 | 138.21 | -95.88 | 1000 | 1000 | -32.38 | 32.38 | 32.38 | 66.02 | 32.38
2016-05-24 20:00:00 | 0.089326 | 0.12923 | 0.80522 | 30.43 | -30.43 | 30.43 | 136.26 | -93.93 | 1000 | 1000 | -30.43 | 30.43 | 30.43 | 58.99 | 30.43
2016-05-24 21:00:00 | 0.089326 | 0.12923 | 0.76479 | 24.98 | -24.98 | 24.98 | 130.81 | -88.48 | 1000 | 1000 | -24.98 | 24.98 | 24.98 | 61.5 | 24.98
2016-05-24 22:00:00 | 0.1022 | 0.14154 | 0.70234 | 22.97 | -22.97 | 22.97 | 128.8 | -86.47 | 1000 | 1000 | -22.97 | 22.97 | 22.97 | 62.2 | 22.97
2016-05-24 23:00:00 | 0.1022 | 0.14154 | 0.55862 | 22.57 | -22.57 | 22.57 | 128.4 | -86.07 | 1000 | 1000 | -22.57 | 22.57 | 22.57 | 50.8 | 22.57
2016-05-25 00:00:00 | 0.1022 | 0.14154 | 0.38499 | 21.57 | -21.57 | 21.57 | 127.4 | -85.07 | 1000 | 1000 | -21.57 | 21.57 | 21.57 | 50.91 | 21.57
2016-05-25 01:00:00 | 0.09898 | 0.13846 | 0.29435 | 21 | -21 | 21 | 126.83 | -84.5 | 1000 | 1000 | -21 | 21 | 21 | 49.43 | 21
2016-05-25 02:00:00 | 0.10542 | 0.14462 | 0.26838 | 21.63 | -21.63 | 21.63 | 127.46 | -85.13 | 1000 | 1000 | -21.63 | 21.63 | 21.63 | 45.66 | 21.63
2016-05-25 03:00:00 | 0.11185 | 0.15077 | 0.25636 | 22.99 | -22.99 | 22.99 | 128.82 | -86.49 | 1000 | 1000 | -22.99 | 22.99 | 22.99 | 45.32 | 22.99
2016-05-25 04:00:00 | 0.11185 | 0.15077 | 0.27574 | 30.92 | -30.92 | 30.92 | 136.75 | -94.42 | 1000 | 1000 | -30.92 | 30.92 | 30.92 | 46.6 | 30.92
2016-05-25 05:00:00 | 0.10542 | 0.14462 | 0.32711 | 35.8 | -35.8 | 35.8 | 141.63 | -99.3 | 1000 | 1000 | -35.8 | 35.8 | 35.8 | 49.43 | 35.8
2016-05-25 06:00:00 | 0.095762 | 0.13538 | 0.49677 | 39.2 | -39.2 | 39.2 | 145.03 | -102.7 | 1000 | 1000 | -39.2 | 39.2 | 39.2 | 53.89 | 39.2
2016-05-25 07:00:00 | 0.089326 | 0.12923 | 0.66071 | 34.99 | -34.99 | 34.99 | 140.82 | -98.49 | 1000 | 1000 | -34.99 | 34.99 | 34.99 | 69.09 | 34.99
2016-05-25 08:00:00 | 0.089326 | 0.12923 | 0.77487 | 34.16 | -34.16 | 34.16 | 139.99 | -97.66 | 1000 | 1000 | -34.16 | 34.16 | 34.16 | 69.07 | 34.16
2016-05-25 09:00:00 | 0.089326 | 0.12923 | 0.82093 | 33.07 | -33.07 | 33.07 | 138.9 | -96.57 | 1000 | 1000 | -33.07 | 33.07 | 33.07 | 68.36 | 33.07
2016-05-25 10:00:00 | 0.089326 | 0.12923 | 0.80488 | 31.02 | -31.02 | 31.02 | 136.85 | -94.52 | 1000 | 1000 | -31.02 | 31.02 | 31.02 | 66.84 | 31.02
2016-05-25 11:00:00 | 0.089326 | 0.12923 | 0.82247 | 28.95 | -28.95 | 28.95 | 134.78 | -92.45 | 1000 | 1000 | -28.95 | 28.95 | 28.95 | 73.35 | 28.95
2016-05-25 12:00:00 | 0.089326 | 0.12923 | 0.87793 | 30.13 | -30.13 | 30.13 | 135.96 | -93.63 | 1000 | 1000 | -30.13 | 30.13 | 30.13 | 72.06 | 30.13
2016-05-25 13:00:00 | 0.089326 | 0.12923 | 0.83028 | 30.12 | -30.12 | 30.12 | 135.95 | -93.62 | 1000 | 1000 | -30.12 | 30.12 | 30.12 | 71.43 | 30.12
2016-05-25 14:00:00 | 0.089326 | 0.12923 | 0.73403 | 30.9 | -30.9 | 30.9 | 136.73 | -94.4 | 1000 | 1000 | -30.9 | 30.9 | 30.9 | 72.82 | 30.9
2016-05-25 15:00:00 | 0.089326 | 0.12923 | 0.68907 | 32.92 | -32.92 | 32.92 | 138.75 | -96.42 | 1000 | 1000 | -32.92 | 32.92 | 32.92 | 68.9 | 32.92
2016-05-25 16:00:00 | 0.089326 | 0.12923 | 0.6725 | 35.8 | -35.8 | 35.8 | 141.63 | -99.3 | 1000 | 1000 | -35.8 | 35.8 | 35.8 | 67.92 | 35.8
2016-05-25 17:00:00 | 0.089326 | 0.12923 | 0.69967 | 36.61 | -36.61 | 36.61 | 142.44 | -100.11 | 1000 | 1000 | -36.61 | 36.61 | 36.61 | 69.04 | 36.61
2016-05-25 18:00:00 | 0.089326 | 0.12923 | 0.75257 | 36.76 | -36.76 | 36.76 | 142.59 | -100.26 | 1000 | 1000 | -36.76 | 36.76 | 36.76 | 71.49 | 36.76
2016-05-25 19:00:00 | 0.089326 | 0.12923 | 0.80864 | 35.49 | -35.49 | 35.49 | 141.32 | -98.99 | 1000 | 1000 | -35.49 | 35.49 | 35.49 | 69.83 | 35.49
2016-05-25 20:00:00 | 0.11507 | 0.15385 | 0.80522 | 34.92 | -34.92 | 34.92 | 140.75 | -98.42 | 1000 | 1000 | -34.92 | 34.92 | 34.92 | 72.05 | 34.92
2016-05-25 21:00:00 | 0.16656 | 0.20308 | 0.76479 | 28.06 | -28.06 | 28.06 | 133.89 | -91.56 | 1000 | 1000 | -28.06 | 28.06 | 28.06 | 69.62 | 28.06
2016-05-25 22:00:00 | 0.22126 | 0.25538 | 0.70234 | 25.74 | -25.74 | 25.74 | 131.57 | -89.24 | 1000 | 1000 | -25.74 | 25.74 | 25.74 | 66.05 | 25.74
2016-05-25 23:00:00 | 0.21483 | 0.24923 | 0.55862 | 24.16 | -24.16 | 24.16 | 129.99 | -87.66 | 1000 | 1000 | -24.16 | 24.16 | 24.16 | 53.2 | 24.16
2016-05-26 00:00:00 | 0.19874 | 0.23385 | 0.38499 | 23.42 | -23.42 | 23.42 | 129.25 | -86.92 | 1000 | 1000 | -23.42 | 23.42 | 23.42 | 50.48 | 23.42
2016-05-26 01:00:00 | 0.19552 | 0.23077 | 0.29435 | 23.27 | -23.27 | 23.27 | 129.1 | -86.77 | 1000 | 1000 | -23.27 | 23.27 | 23.27 | 48.5 | 23.27
2016-05-26 02:00:00 | 0.18586 | 0.22154 | 0.26838 | 23.33 | -23.33 | 23.33 | 129.16 | -86.83 | 1000 | 1000 | -23.33 | 23.33 | 23.33 | 46.92 | 23.33
2016-05-26 03:00:00 | 0.17621 | 0.21231 | 0.25636 | 23.79 | -23.79 | 23.79 | 129.62 | -87.29 | 1000 | 1000 | -23.79 | 23.79 | 23.79 | 46.3 | 23.79
2016-05-26 04:00:00 | 0.17943 | 0.21538 | 0.27574 | 26.15 | -26.15 | 26.15 | 131.98 | -89.65 | 1000 | 1000 | -26.15 | 26.15 | 26.15 | 47.23 | 26.15
2016-05-26 05:00:00 | 0.17621 | 0.21231 | 0.32711 | 30.96 | -30.96 | 30.96 | 136.79 | -94.46 | 1000 | 1000 | -30.96 | 30.96 | 30.96 | 47 | 30.96
2016-05-26 06:00:00 | 0.16977 | 0.20615 | 0.49677 | 30.97 | -30.97 | 30.97 | 136.8 | -94.47 | 1000 | 1000 | -30.97 | 30.97 | 30.97 | 52.83 | 30.97
2016-05-26 07:00:00 | 0.15368 | 0.19077 | 0.66071 | 27.94 | -27.94 | 27.94 | 133.77 | -91.44 | 1000 | 1000 | -27.94 | 27.94 | 27.94 | 68.39 | 27.94
2016-05-26 08:00:00 | 0.14081 | 0.17846 | 0.77487 | 25.57 | -25.57 | 25.57 | 131.4 | -89.07 | 1000 | 1000 | -25.57 | 25.57 | 25.57 | 68.92 | 25.57
2016-05-26 09:00:00 | 0.12794 | 0.16615 | 0.82093 | 24.79 | -24.79 | 24.79 | 130.62 | -88.29 | 1000 | 1000 | -24.79 | 24.79 | 24.79 | 61.2 | 24.79
2016-05-26 10:00:00 | 0.09898 | 0.13846 | 0.80488 | 25.46 | -25.46 | 25.46 | 131.29 | -88.96 | 1000 | 1000 | -25.46 | 25.46 | 25.46 | 62.27 | 25.46
2016-05-26 11:00:00 | 0.089326 | 0.12923 | 0.82247 | 24.71 | -24.71 | 24.71 | 130.54 | -88.21 | 1000 | 1000 | -24.71 | 24.71 | 24.71 | 63.27 | 24.71
2016-05-26 12:00:00 | 0.089326 | 0.12923 | 0.87793 | 24.69 | -24.69 | 24.69 | 130.52 | -88.19 | 1000 | 1000 | -24.69 | 24.69 | 24.69 | 61.19 | 24.69
2016-05-26 13:00:00 | 0.089326 | 0.12923 | 0.83028 | 25.16 | -25.16 | 25.16 | 130.99 | -88.66 | 1000 | 1000 | -25.16 | 25.16 | 25.16 | 61.48 | 25.16
2016-05-26 14:00:00 | 0.089326 | 0.12923 | 0.73403 | 25.76 | -25.76 | 25.76 | 131.59 | -89.26 | 1000 | 1000 | -25.76 | 25.76 | 25.76 | 58.97 | 25.76
2016-05-26 15:00:00 | 0.089326 | 0.12923 | 0.68907 | 28.07 | -28.07 | 28.07 | 133.9 | -91.57 | 1000 | 1000 | -28.07 | 28.07 | 28.07 | 56.18 | 28.07
2016-05-26 16:00:00 | 0.089326 | 0.12923 | 0.6725 | 34 | -34 | 34 | 139.83 | -97.5 | 1000 | 1000 | -34 | 34 | 34 | 54.09 | 34
2016-05-26 17:00:00 | 0.089326 | 0.12923 | 0.69967 | 35.27 | -35.27 | 35.27 | 141.1 | -98.77 | 1000 | 1000 | -35.27 | 35.27 | 35.27 | 54.21 | 35.27
2016-05-26 18:00:00 | 0.089326 | 0.12923 | 0.75257 | 34.95 | -34.95 | 34.95 | 140.78 | -98.45 | 1000 | 1000 | -34.95 | 34.95 | 34.95 | 54.6 | 34.95
2016-05-26 19:00:00 | 0.089326 | 0.12923 | 0.80864 | 32.94 | -32.94 | 32.94 | 138.77 | -96.44 | 1000 | 1000 | -32.94 | 32.94 | 32.94 | 54.69 | 32.94
2016-05-26 20:00:00 | 0.09898 | 0.13846 | 0.80522 | 33.1 | -33.1 | 33.1 | 138.93 | -96.6 | 1000 | 1000 | -33.1 | 33.1 | 33.1 | 54.35 | 33.1
2016-05-26 21:00:00 | 0.13438 | 0.17231 | 0.76479 | 26.94 | -26.94 | 26.94 | 132.77 | -90.44 | 1000 | 1000 | -26.94 | 26.94 | 26.94 | 54.09 | 26.94
2016-05-26 22:00:00 | 0.15368 | 0.19077 | 0.70234 | 24.43 | -24.43 | 24.43 | 130.26 | -87.93 | 1000 | 1000 | -24.43 | 24.43 | 24.43 | 53.26 | 24.43
2016-05-26 23:00:00 | 0.16977 | 0.20615 | 0.55862 | 23.42 | -23.42 | 23.42 | 129.25 | -86.92 | 1000 | 1000 | -23.42 | 23.42 | 23.42 | 51.27 | 23.42
2016-05-27 00:00:00 | 0.17299 | 0.20923 | 0.38499 | 21.95 | -21.95 | 21.95 | 127.78 | -85.45 | 1000 | 1000 | -21.95 | 21.95 | 21.95 | 49.24 | 21.95
2016-05-27 01:00:00 | 0.17299 | 0.20923 | 0.29435 | 20.61 | -20.61 | 20.61 | 126.44 | -84.11 | 1000 | 1000 | -20.61 | 20.61 | 20.61 | 48.45 | 20.61
2016-05-27 02:00:00 | 0.17943 | 0.21538 | 0.26838 | 21.69 | -21.69 | 21.69 | 127.52 | -85.19 | 1000 | 1000 | -21.69 | 21.69 | 21.69 | 47.75 | 21.69
2016-05-27 03:00:00 | 0.17943 | 0.21538 | 0.25636 | 23.45 | -23.45 | 23.45 | 129.28 | -86.95 | 1000 | 1000 | -23.45 | 23.45 | 23.45 | 47.38 | 23.45
2016-05-27 04:00:00 | 0.17943 | 0.21538 | 0.27574 | 27.88 | -27.88 | 27.88 | 133.71 | -91.38 | 1000 | 1000 | -27.88 | 27.88 | 27.88 | 48.14 | 27.88
2016-05-27 05:00:00 | 0.16656 | 0.20308 | 0.32711 | 32.99 | -32.99 | 32.99 | 138.82 | -96.49 | 1000 | 1000 | -32.99 | 32.99 | 32.99 | 48.09 | 32.99
2016-05-27 06:00:00 | 0.1569 | 0.19385 | 0.49677 | 35.48 | -35.48 | 35.48 | 141.31 | -98.98 | 1000 | 1000 | -35.48 | 35.48 | 35.48 | 56.79 | 35.48
2016-05-27 07:00:00 | 0.14081 | 0.17846 | 0.66071 | 34.26 | -34.26 | 34.26 | 140.09 | -97.76 | 1000 | 1000 | -34.26 | 34.26 | 34.26 | 64.16 | 34.26
2016-05-27 08:00:00 | 0.11507 | 0.15385 | 0.77487 | 32.95 | -32.95 | 32.95 | 138.78 | -96.45 | 1000 | 1000 | -32.95 | 32.95 | 32.95 | 64.94 | 32.95
2016-05-27 09:00:00 | 0.089326 | 0.12923 | 0.82093 | 32.91 | -32.91 | 32.91 | 138.74 | -96.41 | 1000 | 1000 | -32.91 | 32.91 | 32.91 | 64.16 | 32.91
2016-05-27 10:00:00 | 0.089326 | 0.12923 | 0.80488 | 30.37 | -30.37 | 30.37 | 136.2 | -93.87 | 1000 | 1000 | -30.37 | 30.37 | 30.37 | 67.16 | 30.37
2016-05-27 11:00:00 | 0.089326 | 0.12923 | 0.82247 | 27.2 | -27.2 | 27.2 | 133.03 | -90.7 | 1000 | 1000 | -27.2 | 27.2 | 27.2 | 70.88 | 27.2
2016-05-27 12:00:00 | 0.089326 | 0.12923 | 0.87793 | 26.64 | -26.64 | 26.64 | 132.47 | -90.14 | 1000 | 1000 | -26.64 | 26.64 | 26.64 | 70.08 | 26.64
2016-05-27 13:00:00 | 0.089326 | 0.12923 | 0.83028 | 26.86 | -26.86 | 26.86 | 132.69 | -90.36 | 1000 | 1000 | -26.86 | 26.86 | 26.86 | 68.4 | 26.86
2016-05-27 14:00:00 | 0.089326 | 0.12923 | 0.73403 | 27.68 | -27.68 | 27.68 | 133.51 | -91.18 | 1000 | 1000 | -27.68 | 27.68 | 27.68 | 65.12 | 27.68
2016-05-27 15:00:00 | 0.089326 | 0.12923 | 0.68907 | 30.96 | -30.96 | 30.96 | 136.79 | -94.46 | 1000 | 1000 | -30.96 | 30.96 | 30.96 | 56.2 | 30.96
2016-05-27 16:00:00 | 0.089326 | 0.12923 | 0.6725 | 32.91 | -32.91 | 32.91 | 138.74 | -96.41 | 1000 | 1000 | -32.91 | 32.91 | 32.91 | 58.24 | 32.91
2016-05-27 17:00:00 | 0.089326 | 0.12923 | 0.69967 | 33.2 | -33.2 | 33.2 | 139.03 | -96.7 | 1000 | 1000 | -33.2 | 33.2 | 33.2 | 57.82 | 33.2
2016-05-27 18:00:00 | 0.089326 | 0.12923 | 0.75257 | 32.19 | -32.19 | 32.19 | 138.02 | -95.69 | 1000 | 1000 | -32.19 | 32.19 | 32.19 | 57.87 | 32.19
2016-05-27 19:00:00 | 0.089326 | 0.12923 | 0.80864 | 31.85 | -31.85 | 31.85 | 137.68 | -95.35 | 1000 | 1000 | -31.85 | 31.85 | 31.85 | 55.16 | 31.85
2016-05-27 20:00:00 | 0.14725 | 0.18462 | 0.80522 | 30.23 | -30.23 | 30.23 | 136.06 | -93.73 | 1000 | 1000 | -30.23 | 30.23 | 30.23 | 52.79 | 30.23
2016-05-27 21:00:00 | 0.20195 | 0.23692 | 0.76479 | 25.99 | -25.99 | 25.99 | 131.82 | -89.49 | 1000 | 1000 | -25.99 | 25.99 | 25.99 | 52.64 | 25.99
2016-05-27 22:00:00 | 0.22448 | 0.25846 | 0.70234 | 28.92 | -28.92 | 28.92 | 134.75 | -92.42 | 1000 | 1000 | -28.92 | 28.92 | 28.92 | 60.53 | 28.92
2016-05-27 23:00:00 | 0.20839 | 0.24308 | 0.55862 | 24.38 | -24.38 | 24.38 | 130.21 | -87.88 | 1000 | 1000 | -24.38 | 24.38 | 24.38 | 54.58 | 24.38
2016-05-28 00:00:00 | 0.20517 | 0.24 | 0.43448 | 22.79 | -22.79 | 22.79 | 128.62 | -86.29 | 1000 | 1000 | -22.79 | 22.79 | 22.79 | 52.15 | 22.79
2016-05-28 01:00:00 | 0.22448 | 0.25846 | 0.35271 | 22.14 | -22.14 | 22.14 | 127.97 | -85.64 | 1000 | 1000 | -22.14 | 22.14 | 22.14 | 50.5 | 22.14
2016-05-28 02:00:00 | 0.247 | 0.28 | 0.29453 | 21.69 | -21.69 | 21.69 | 127.52 | -85.19 | 1000 | 1000 | -21.69 | 21.69 | 21.69 | 47.67 | 21.69
2016-05-28 03:00:00 | 0.26953 | 0.30154 | 0.28312 | 21.91 | -21.91 | 21.91 | 127.74 | -85.41 | 1000 | 1000 | -21.91 | 21.91 | 21.91 | 46.93 | 21.91
2016-05-28 04:00:00 | 0.27597 | 0.30769 | 0.28766 | 22.56 | -22.56 | 22.56 | 128.39 | -86.06 | 1000 | 1000 | -22.56 | 22.56 | 22.56 | 45.52 | 22.56
2016-05-28 05:00:00 | 0.20195 | 0.23692 | 0.29561 | 24.02 | -24.02 | 24.02 | 129.85 | -87.52 | 1000 | 1000 | -24.02 | 24.02 | 24.02 | 45.3 | 24.02
2016-05-28 06:00:00 | 0.16334 | 0.2 | 0.35179 | 26.57 | -26.57 | 26.57 | 132.4 | -90.07 | 1000 | 1000 | -26.57 | 26.57 | 26.57 | 49.79 | 26.57
2016-05-28 07:00:00 | 0.13438 | 0.17231 | 0.5156 | 26.95 | -26.95 | 26.95 | 132.78 | -90.45 | 1000 | 1000 | -26.95 | 26.95 | 26.95 | 52.31 | 26.95
2016-05-28 08:00:00 | 0.089326 | 0.12923 | 0.71509 | 24.46 | -24.46 | 24.46 | 130.29 | -87.96 | 1000 | 1000 | -24.46 | 24.46 | 24.46 | 54.95 | 24.46
2016-05-28 09:00:00 | 0.089326 | 0.12923 | 0.84809 | 23.49 | -23.49 | 23.49 | 129.32 | -86.99 | 1000 | 1000 | -23.49 | 23.49 | 23.49 | 58.74 | 23.49
2016-05-28 10:00:00 | 0.089326 | 0.12923 | 0.89163 | 22.87 | -22.87 | 22.87 | 128.7 | -86.37 | 1000 | 1000 | -22.87 | 22.87 | 22.87 | 56.08 | 22.87
2016-05-28 11:00:00 | 0.089326 | 0.12923 | 0.92322 | 22.06 | -22.06 | 22.06 | 127.89 | -85.56 | 1000 | 1000 | -22.06 | 22.06 | 22.06 | 55.96 | 22.06
2016-05-28 12:00:00 | 0.089326 | 0.12923 | 0.96569 | 21.47 | -21.47 | 21.47 | 127.3 | -84.97 | 1000 | 1000 | -21.47 | 21.47 | 21.47 | 53.32 | 21.47
2016-05-28 13:00:00 | 0.089326 | 0.12923 | 0.9165 | 20.42 | -20.42 | 20.42 | 126.25 | -83.92 | 1000 | 1000 | -20.42 | 20.42 | 20.42 | 52.16 | 20.42
2016-05-28 14:00:00 | 0.089326 | 0.12923 | 0.79457 | 20 | -20 | 20 | 125.83 | -83.5 | 1000 | 1000 | -20 | 20 | 20 | 50.73 | 20
2016-05-28 15:00:00 | 0.089326 | 0.12923 | 0.72708 | 22.01 | -22.01 | 22.01 | 127.84 | -85.51 | 1000 | 1000 | -22.01 | 22.01 | 22.01 | 48.91 | 22.01
2016-05-28 16:00:00 | 0.089326 | 0.12923 | 0.70007 | 25.57 | -25.57 | 25.57 | 131.4 | -89.07 | 1000 | 1000 | -25.57 | 25.57 | 25.57 | 47.61 | 25.57
2016-05-28 17:00:00 | 0.089326 | 0.12923 | 0.71577 | 26.42 | -26.42 | 26.42 | 132.25 | -89.92 | 1000 | 1000 | -26.42 | 26.42 | 26.42 | 51.59 | 26.42
2016-05-28 18:00:00 | 0.089326 | 0.12923 | 0.79423 | 27.1 | -27.1 | 27.1 | 132.93 | -90.6 | 1000 | 1000 | -27.1 | 27.1 | 27.1 | 52.6 | 27.1
2016-05-28 19:00:00 | 0.1022 | 0.14154 | 0.85492 | 25.69 | -25.69 | 25.69 | 131.52 | -89.19 | 1000 | 1000 | -25.69 | 25.69 | 25.69 | 52.73 | 25.69
2016-05-28 20:00:00 | 0.14725 | 0.18462 | 0.82777 | 23.37 | -23.37 | 23.37 | 129.2 | -86.87 | 1000 | 1000 | -23.37 | 23.37 | 23.37 | 52.56 | 23.37
2016-05-28 21:00:00 | 0.16012 | 0.19692 | 0.74686 | 22.31 | -22.31 | 22.31 | 128.14 | -85.81 | 1000 | 1000 | -22.31 | 22.31 | 22.31 | 52.75 | 22.31
2016-05-28 22:00:00 | 0.15047 | 0.18769 | 0.71732 | 18.03 | -18.03 | 18.03 | 123.86 | -81.53 | 1000 | 1000 | -18.03 | 18.03 | 18.03 | 53.2 | 18.03
2016-05-28 23:00:00 | 0.14081 | 0.17846 | 0.60822 | 13.15 | -13.15 | 13.15 | 118.98 | -76.65 | 1000 | 1000 | -13.15 | 13.15 | 13.15 | 51.01 | 13.15
2016-05-29 00:00:00 | 0.15368 | 0.19077 | 0.45214 | 12.97 | -12.97 | 12.97 | 118.8 | -76.47 | 1000 | 1000 | -12.97 | 12.97 | 12.97 | 47.97 | 12.97
2016-05-29 01:00:00 | 0.17299 | 0.20923 | 0.34401 | 13.17 | -13.17 | 13.17 | 119 | -76.67 | 1000 | 1000 | -13.17 | 13.17 | 13.17 | 33.86 | 13.17
2016-05-29 02:00:00 | 0.17299 | 0.20923 | 0.28601 | 8.9 | -8.9 | 8.9 | 114.73 | -72.4 | 1000 | 1000 | -8.9 | 8.9 | 8.9 | 28.36 | 8.9
2016-05-29 03:00:00 | 0.1923 | 0.22769 | 0.26624 | 6.16 | -6.16 | 6.16 | 111.99 | -69.66 | 1000 | 1000 | -6.16 | 6.16 | 6.16 | 34 | 6.16
2016-05-29 04:00:00 | 0.1569 | 0.19385 | 0.26199 | 10.58 | -10.58 | 10.58 | 116.41 | -74.08 | 1000 | 1000 | -10.58 | 10.58 | 10.58 | 39.41 | 10.58
2016-05-29 05:00:00 | 0.12794 | 0.16615 | 0.25637 | 13.87 | -13.87 | 13.87 | 119.7 | -77.37 | 1000 | 1000 | -13.87 | 13.87 | 13.87 | 38.89 | 13.87
2016-05-29 06:00:00 | 0.089326 | 0.12923 | 0.26819 | 14.67 | -14.67 | 14.67 | 120.5 | -78.17 | 1000 | 1000 | -14.67 | 14.67 | 14.67 | 29.94 | 14.67
2016-05-29 07:00:00 | 0.089326 | 0.12923 | 0.35225 | 15.23 | -15.23 | 15.23 | 121.06 | -78.73 | 1000 | 1000 | -15.23 | 15.23 | 15.23 | 40.59 | 15.23
2016-05-29 08:00:00 | 0.089326 | 0.12923 | 0.53724 | 12.87 | -12.87 | 12.87 | 118.7 | -76.37 | 1000 | 1000 | -12.87 | 12.87 | 12.87 | 45.02 | 12.87
2016-05-29 09:00:00 | 0.089326 | 0.12923 | 0.74695 | 14.03 | -14.03 | 14.03 | 119.86 | -77.53 | 1000 | 1000 | -14.03 | 14.03 | 14.03 | 49.04 | 14.03
2016-05-29 10:00:00 | 0.089326 | 0.12923 | 0.86788 | 10.46 | -10.46 | 10.46 | 116.29 | -73.96 | 1000 | 1000 | -10.46 | 10.46 | 10.46 | 47.74 | 10.46
2016-05-29 11:00:00 | 0.089326 | 0.12923 | 0.95599 | 8.57 | -8.57 | 8.57 | 114.4 | -72.07 | 1000 | 1000 | -8.57 | 8.57 | 8.57 | 47.96 | 8.57
2016-05-29 12:00:00 | 0.089326 | 0.12923 | 0.97702 | 4.6 | -4.6 | 4.6 | 110.43 | -68.1 | 1000 | 1000 | -4.6 | 4.6 | 4.6 | 45.81 | 4.6
2016-05-29 13:00:00 | 0.089326 | 0.12923 | 0.83282 | 3.78 | -3.78 | 3.78 | 109.61 | -67.28 | 1000 | 1000 | -3.78 | 3.78 | 3.78 | 29.96 | 3.78
2016-05-29 14:00:00 | 0.089326 | 0.12923 | 0.69241 | 5.32 | -5.32 | 5.32 | 111.15 | -68.82 | 1000 | 1000 | -5.32 | 5.32 | 5.32 | 27.63 | 5.32
2016-05-29 15:00:00 | 0.089326 | 0.12923 | 0.59885 | 8.42 | -8.42 | 8.42 | 114.25 | -71.92 | 1000 | 1000 | -8.42 | 8.42 | 8.42 | 28.25 | 8.42
2016-05-29 16:00:00 | 0.089326 | 0.12923 | 0.52621 | 18.08 | -18.08 | 18.08 | 123.91 | -81.58 | 1000 | 1000 | -18.08 | 18.08 | 18.08 | 32.57 | 18.08
2016-05-29 17:00:00 | 0.089326 | 0.12923 | 0.53897 | 21.88 | -21.88 | 21.88 | 127.71 | -85.38 | 1000 | 1000 | -21.88 | 21.88 | 21.88 | 49.27 | 21.88
2016-05-29 18:00:00 | 0.089326 | 0.12923 | 0.62018 | 22.77 | -22.77 | 22.77 | 128.6 | -86.27 | 1000 | 1000 | -22.77 | 22.77 | 22.77 | 51.61 | 22.77
2016-05-29 19:00:00 | 0.089326 | 0.12923 | 0.73239 | 23.04 | -23.04 | 23.04 | 128.87 | -86.54 | 1000 | 1000 | -23.04 | 23.04 | 23.04 | 52.76 | 23.04
2016-05-29 20:00:00 | 0.089326 | 0.12923 | 0.76848 | 23.1 | -23.1 | 23.1 | 128.93 | -86.6 | 1000 | 1000 | -23.1 | 23.1 | 23.1 | 56.31 | 23.1
2016-05-29 21:00:00 | 0.089326 | 0.12923 | 0.7291 | 19.73 | -19.73 | 19.73 | 125.56 | -83.23 | 1000 | 1000 | -19.73 | 19.73 | 19.73 | 59.97 | 19.73
2016-05-29 22:00:00 | 0.089326 | 0.12923 | 0.67717 | 18.07 | -18.07 | 18.07 | 123.9 | -81.57 | 1000 | 1000 | -18.07 | 18.07 | 18.07 | 61.11 | 18.07
2016-05-29 23:00:00 | 0.089326 | 0.12923 | 0.53066 | 13.87 | -13.87 | 13.87 | 119.7 | -77.37 | 1000 | 1000 | -13.87 | 13.87 | 13.87 | 51.89 | 13.87
2016-05-30 00:00:00 | 0.089326 | 0.12923 | 0.38499 | 12.27 | -12.27 | 12.27 | 118.1 | -75.77 | 1000 | 1000 | -12.27 | 12.27 | 12.27 | 50.34 | 12.27
2016-05-30 01:00:00 | 0.089326 | 0.12923 | 0.29435 | 11.28 | -11.28 | 11.28 | 117.11 | -74.78 | 1000 | 1000 | -11.28 | 11.28 | 11.28 | 48.5 | 11.28
2016-05-30 02:00:00 | 0.089326 | 0.12923 | 0.26838 | 11.86 | -11.86 | 11.86 | 117.69 | -75.36 | 1000 | 1000 | -11.86 | 11.86 | 11.86 | 47.12 | 11.86
2016-05-30 03:00:00 | 0.089326 | 0.12923 | 0.25636 | 18.01 | -18.01 | 18.01 | 123.84 | -81.51 | 1000 | 1000 | -18.01 | 18.01 | 18.01 | 46.93 | 18.01
2016-05-30 04:00:00 | 0.089326 | 0.12923 | 0.27574 | 26.16 | -26.16 | 26.16 | 131.99 | -89.66 | 1000 | 1000 | -26.16 | 26.16 | 26.16 | 46.55 | 26.16
2016-05-30 05:00:00 | 0.089326 | 0.12923 | 0.32711 | 34.94 | -34.94 | 34.94 | 140.77 | -98.44 | 1000 | 1000 | -34.94 | 34.94 | 34.94 | 48.58 | 34.94
2016-05-30 06:00:00 | 0.089326 | 0.12923 | 0.49677 | 35.25 | -35.25 | 35.25 | 141.08 | -98.75 | 1000 | 1000 | -35.25 | 35.25 | 35.25 | 55.61 | 35.25
2016-05-30 07:00:00 | 0.089326 | 0.12923 | 0.66071 | 35.43 | -35.43 | 35.43 | 141.26 | -98.93 | 1000 | 1000 | -35.43 | 35.43 | 35.43 | 67.5 | 35.43
2016-05-30 08:00:00 | 0.089326 | 0.12923 | 0.77487 | 34.79 | -34.79 | 34.79 | 140.62 | -98.29 | 1000 | 1000 | -34.79 | 34.79 | 34.79 | 69.62 | 34.79
2016-05-30 09:00:00 | 0.089326 | 0.12923 | 0.82093 | 34.25 | -34.25 | 34.25 | 140.08 | -97.75 | 1000 | 1000 | -34.25 | 34.25 | 34.25 | 66.68 | 34.25
2016-05-30 10:00:00 | 0.089326 | 0.12923 | 0.80488 | 29 | -29 | 29 | 134.83 | -92.5 | 1000 | 1000 | -29 | 29 | 29 | 67.3 | 29
2016-05-30 11:00:00 | 0.089326 | 0.12923 | 0.82247 | 26.33 | -26.33 | 26.33 | 132.16 | -89.83 | 1000 | 1000 | -26.33 | 26.33 | 26.33 | 69.61 | 26.33
2016-05-30 12:00:00 | 0.089326 | 0.12923 | 0.87793 | 25.08 | -25.08 | 25.08 | 130.91 | -88.58 | 1000 | 1000 | -25.08 | 25.08 | 25.08 | 68.3 | 25.08
2016-05-30 13:00:00 | 0.089326 | 0.12923 | 0.83028 | 24.67 | -24.67 | 24.67 | 130.5 | -88.17 | 1000 | 1000 | -24.67 | 24.67 | 24.67 | 66.4 | 24.67
2016-05-30 14:00:00 | 0.089326 | 0.12923 | 0.73403 | 25.06 | -25.06 | 25.06 | 130.89 | -88.56 | 1000 | 1000 | -25.06 | 25.06 | 25.06 | 66.28 | 25.06
2016-05-30 15:00:00 | 0.089326 | 0.12923 | 0.68907 | 25.47 | -25.47 | 25.47 | 131.3 | -88.97 | 1000 | 1000 | -25.47 | 25.47 | 25.47 | 64.14 | 25.47
2016-05-30 16:00:00 | 0.089326 | 0.12923 | 0.6725 | 28.74 | -28.74 | 28.74 | 134.57 | -92.24 | 1000 | 1000 | -28.74 | 28.74 | 28.74 | 60.19 | 28.74
2016-05-30 17:00:00 | 0.089326 | 0.12923 | 0.69967 | 28.99 | -28.99 | 28.99 | 134.82 | -92.49 | 1000 | 1000 | -28.99 | 28.99 | 28.99 | 62.58 | 28.99
2016-05-30 18:00:00 | 0.089326 | 0.12923 | 0.75257 | 25.48 | -25.48 | 25.48 | 131.31 | -88.98 | 1000 | 1000 | -25.48 | 25.48 | 25.48 | 64.15 | 25.48
2016-05-30 19:00:00 | 0.089326 | 0.12923 | 0.80864 | 24.68 | -24.68 | 24.68 | 130.51 | -88.18 | 1000 | 1000 | -24.68 | 24.68 | 24.68 | 64.96 | 24.68
2016-05-30 20:00:00 | 0.089326 | 0.12923 | 0.80522 | 23.9 | -23.9 | 23.9 | 129.73 | -87.4 | 1000 | 1000 | -23.9 | 23.9 | 23.9 | 65.9 | 23.9
2016-05-30 21:00:00 | 0.089326 | 0.12923 | 0.76479 | 21.94 | -21.94 | 21.94 | 127.77 | -85.44 | 1000 | 1000 | -21.94 | 21.94 | 21.94 | 60.71 | 21.94
2016-05-30 22:00:00 | 0.089326 | 0.12923 | 0.70234 | 21.17 | -21.17 | 21.17 | 127 | -84.67 | 1000 | 1000 | -21.17 | 21.17 | 21.17 | 58.44 | 21.17
2016-05-30 23:00:00 | 0.089326 | 0.12923 | 0.55862 | 19.25 | -19.25 | 19.25 | 125.08 | -82.75 | 1000 | 1000 | -19.25 | 19.25 | 19.25 | 52.08 | 19.25
2016-05-31 00:00:00 | 0.089326 | 0.12923 | 0.38499 | 16.44 | -16.44 | 16.44 | 122.27 | -79.94 | 1000 | 1000 | -16.44 | 16.44 | 16.44 | 45.79 | 16.44
2016-05-31 01:00:00 | 0.089326 | 0.12923 | 0.29435 | 16.09 | -16.09 | 16.09 | 121.92 | -79.59 | 1000 | 1000 | -16.09 | 16.09 | 16.09 | 43.45 | 16.09
2016-05-31 02:00:00 | 0.089326 | 0.12923 | 0.26838 | 17.31 | -17.31 | 17.31 | 123.14 | -80.81 | 1000 | 1000 | -17.31 | 17.31 | 17.31 | 40.99 | 17.31
2016-05-31 03:00:00 | 0.095762 | 0.13538 | 0.25636 | 20.98 | -20.98 | 20.98 | 126.81 | -84.48 | 1000 | 1000 | -20.98 | 20.98 | 20.98 | 44.01 | 20.98
2016-05-31 04:00:00 | 0.089326 | 0.12923 | 0.27574 | 24.52 | -24.52 | 24.52 | 130.35 | -88.02 | 1000 | 1000 | -24.52 | 24.52 | 24.52 | 45.83 | 24.52
2016-05-31 05:00:00 | 0.089326 | 0.12923 | 0.32711 | 32.93 | -32.93 | 32.93 | 138.76 | -96.43 | 1000 | 1000 | -32.93 | 32.93 | 32.93 | 46.13 | 32.93
2016-05-31 06:00:00 | 0.089326 | 0.12923 | 0.49677 | 35.81 | -35.81 | 35.81 | 141.64 | -99.31 | 1000 | 1000 | -35.81 | 35.81 | 35.81 | 52.76 | 35.81
2016-05-31 07:00:00 | 0.089326 | 0.12923 | 0.66071 | 35.47 | -35.47 | 35.47 | 141.3 | -98.97 | 1000 | 1000 | -35.47 | 35.47 | 35.47 | 59.94 | 35.47
2016-05-31 08:00:00 | 0.089326 | 0.12923 | 0.77487 | 34.94 | -34.94 | 34.94 | 140.77 | -98.44 | 1000 | 1000 | -34.94 | 34.94 | 34.94 | 69.09 | 34.94
2016-05-31 09:00:00 | 0.089326 | 0.12923 | 0.82093 | 35.8 | -35.8 | 35.8 | 141.63 | -99.3 | 1000 | 1000 | -35.8 | 35.8 | 35.8 | 71.02 | 35.8
2016-05-31 10:00:00 | 0.089326 | 0.12923 | 0.80488 | 32.78 | -32.78 | 32.78 | 138.61 | -96.28 | 1000 | 1000 | -32.78 | 32.78 | 32.78 | 70.5 | 32.78
2016-05-31 11:00:00 | 0.089326 | 0.12923 | 0.82247 | 30.94 | -30.94 | 30.94 | 136.77 | -94.44 | 1000 | 1000 | -30.94 | 30.94 | 30.94 | 71.3 | 30.94
2016-05-31 12:00:00 | 0.089326 | 0.12923 | 0.87793 | 30.57 | -30.57 | 30.57 | 136.4 | -94.07 | 1000 | 1000 | -30.57 | 30.57 | 30.57 | 68.09 | 30.57
2016-05-31 13:00:00 | 0.089326 | 0.12923 | 0.83028 | 28.82 | -28.82 | 28.82 | 134.65 | -92.32 | 1000 | 1000 | -28.82 | 28.82 | 28.82 | 68.51 | 28.82
2016-05-31 14:00:00 | 0.089326 | 0.12923 | 0.73403 | 29.26 | -29.26 | 29.26 | 135.09 | -92.76 | 1000 | 1000 | -29.26 | 29.26 | 29.26 | 67.96 | 29.26
2016-05-31 15:00:00 | 0.089326 | 0.12923 | 0.68907 | 32.37 | -32.37 | 32.37 | 138.2 | -95.87 | 1000 | 1000 | -32.37 | 32.37 | 32.37 | 65.98 | 32.37
2016-05-31 16:00:00 | 0.089326 | 0.12923 | 0.6725 | 34.94 | -34.94 | 34.94 | 140.77 | -98.44 | 1000 | 1000 | -34.94 | 34.94 | 34.94 | 65.12 | 34.94
2016-05-31 17:00:00 | 0.089326 | 0.12923 | 0.69967 | 35.92 | -35.92 | 35.92 | 141.75 | -99.42 | 1000 | 1000 | -35.92 | 35.92 | 35.92 | 61.07 | 35.92
2016-05-31 18:00:00 | 0.089326 | 0.12923 | 0.75257 | 32.95 | -32.95 | 32.95 | 138.78 | -96.45 | 1000 | 1000 | -32.95 | 32.95 | 32.95 | 61.78 | 32.95
2016-05-31 19:00:00 | 0.089326 | 0.12923 | 0.80864 | 31.98 | -31.98 | 31.98 | 137.81 | -95.48 | 1000 | 1000 | -31.98 | 31.98 | 31.98 | 56.25 | 31.98
2016-05-31 20:00:00 | 0.089326 | 0.12923 | 0.80522 | 30.78 | -30.78 | 30.78 | 136.61 | -94.28 | 1000 | 1000 | -30.78 | 30.78 | 30.78 | 54.68 | 30.78
2016-05-31 21:00:00 | 0.089326 | 0.12923 | 0.76479 | 26.15 | -26.15 | 26.15 | 131.98 | -89.65 | 1000 | 1000 | -26.15 | 26.15 | 26.15 | 54.36 | 26.15
2016-05-31 22:00:00 | 0.089326 | 0.12923 | 0.70234 | 24 | -24 | 24 | 129.83 | -87.5 | 1000 | 1000 | -24 | 24 | 24 | 55.01 | 24
2016-05-31 23:00:00 | 0.089326 | 0.12923 | 0.55862 | 22.23 | -22.23 | 22.23 | 128.06 | -85.73 | 1000 | 1000 | -22.23 | 22.23 | 22.23 | 51.59 | 22.23
2016-06-01 00:00:00 | 0.089326 | 0.12923 | 0.38499 | 21.07 | -21.07 | 21.07 | 126.9 | -84.57 | 1000 | 1000 | -21.07 | 21.07 | 21.07 | 50.56 | 21.07
2016-06-01 01:00:00 | 0.089326 | 0.12923 | 0.29435 | 20.08 | -20.08 | 20.08 | 125.91 | -83.58 | 1000 | 1000 | -20.08 | 20.08 | 20.08 | 48.6 | 20.08
2016-06-01 02:00:00 | 0.089326 | 0.12923 | 0.26838 | 20.18 | -20.18 | 20.18 | 126.01 | -83.68 | 1000 | 1000 | -20.18 | 20.18 | 20.18 | 46.25 | 20.18
2016-06-01 03:00:00 | 0.089326 | 0.12923 | 0.25636 | 23.1 | -23.1 | 23.1 | 128.93 | -86.6 | 1000 | 1000 | -23.1 | 23.1 | 23.1 | 45.23 | 23.1
2016-06-01 04:00:00 | 0.089326 | 0.12923 | 0.27574 | 29.9 | -29.9 | 29.9 | 135.73 | -93.4 | 1000 | 1000 | -29.9 | 29.9 | 29.9 | 45.08 | 29.9
2016-06-01 05:00:00 | 0.089326 | 0.12923 | 0.32711 | 37.49 | -37.49 | 37.49 | 143.32 | -100.99 | 1000 | 1000 | -37.49 | 37.49 | 37.49 | 49.92 | 37.49
2016-06-01 06:00:00 | 0.089326 | 0.12923 | 0.49677 | 40.87 | -40.87 | 40.87 | 146.7 | -104.37 | 1000 | 1000 | -40.87 | 40.87 | 40.87 | 54.59 | 40.87
2016-06-01 07:00:00 | 0.089326 | 0.12923 | 0.66071 | 41 | -41 | 41 | 146.83 | -104.5 | 1000 | 1000 | -41 | 41 | 41 | 64.09 | 41
2016-06-01 08:00:00 | 0.089326 | 0.12923 | 0.77487 | 40.44 | -40.44 | 40.44 | 146.27 | -103.94 | 1000 | 1000 | -40.44 | 40.44 | 40.44 | 65 | 40.44
2016-06-01 09:00:00 | 0.089326 | 0.12923 | 0.82093 | 40.51 | -40.51 | 40.51 | 146.34 | -104.01 | 1000 | 1000 | -40.51 | 40.51 | 40.51 | 66.94 | 40.51
2016-06-01 10:00:00 | 0.089326 | 0.12923 | 0.80488 | 36.64 | -36.64 | 36.64 | 142.47 | -100.14 | 1000 | 1000 | -36.64 | 36.64 | 36.64 | 68.98 | 36.64
2016-06-01 11:00:00 | 0.089326 | 0.12923 | 0.82247 | 32.11 | -32.11 | 32.11 | 137.94 | -95.61 | 1000 | 1000 | -32.11 | 32.11 | 32.11 | 74.33 | 32.11
2016-06-01 12:00:00 | 0.089326 | 0.12923 | 0.87793 | 30.9 | -30.9 | 30.9 | 136.73 | -94.4 | 1000 | 1000 | -30.9 | 30.9 | 30.9 | 70.96 | 30.9
2016-06-01 13:00:00 | 0.089326 | 0.12923 | 0.83028 | 28.96 | -28.96 | 28.96 | 134.79 | -92.46 | 1000 | 1000 | -28.96 | 28.96 | 28.96 | 70.27 | 28.96
2016-06-01 14:00:00 | 0.089326 | 0.12923 | 0.73403 | 28.12 | -28.12 | 28.12 | 133.95 | -91.62 | 1000 | 1000 | -28.12 | 28.12 | 28.12 | 69.6 | 28.12
2016-06-01 15:00:00 | 0.089326 | 0.12923 | 0.68907 | 30.11 | -30.11 | 30.11 | 135.94 | -93.61 | 1000 | 1000 | -30.11 | 30.11 | 30.11 | 66.98 | 30.11
2016-06-01 16:00:00 | 0.089326 | 0.12923 | 0.6725 | 32.66 | -32.66 | 32.66 | 138.49 | -96.16 | 1000 | 1000 | -32.66 | 32.66 | 32.66 | 61.63 | 32.66
2016-06-01 17:00:00 | 0.089326 | 0.12923 | 0.69967 | 32.92 | -32.92 | 32.92 | 138.75 | -96.42 | 1000 | 1000 | -32.92 | 32.92 | 32.92 | 64.95 | 32.92
2016-06-01 18:00:00 | 0.089326 | 0.12923 | 0.75257 | 30.95 | -30.95 | 30.95 | 136.78 | -94.45 | 1000 | 1000 | -30.95 | 30.95 | 30.95 | 60.1 | 30.95
2016-06-01 19:00:00 | 0.089326 | 0.12923 | 0.80864 | 29.57 | -29.57 | 29.57 | 135.4 | -93.07 | 1000 | 1000 | -29.57 | 29.57 | 29.57 | 59.96 | 29.57
2016-06-01 20:00:00 | 0.089326 | 0.12923 | 0.80522 | 30.9 | -30.9 | 30.9 | 136.73 | -94.4 | 1000 | 1000 | -30.9 | 30.9 | 30.9 | 64.94 | 30.9
2016-06-01 21:00:00 | 0.089326 | 0.12923 | 0.76479 | 26.64 | -26.64 | 26.64 | 132.47 | -90.14 | 1000 | 1000 | -26.64 | 26.64 | 26.64 | 61.28 | 26.64
2016-06-01 22:00:00 | 0.089326 | 0.12923 | 0.70234 | 21.96 | -21.96 | 21.96 | 127.79 | -85.46 | 1000 | 1000 | -21.96 | 21.96 | 21.96 | 57.71 | 21.96
2016-06-01 23:00:00 | 0.089326 | 0.12923 | 0.55862 | 20.75 | -20.75 | 20.75 | 126.58 | -84.25 | 1000 | 1000 | -20.75 | 20.75 | 20.75 | 53.45 | 20.75
2016-06-02 00:00:00 | 0.089326 | 0.12923 | 0.38499 | 20.06 | -20.06 | 20.06 | 125.89 | -83.56 | 1000 | 1000 | -20.06 | 20.06 | 20.06 | 50.37 | 20.06
2016-06-02 01:00:00 | 0.089326 | 0.12923 | 0.29435 | 20 | -20 | 20 | 125.83 | -83.5 | 1000 | 1000 | -20 | 20 | 20 | 49.92 | 20
2016-06-02 02:00:00 | 0.089326 | 0.12923 | 0.26838 | 20 | -20 | 20 | 125.83 | -83.5 | 1000 | 1000 | -20 | 20 | 20 | 48.8 | 20
2016-06-02 03:00:00 | 0.089326 | 0.12923 | 0.25636 | 22.37 | -22.37 | 22.37 | 128.2 | -85.87 | 1000 | 1000 | -22.37 | 22.37 | 22.37 | 48.48 | 22.37
2016-06-02 04:00:00 | 0.089326 | 0.12923 | 0.27574 | 29.03 | -29.03 | 29.03 | 134.86 | -92.53 | 1000 | 1000 | -29.03 | 29.03 | 29.03 | 48.11 | 29.03
2016-06-02 05:00:00 | 0.089326 | 0.12923 | 0.32711 | 37.97 | -37.97 | 37.97 | 143.8 | -101.47 | 1000 | 1000 | -37.97 | 37.97 | 37.97 | 47.97 | 37.97
2016-06-02 06:00:00 | 0.089326 | 0.12923 | 0.49677 | 39.54 | -39.54 | 39.54 | 145.37 | -103.04 | 1000 | 1000 | -39.54 | 39.54 | 39.54 | 49.51 | 39.54
2016-06-02 07:00:00 | 0.089326 | 0.12923 | 0.66071 | 37.98 | -37.98 | 37.98 | 143.81 | -101.48 | 1000 | 1000 | -37.98 | 37.98 | 37.98 | 51.98 | 37.98
2016-06-02 08:00:00 | 0.089326 | 0.12923 | 0.77487 | 37.09 | -37.09 | 37.09 | 142.92 | -100.59 | 1000 | 1000 | -37.09 | 37.09 | 37.09 | 53.13 | 37.09
2016-06-02 09:00:00 | 0.089326 | 0.12923 | 0.82093 | 36.37 | -36.37 | 36.37 | 142.2 | -99.87 | 1000 | 1000 | -36.37 | 36.37 | 36.37 | 52.8 | 36.37
2016-06-02 10:00:00 | 0.089326 | 0.12923 | 0.80488 | 32.08 | -32.08 | 32.08 | 137.91 | -95.58 | 1000 | 1000 | -32.08 | 32.08 | 32.08 | 52.84 | 32.08
2016-06-02 11:00:00 | 0.089326 | 0.12923 | 0.82247 | 28.67 | -28.67 | 28.67 | 134.5 | -92.17 | 1000 | 1000 | -28.67 | 28.67 | 28.67 | 53.18 | 28.67
2016-06-02 12:00:00 | 0.089326 | 0.12923 | 0.87793 | 26.68 | -26.68 | 26.68 | 132.51 | -90.18 | 1000 | 1000 | -26.68 | 26.68 | 26.68 | 50.86 | 26.68
2016-06-02 13:00:00 | 0.089326 | 0.12923 | 0.83028 | 25.95 | -25.95 | 25.95 | 131.78 | -89.45 | 1000 | 1000 | -25.95 | 25.95 | 25.95 | 48.18 | 25.95
2016-06-02 14:00:00 | 0.089326 | 0.12923 | 0.73403 | 25.92 | -25.92 | 25.92 | 131.75 | -89.42 | 1000 | 1000 | -25.92 | 25.92 | 25.92 | 46.33 | 25.92
2016-06-02 15:00:00 | 0.089326 | 0.12923 | 0.68907 | 28.22 | -28.22 | 28.22 | 134.05 | -91.72 | 1000 | 1000 | -28.22 | 28.22 | 28.22 | 44.93 | 28.22
2016-06-02 16:00:00 | 0.089326 | 0.12923 | 0.6725 | 31.84 | -31.84 | 31.84 | 137.67 | -95.34 | 1000 | 1000 | -31.84 | 31.84 | 31.84 | 46.88 | 31.84
2016-06-02 17:00:00 | 0.089326 | 0.12923 | 0.69967 | 32.96 | -32.96 | 32.96 | 138.79 | -96.46 | 1000 | 1000 | -32.96 | 32.96 | 32.96 | 52.16 | 32.96
2016-06-02 18:00:00 | 0.089326 | 0.12923 | 0.75257 | 31.96 | -31.96 | 31.96 | 137.79 | -95.46 | 1000 | 1000 | -31.96 | 31.96 | 31.96 | 53.37 | 31.96
2016-06-02 19:00:00 | 0.089326 | 0.12923 | 0.80864 | 29.46 | -29.46 | 29.46 | 135.29 | -92.96 | 1000 | 1000 | -29.46 | 29.46 | 29.46 | 54.25 | 29.46
2016-06-02 20:00:00 | 0.089326 | 0.12923 | 0.80522 | 29.16 | -29.16 | 29.16 | 134.99 | -92.66 | 1000 | 1000 | -29.16 | 29.16 | 29.16 | 54.33 | 29.16
2016-06-02 21:00:00 | 0.089326 | 0.12923 | 0.76479 | 24.59 | -24.59 | 24.59 | 130.42 | -88.09 | 1000 | 1000 | -24.59 | 24.59 | 24.59 | 56.08 | 24.59
2016-06-02 22:00:00 | 0.089326 | 0.12923 | 0.70234 | 24.1 | -24.1 | 24.1 | 129.93 | -87.6 | 1000 | 1000 | -24.1 | 24.1 | 24.1 | 55.13 | 24.1
2016-06-02 23:00:00 | 0.089326 | 0.12923 | 0.55862 | 21.68 | -21.68 | 21.68 | 127.51 | -85.18 | 1000 | 1000 | -21.68 | 21.68 | 21.68 | 52.33 | 21.68
2016-06-03 00:00:00 | 0.089326 | 0.12923 | 0.38499 | 21.22 | -21.22 | 21.22 | 127.05 | -84.72 | 1000 | 1000 | -21.22 | 21.22 | 21.22 | 49.17 | 21.22
2016-06-03 01:00:00 | 0.089326 | 0.12923 | 0.29435 | 20.64 | -20.64 | 20.64 | 126.47 | -84.14 | 1000 | 1000 | -20.64 | 20.64 | 20.64 | 45.4 | 20.64
2016-06-03 02:00:00 | 0.089326 | 0.12923 | 0.26838 | 20.9 | -20.9 | 20.9 | 126.73 | -84.4 | 1000 | 1000 | -20.9 | 20.9 | 20.9 | 44.91 | 20.9
2016-06-03 03:00:00 | 0.089326 | 0.12923 | 0.25636 | 22.5 | -22.5 | 22.5 | 128.33 | -86 | 1000 | 1000 | -22.5 | 22.5 | 22.5 | 43.66 | 22.5
2016-06-03 04:00:00 | 0.089326 | 0.12923 | 0.27574 | 27.46 | -27.46 | 27.46 | 133.29 | -90.96 | 1000 | 1000 | -27.46 | 27.46 | 27.46 | 44.91 | 27.46
2016-06-03 05:00:00 | 0.089326 | 0.12923 | 0.32711 | 35.45 | -35.45 | 35.45 | 141.28 | -98.95 | 1000 | 1000 | -35.45 | 35.45 | 35.45 | 48.43 | 35.45
2016-06-03 06:00:00 | 0.089326 | 0.12923 | 0.49677 | 40.08 | -40.08 | 40.08 | 145.91 | -103.58 | 1000 | 1000 | -40.08 | 40.08 | 40.08 | 52.48 | 40.08
2016-06-03 07:00:00 | 0.089326 | 0.12923 | 0.66071 | 39.93 | -39.93 | 39.93 | 145.76 | -103.43 | 1000 | 1000 | -39.93 | 39.93 | 39.93 | 55.79 | 39.93
2016-06-03 08:00:00 | 0.089326 | 0.12923 | 0.77487 | 36.44 | -36.44 | 36.44 | 142.27 | -99.94 | 1000 | 1000 | -36.44 | 36.44 | 36.44 | 58.38 | 36.44
2016-06-03 09:00:00 | 0.089326 | 0.12923 | 0.82093 | 35.64 | -35.64 | 35.64 | 141.47 | -99.14 | 1000 | 1000 | -35.64 | 35.64 | 35.64 | 59.92 | 35.64
2016-06-03 10:00:00 | 0.089326 | 0.12923 | 0.80488 | 30.92 | -30.92 | 30.92 | 136.75 | -94.42 | 1000 | 1000 | -30.92 | 30.92 | 30.92 | 57.81 | 30.92
2016-06-03 11:00:00 | 0.089326 | 0.12923 | 0.82247 | 27.77 | -27.77 | 27.77 | 133.6 | -91.27 | 1000 | 1000 | -27.77 | 27.77 | 27.77 | 58.03 | 27.77
2016-06-03 12:00:00 | 0.089326 | 0.12923 | 0.87793 | 25.28 | -25.28 | 25.28 | 131.11 | -88.78 | 1000 | 1000 | -25.28 | 25.28 | 25.28 | 58.11 | 25.28
2016-06-03 13:00:00 | 0.089326 | 0.12923 | 0.83028 | 25.26 | -25.26 | 25.26 | 131.09 | -88.76 | 1000 | 1000 | -25.26 | 25.26 | 25.26 | 55.53 | 25.26
2016-06-03 14:00:00 | 0.089326 | 0.12923 | 0.73403 | 25.49 | -25.49 | 25.49 | 131.32 | -88.99 | 1000 | 1000 | -25.49 | 25.49 | 25.49 | 54.4 | 25.49
2016-06-03 15:00:00 | 0.089326 | 0.12923 | 0.68907 | 28 | -28 | 28 | 133.83 | -91.5 | 1000 | 1000 | -28 | 28 | 28 | 52.46 | 28
2016-06-03 16:00:00 | 0.089326 | 0.12923 | 0.6725 | 31.82 | -31.82 | 31.82 | 137.65 | -95.32 | 1000 | 1000 | -31.82 | 31.82 | 31.82 | 52.86 | 31.82
2016-06-03 17:00:00 | 0.089326 | 0.12923 | 0.69967 | 33.61 | -33.61 | 33.61 | 139.44 | -97.11 | 1000 | 1000 | -33.61 | 33.61 | 33.61 | 54.3 | 33.61
2016-06-03 18:00:00 | 0.089326 | 0.12923 | 0.75257 | 31.98 | -31.98 | 31.98 | 137.81 | -95.48 | 1000 | 1000 | -31.98 | 31.98 | 31.98 | 55.11 | 31.98
2016-06-03 19:00:00 | 0.089326 | 0.12923 | 0.80864 | 30.66 | -30.66 | 30.66 | 136.49 | -94.16 | 1000 | 1000 | -30.66 | 30.66 | 30.66 | 58.35 | 30.66
2016-06-03 20:00:00 | 0.089326 | 0.12923 | 0.80522 | 32.16 | -32.16 | 32.16 | 137.99 | -95.66 | 1000 | 1000 | -32.16 | 32.16 | 32.16 | 55.14 | 32.16
2016-06-03 21:00:00 | 0.089326 | 0.12923 | 0.76479 | 28.94 | -28.94 | 28.94 | 134.77 | -92.44 | 1000 | 1000 | -28.94 | 28.94 | 28.94 | 55.03 | 28.94
2016-06-03 22:00:00 | 0.089326 | 0.12923 | 0.70234 | 23.72 | -23.72 | 23.72 | 129.55 | -87.22 | 1000 | 1000 | -23.72 | 23.72 | 23.72 | 61.26 | 23.72
2016-06-03 23:00:00 | 0.09898 | 0.13846 | 0.55862 | 23.21 | -23.21 | 23.21 | 129.04 | -86.71 | 1000 | 1000 | -23.21 | 23.21 | 23.21 | 53.86 | 23.21
2016-06-04 00:00:00 | 0.11507 | 0.15385 | 0.43448 | 21.63 | -21.63 | 21.63 | 127.46 | -85.13 | 1000 | 1000 | -21.63 | 21.63 | 21.63 | 50.34 | 21.63
2016-06-04 01:00:00 | 0.10863 | 0.14769 | 0.35271 | 21.29 | -21.29 | 21.29 | 127.12 | -84.79 | 1000 | 1000 | -21.29 | 21.29 | 21.29 | 46.91 | 21.29
2016-06-04 02:00:00 | 0.13116 | 0.16923 | 0.29453 | 21.26 | -21.26 | 21.26 | 127.09 | -84.76 | 1000 | 1000 | -21.26 | 21.26 | 21.26 | 45.01 | 21.26
2016-06-04 03:00:00 | 0.14081 | 0.17846 | 0.28312 | 21.3 | -21.3 | 21.3 | 127.13 | -84.8 | 1000 | 1000 | -21.3 | 21.3 | 21.3 | 44.92 | 21.3
2016-06-04 04:00:00 | 0.12472 | 0.16308 | 0.28766 | 21.53 | -21.53 | 21.53 | 127.36 | -85.03 | 1000 | 1000 | -21.53 | 21.53 | 21.53 | 43.93 | 21.53
2016-06-04 05:00:00 | 0.089326 | 0.12923 | 0.29561 | 23.5 | -23.5 | 23.5 | 129.33 | -87 | 1000 | 1000 | -23.5 | 23.5 | 23.5 | 44.95 | 23.5
2016-06-04 06:00:00 | 0.089326 | 0.12923 | 0.35179 | 27.49 | -27.49 | 27.49 | 133.32 | -90.99 | 1000 | 1000 | -27.49 | 27.49 | 27.49 | 46.9 | 27.49
2016-06-04 07:00:00 | 0.089326 | 0.12923 | 0.5156 | 28.98 | -28.98 | 28.98 | 134.81 | -92.48 | 1000 | 1000 | -28.98 | 28.98 | 28.98 | 50.91 | 28.98
2016-06-04 08:00:00 | 0.089326 | 0.12923 | 0.71509 | 26.56 | -26.56 | 26.56 | 132.39 | -90.06 | 1000 | 1000 | -26.56 | 26.56 | 26.56 | 52.65 | 26.56
2016-06-04 09:00:00 | 0.089326 | 0.12923 | 0.84809 | 26.91 | -26.91 | 26.91 | 132.74 | -90.41 | 1000 | 1000 | -26.91 | 26.91 | 26.91 | 53.75 | 26.91
2016-06-04 10:00:00 | 0.089326 | 0.12923 | 0.89163 | 25.73 | -25.73 | 25.73 | 131.56 | -89.23 | 1000 | 1000 | -25.73 | 25.73 | 25.73 | 55.93 | 25.73
2016-06-04 11:00:00 | 0.089326 | 0.12923 | 0.92322 | 22.78 | -22.78 | 22.78 | 128.61 | -86.28 | 1000 | 1000 | -22.78 | 22.78 | 22.78 | 55.94 | 22.78
2016-06-04 12:00:00 | 0.089326 | 0.12923 | 0.96569 | 21.58 | -21.58 | 21.58 | 127.41 | -85.08 | 1000 | 1000 | -21.58 | 21.58 | 21.58 | 53.98 | 21.58
2016-06-04 13:00:00 | 0.089326 | 0.12923 | 0.9165 | 21.41 | -21.41 | 21.41 | 127.24 | -84.91 | 1000 | 1000 | -21.41 | 21.41 | 21.41 | 52.46 | 21.41
2016-06-04 14:00:00 | 0.089326 | 0.12923 | 0.79457 | 21.53 | -21.53 | 21.53 | 127.36 | -85.03 | 1000 | 1000 | -21.53 | 21.53 | 21.53 | 51.27 | 21.53
2016-06-04 15:00:00 | 0.089326 | 0.12923 | 0.72708 | 25.29 | -25.29 | 25.29 | 131.12 | -88.79 | 1000 | 1000 | -25.29 | 25.29 | 25.29 | 50.49 | 25.29
2016-06-04 16:00:00 | 0.089326 | 0.12923 | 0.70007 | 28.19 | -28.19 | 28.19 | 134.02 | -91.69 | 1000 | 1000 | -28.19 | 28.19 | 28.19 | 49.99 | 28.19
2016-06-04 17:00:00 | 0.089326 | 0.12923 | 0.71577 | 30.07 | -30.07 | 30.07 | 135.9 | -93.57 | 1000 | 1000 | -30.07 | 30.07 | 30.07 | 51.61 | 30.07
2016-06-04 18:00:00 | 0.089326 | 0.12923 | 0.79423 | 29.87 | -29.87 | 29.87 | 135.7 | -93.37 | 1000 | 1000 | -29.87 | 29.87 | 29.87 | 52.87 | 29.87
2016-06-04 19:00:00 | 0.089326 | 0.12923 | 0.85492 | 29.88 | -29.88 | 29.88 | 135.71 | -93.38 | 1000 | 1000 | -29.88 | 29.88 | 29.88 | 53.91 | 29.88
2016-06-04 20:00:00 | 0.089326 | 0.12923 | 0.82777 | 30.99 | -30.99 | 30.99 | 136.82 | -94.49 | 1000 | 1000 | -30.99 | 30.99 | 30.99 | 52.48 | 30.99
2016-06-04 21:00:00 | 0.089326 | 0.12923 | 0.74686 | 28.88 | -28.88 | 28.88 | 134.71 | -92.38 | 1000 | 1000 | -28.88 | 28.88 | 28.88 | 52.32 | 28.88
2016-06-04 22:00:00 | 0.089326 | 0.12923 | 0.71732 | 24.43 | -24.43 | 24.43 | 130.26 | -87.93 | 1000 | 1000 | -24.43 | 24.43 | 24.43 | 53.24 | 24.43
2016-06-04 23:00:00 | 0.095762 | 0.13538 | 0.60822 | 22 | -22 | 22 | 127.83 | -85.5 | 1000 | 1000 | -22 | 22 | 22 | 51 | 22
2016-06-05 00:00:00 | 0.10542 | 0.14462 | 0.45214 | 20.08 | -20.08 | 20.08 | 125.91 | -83.58 | 1000 | 1000 | -20.08 | 20.08 | 20.08 | 49.91 | 20.08
2016-06-05 01:00:00 | 0.13438 | 0.17231 | 0.34401 | 19.08 | -19.08 | 19.08 | 124.91 | -82.58 | 1000 | 1000 | -19.08 | 19.08 | 19.08 | 46.13 | 19.08
2016-06-05 02:00:00 | 0.14725 | 0.18462 | 0.28601 | 18.03 | -18.03 | 18.03 | 123.86 | -81.53 | 1000 | 1000 | -18.03 | 18.03 | 18.03 | 44.12 | 18.03
2016-06-05 03:00:00 | 0.16977 | 0.20615 | 0.26624 | 16.61 | -16.61 | 16.61 | 122.44 | -80.11 | 1000 | 1000 | -16.61 | 16.61 | 16.61 | 41.15 | 16.61
2016-06-05 04:00:00 | 0.14081 | 0.17846 | 0.26199 | 16.09 | -16.09 | 16.09 | 121.92 | -79.59 | 1000 | 1000 | -16.09 | 16.09 | 16.09 | 41.15 | 16.09
2016-06-05 05:00:00 | 0.089326 | 0.12923 | 0.25637 | 17.78 | -17.78 | 17.78 | 123.61 | -81.28 | 1000 | 1000 | -17.78 | 17.78 | 17.78 | 42.07 | 17.78
2016-06-05 06:00:00 | 0.089326 | 0.12923 | 0.26819 | 17.89 | -17.89 | 17.89 | 123.72 | -81.39 | 1000 | 1000 | -17.89 | 17.89 | 17.89 | 44.51 | 17.89
2016-06-05 07:00:00 | 0.089326 | 0.12923 | 0.35225 | 17.08 | -17.08 | 17.08 | 122.91 | -80.58 | 1000 | 1000 | -17.08 | 17.08 | 17.08 | 46.17 | 17.08
2016-06-05 08:00:00 | 0.089326 | 0.12923 | 0.53724 | 17.84 | -17.84 | 17.84 | 123.67 | -81.34 | 1000 | 1000 | -17.84 | 17.84 | 17.84 | 48.22 | 17.84
2016-06-05 09:00:00 | 0.089326 | 0.12923 | 0.74695 | 18.48 | -18.48 | 18.48 | 124.31 | -81.98 | 1000 | 1000 | -18.48 | 18.48 | 18.48 | 49.61 | 18.48
2016-06-05 10:00:00 | 0.089326 | 0.12923 | 0.86788 | 17.94 | -17.94 | 17.94 | 123.77 | -81.44 | 1000 | 1000 | -17.94 | 17.94 | 17.94 | 50.47 | 17.94
2016-06-05 11:00:00 | 0.089326 | 0.12923 | 0.95599 | 15.15 | -15.15 | 15.15 | 120.98 | -78.65 | 1000 | 1000 | -15.15 | 15.15 | 15.15 | 51.69 | 15.15
2016-06-05 12:00:00 | 0.089326 | 0.12923 | 0.97702 | 14.47 | -14.47 | 14.47 | 120.3 | -77.97 | 1000 | 1000 | -14.47 | 14.47 | 14.47 | 51.26 | 14.47
2016-06-05 13:00:00 | 0.089326 | 0.12923 | 0.83282 | 14.03 | -14.03 | 14.03 | 119.86 | -77.53 | 1000 | 1000 | -14.03 | 14.03 | 14.03 | 49.87 | 14.03
2016-06-05 14:00:00 | 0.089326 | 0.12923 | 0.69241 | 14.54 | -14.54 | 14.54 | 120.37 | -78.04 | 1000 | 1000 | -14.54 | 14.54 | 14.54 | 46.71 | 14.54
2016-06-05 15:00:00 | 0.089326 | 0.12923 | 0.59885 | 18.62 | -18.62 | 18.62 | 124.45 | -82.12 | 1000 | 1000 | -18.62 | 18.62 | 18.62 | 45.6 | 18.62
2016-06-05 16:00:00 | 0.089326 | 0.12923 | 0.52621 | 23.91 | -23.91 | 23.91 | 129.74 | -87.41 | 1000 | 1000 | -23.91 | 23.91 | 23.91 | 47.82 | 23.91
2016-06-05 17:00:00 | 0.089326 | 0.12923 | 0.53897 | 26.92 | -26.92 | 26.92 | 132.75 | -90.42 | 1000 | 1000 | -26.92 | 26.92 | 26.92 | 51.08 | 26.92
2016-06-05 18:00:00 | 0.089326 | 0.12923 | 0.62018 | 28.85 | -28.85 | 28.85 | 134.68 | -92.35 | 1000 | 1000 | -28.85 | 28.85 | 28.85 | 52.64 | 28.85
2016-06-05 19:00:00 | 0.089326 | 0.12923 | 0.73239 | 29.14 | -29.14 | 29.14 | 134.97 | -92.64 | 1000 | 1000 | -29.14 | 29.14 | 29.14 | 53.67 | 29.14
2016-06-05 20:00:00 | 0.089326 | 0.12923 | 0.76848 | 30.74 | -30.74 | 30.74 | 136.57 | -94.24 | 1000 | 1000 | -30.74 | 30.74 | 30.74 | 53.74 | 30.74
2016-06-05 21:00:00 | 0.089326 | 0.12923 | 0.7291 | 27.93 | -27.93 | 27.93 | 133.76 | -91.43 | 1000 | 1000 | -27.93 | 27.93 | 27.93 | 53.83 | 27.93
2016-06-05 22:00:00 | 0.089326 | 0.12923 | 0.67717 | 24.59 | -24.59 | 24.59 | 130.42 | -88.09 | 1000 | 1000 | -24.59 | 24.59 | 24.59 | 56.03 | 24.59
2016-06-05 23:00:00 | 0.089326 | 0.12923 | 0.53066 | 22.76 | -22.76 | 22.76 | 128.59 | -86.26 | 1000 | 1000 | -22.76 | 22.76 | 22.76 | 51.03 | 22.76
2016-06-06 00:00:00 | 0.10542 | 0.14462 | 0.38499 | 21.87 | -21.87 | 21.87 | 127.7 | -85.37 | 1000 | 1000 | -21.87 | 21.87 | 21.87 | 48.53 | 21.87
2016-06-06 01:00:00 | 0.13116 | 0.16923 | 0.29435 | 21.19 | -21.19 | 21.19 | 127.02 | -84.69 | 1000 | 1000 | -21.19 | 21.19 | 21.19 | 44.88 | 21.19
2016-06-06 02:00:00 | 0.14403 | 0.18154 | 0.26838 | 21.15 | -21.15 | 21.15 | 126.98 | -84.65 | 1000 | 1000 | -21.15 | 21.15 | 21.15 | 42.43 | 21.15
2016-06-06 03:00:00 | 0.16977 | 0.20615 | 0.25636 | 22.71 | -22.71 | 22.71 | 128.54 | -86.21 | 1000 | 1000 | -22.71 | 22.71 | 22.71 | 41.15 | 22.71
2016-06-06 04:00:00 | 0.16977 | 0.20615 | 0.27574 | 29.98 | -29.98 | 29.98 | 135.81 | -93.48 | 1000 | 1000 | -29.98 | 29.98 | 29.98 | 42.07 | 29.98
2016-06-06 05:00:00 | 0.13438 | 0.17231 | 0.32711 | 36.16 | -36.16 | 36.16 | 141.99 | -99.66 | 1000 | 1000 | -36.16 | 36.16 | 36.16 | 46.21 | 36.16
2016-06-06 06:00:00 | 0.092544 | 0.13231 | 0.49677 | 37.82 | -37.82 | 37.82 | 143.65 | -101.32 | 1000 | 1000 | -37.82 | 37.82 | 37.82 | 52.54 | 37.82
2016-06-06 07:00:00 | 0.089326 | 0.12923 | 0.66071 | 34.94 | -34.94 | 34.94 | 140.77 | -98.44 | 1000 | 1000 | -34.94 | 34.94 | 34.94 | 65.48 | 34.94
2016-06-06 08:00:00 | 0.089326 | 0.12923 | 0.77487 | 32.57 | -32.57 | 32.57 | 138.4 | -96.07 | 1000 | 1000 | -32.57 | 32.57 | 32.57 | 67.91 | 32.57
2016-06-06 09:00:00 | 0.089326 | 0.12923 | 0.82093 | 31.93 | -31.93 | 31.93 | 137.76 | -95.43 | 1000 | 1000 | -31.93 | 31.93 | 31.93 | 68.08 | 31.93
2016-06-06 10:00:00 | 0.089326 | 0.12923 | 0.80488 | 28.63 | -28.63 | 28.63 | 134.46 | -92.13 | 1000 | 1000 | -28.63 | 28.63 | 28.63 | 67.98 | 28.63
2016-06-06 11:00:00 | 0.089326 | 0.12923 | 0.82247 | 28.08 | -28.08 | 28.08 | 133.91 | -91.58 | 1000 | 1000 | -28.08 | 28.08 | 28.08 | 69.41 | 28.08
2016-06-06 12:00:00 | 0.089326 | 0.12923 | 0.87793 | 28.78 | -28.78 | 28.78 | 134.61 | -92.28 | 1000 | 1000 | -28.78 | 28.78 | 28.78 | 68.6 | 28.78
2016-06-06 13:00:00 | 0.089326 | 0.12923 | 0.83028 | 29.63 | -29.63 | 29.63 | 135.46 | -93.13 | 1000 | 1000 | -29.63 | 29.63 | 29.63 | 68.62 | 29.63
2016-06-06 14:00:00 | 0.089326 | 0.12923 | 0.73403 | 30.99 | -30.99 | 30.99 | 136.82 | -94.49 | 1000 | 1000 | -30.99 | 30.99 | 30.99 | 68.91 | 30.99
2016-06-06 15:00:00 | 0.089326 | 0.12923 | 0.68907 | 34.68 | -34.68 | 34.68 | 140.51 | -98.18 | 1000 | 1000 | -34.68 | 34.68 | 34.68 | 65.69 | 34.68
2016-06-06 16:00:00 | 0.089326 | 0.12923 | 0.6725 | 38.76 | -38.76 | 38.76 | 144.59 | -102.26 | 1000 | 1000 | -38.76 | 38.76 | 38.76 | 64.93 | 38.76
2016-06-06 17:00:00 | 0.089326 | 0.12923 | 0.69967 | 41.06 | -41.06 | 41.06 | 146.89 | -104.56 | 1000 | 1000 | -41.06 | 41.06 | 41.06 | 68.08 | 41.06
2016-06-06 18:00:00 | 0.089326 | 0.12923 | 0.75257 | 37.31 | -37.31 | 37.31 | 143.14 | -100.81 | 1000 | 1000 | -37.31 | 37.31 | 37.31 | 69.03 | 37.31
2016-06-06 19:00:00 | 0.10542 | 0.14462 | 0.80864 | 34.2 | -34.2 | 34.2 | 140.03 | -97.7 | 1000 | 1000 | -34.2 | 34.2 | 34.2 | 67.95 | 34.2
2016-06-06 20:00:00 | 0.18908 | 0.22462 | 0.80522 | 33.81 | -33.81 | 33.81 | 139.64 | -97.31 | 1000 | 1000 | -33.81 | 33.81 | 33.81 | 67.02 | 33.81
2016-06-06 21:00:00 | 0.21483 | 0.24923 | 0.76479 | 28.79 | -28.79 | 28.79 | 134.62 | -92.29 | 1000 | 1000 | -28.79 | 28.79 | 28.79 | 67.81 | 28.79
2016-06-06 22:00:00 | 0.247 | 0.28 | 0.70234 | 24.85 | -24.85 | 24.85 | 130.68 | -88.35 | 1000 | 1000 | -24.85 | 24.85 | 24.85 | 63.1 | 24.85
2016-06-06 23:00:00 | 0.26953 | 0.30154 | 0.55862 | 23.34 | -23.34 | 23.34 | 129.17 | -86.84 | 1000 | 1000 | -23.34 | 23.34 | 23.34 | 53.12 | 23.34
2016-06-07 00:00:00 | 0.29849 | 0.32923 | 0.38499 | 22.59 | -22.59 | 22.59 | 128.42 | -86.09 | 1000 | 1000 | -22.59 | 22.59 | 22.59 | 50.83 | 22.59
2016-06-07 01:00:00 | 0.36607 | 0.39385 | 0.29435 | 21.58 | -21.58 | 21.58 | 127.41 | -85.08 | 1000 | 1000 | -21.58 | 21.58 | 21.58 | 48.89 | 21.58
2016-06-07 02:00:00 | 0.40468 | 0.43077 | 0.26838 | 21.67 | -21.67 | 21.67 | 127.5 | -85.17 | 1000 | 1000 | -21.67 | 21.67 | 21.67 | 48 | 21.67
2016-06-07 03:00:00 | 0.39503 | 0.42154 | 0.25636 | 22.09 | -22.09 | 22.09 | 127.92 | -85.59 | 1000 | 1000 | -22.09 | 22.09 | 22.09 | 46.24 | 22.09
2016-06-07 04:00:00 | 0.36285 | 0.39077 | 0.27574 | 29.68 | -29.68 | 29.68 | 135.51 | -93.18 | 1000 | 1000 | -29.68 | 29.68 | 29.68 | 47.32 | 29.68
2016-06-07 05:00:00 | 0.23092 | 0.26462 | 0.32711 | 35.82 | -35.82 | 35.82 | 141.65 | -99.32 | 1000 | 1000 | -35.82 | 35.82 | 35.82 | 49.55 | 35.82
2016-06-07 06:00:00 | 0.16656 | 0.20308 | 0.49677 | 39.48 | -39.48 | 39.48 | 145.31 | -102.98 | 1000 | 1000 | -39.48 | 39.48 | 39.48 | 53.59 | 39.48
2016-06-07 07:00:00 | 0.095762 | 0.13538 | 0.66071 | 34.49 | -34.49 | 34.49 | 140.32 | -97.99 | 1000 | 1000 | -34.49 | 34.49 | 34.49 | 68.04 | 34.49
2016-06-07 08:00:00 | 0.089326 | 0.12923 | 0.77487 | 29.15 | -29.15 | 29.15 | 134.98 | -92.65 | 1000 | 1000 | -29.15 | 29.15 | 29.15 | 69.51 | 29.15
2016-06-07 09:00:00 | 0.089326 | 0.12923 | 0.82093 | 28.8 | -28.8 | 28.8 | 134.63 | -92.3 | 1000 | 1000 | -28.8 | 28.8 | 28.8 | 68.92 | 28.8
2016-06-07 10:00:00 | 0.089326 | 0.12923 | 0.80488 | 25.94 | -25.94 | 25.94 | 131.77 | -89.44 | 1000 | 1000 | -25.94 | 25.94 | 25.94 | 71.07 | 25.94
2016-06-07 11:00:00 | 0.089326 | 0.12923 | 0.82247 | 25.59 | -25.59 | 25.59 | 131.42 | -89.09 | 1000 | 1000 | -25.59 | 25.59 | 25.59 | 72.92 | 25.59
2016-06-07 12:00:00 | 0.089326 | 0.12923 | 0.87793 | 25.18 | -25.18 | 25.18 | 131.01 | -88.68 | 1000 | 1000 | -25.18 | 25.18 | 25.18 | 70.51 | 25.18
2016-06-07 13:00:00 | 0.089326 | 0.12923 | 0.83028 | 26.41 | -26.41 | 26.41 | 132.24 | -89.91 | 1000 | 1000 | -26.41 | 26.41 | 26.41 | 69.14 | 26.41
2016-06-07 14:00:00 | 0.089326 | 0.12923 | 0.73403 | 27.53 | -27.53 | 27.53 | 133.36 | -91.03 | 1000 | 1000 | -27.53 | 27.53 | 27.53 | 69.98 | 27.53
2016-06-07 15:00:00 | 0.089326 | 0.12923 | 0.68907 | 32.13 | -32.13 | 32.13 | 137.96 | -95.63 | 1000 | 1000 | -32.13 | 32.13 | 32.13 | 71.31 | 32.13
2016-06-07 16:00:00 | 0.089326 | 0.12923 | 0.6725 | 36.02 | -36.02 | 36.02 | 141.85 | -99.52 | 1000 | 1000 | -36.02 | 36.02 | 36.02 | 71.31 | 36.02
2016-06-07 17:00:00 | 0.089326 | 0.12923 | 0.69967 | 38.48 | -38.48 | 38.48 | 144.31 | -101.98 | 1000 | 1000 | -38.48 | 38.48 | 38.48 | 69.41 | 38.48
2016-06-07 18:00:00 | 0.089326 | 0.12923 | 0.75257 | 34.9 | -34.9 | 34.9 | 140.73 | -98.4 | 1000 | 1000 | -34.9 | 34.9 | 34.9 | 69.02 | 34.9
2016-06-07 19:00:00 | 0.089326 | 0.12923 | 0.80864 | 32.97 | -32.97 | 32.97 | 138.8 | -96.47 | 1000 | 1000 | -32.97 | 32.97 | 32.97 | 68.96 | 32.97
2016-06-07 20:00:00 | 0.089326 | 0.12923 | 0.80522 | 32.59 | -32.59 | 32.59 | 138.42 | -96.09 | 1000 | 1000 | -32.59 | 32.59 | 32.59 | 67.08 | 32.59
2016-06-07 21:00:00 | 0.089326 | 0.12923 | 0.76479 | 27.54 | -27.54 | 27.54 | 133.37 | -91.04 | 1000 | 1000 | -27.54 | 27.54 | 27.54 | 63.73 | 27.54
2016-06-07 22:00:00 | 0.089326 | 0.12923 | 0.70234 | 25.98 | -25.98 | 25.98 | 131.81 | -89.48 | 1000 | 1000 | -25.98 | 25.98 | 25.98 | 58.49 | 25.98
2016-06-07 23:00:00 | 0.11185 | 0.15077 | 0.55862 | 23.89 | -23.89 | 23.89 | 129.72 | -87.39 | 1000 | 1000 | -23.89 | 23.89 | 23.89 | 51.23 | 23.89
2016-06-08 00:00:00 | 0.1376 | 0.17538 | 0.38499 | 22.83 | -22.83 | 22.83 | 128.66 | -86.33 | 1000 | 1000 | -22.83 | 22.83 | 22.83 | 50.2 | 22.83
2016-06-08 01:00:00 | 0.18586 | 0.22154 | 0.29435 | 21.68 | -21.68 | 21.68 | 127.51 | -85.18 | 1000 | 1000 | -21.68 | 21.68 | 21.68 | 48.58 | 21.68
2016-06-08 02:00:00 | 0.16656 | 0.20308 | 0.26838 | 21.54 | -21.54 | 21.54 | 127.37 | -85.04 | 1000 | 1000 | -21.54 | 21.54 | 21.54 | 46.11 | 21.54
2016-06-08 03:00:00 | 0.16334 | 0.2 | 0.25636 | 23.38 | -23.38 | 23.38 | 129.21 | -86.88 | 1000 | 1000 | -23.38 | 23.38 | 23.38 | 45.84 | 23.38
2016-06-08 04:00:00 | 0.15368 | 0.19077 | 0.27574 | 28.21 | -28.21 | 28.21 | 134.04 | -91.71 | 1000 | 1000 | -28.21 | 28.21 | 28.21 | 45.8 | 28.21
2016-06-08 05:00:00 | 0.089326 | 0.12923 | 0.32711 | 35.07 | -35.07 | 35.07 | 140.9 | -98.57 | 1000 | 1000 | -35.07 | 35.07 | 35.07 | 48.94 | 35.07
2016-06-08 06:00:00 | 0.089326 | 0.12923 | 0.49677 | 41.31 | -41.31 | 41.31 | 147.14 | -104.81 | 1000 | 1000 | -41.31 | 41.31 | 41.31 | 57.66 | 41.31
2016-06-08 07:00:00 | 0.089326 | 0.12923 | 0.66071 | 37.33 | -37.33 | 37.33 | 143.16 | -100.83 | 1000 | 1000 | -37.33 | 37.33 | 37.33 | 70.26 | 37.33
2016-06-08 08:00:00 | 0.089326 | 0.12923 | 0.77487 | 34.25 | -34.25 | 34.25 | 140.08 | -97.75 | 1000 | 1000 | -34.25 | 34.25 | 34.25 | 77.98 | 34.25
2016-06-08 09:00:00 | 0.089326 | 0.12923 | 0.82093 | 32.99 | -32.99 | 32.99 | 138.82 | -96.49 | 1000 | 1000 | -32.99 | 32.99 | 32.99 | 76.07 | 32.99
2016-06-08 10:00:00 | 0.089326 | 0.12923 | 0.80488 | 28.52 | -28.52 | 28.52 | 134.35 | -92.02 | 1000 | 1000 | -28.52 | 28.52 | 28.52 | 79.09 | 28.52
2016-06-08 11:00:00 | 0.089326 | 0.12923 | 0.82247 | 27.6 | -27.6 | 27.6 | 133.43 | -91.1 | 1000 | 1000 | -27.6 | 27.6 | 27.6 | 84.94 | 27.6
2016-06-08 12:00:00 | 0.089326 | 0.12923 | 0.87793 | 27.18 | -27.18 | 27.18 | 133.01 | -90.68 | 1000 | 1000 | -27.18 | 27.18 | 27.18 | 74.83 | 27.18
2016-06-08 13:00:00 | 0.089326 | 0.12923 | 0.83028 | 26.37 | -26.37 | 26.37 | 132.2 | -89.87 | 1000 | 1000 | -26.37 | 26.37 | 26.37 | 74.92 | 26.37
2016-06-08 14:00:00 | 0.089326 | 0.12923 | 0.73403 | 26 | -26 | 26 | 131.83 | -89.5 | 1000 | 1000 | -26 | 26 | 26 | 71.53 | 26
2016-06-08 15:00:00 | 0.089326 | 0.12923 | 0.68907 | 28.24 | -28.24 | 28.24 | 134.07 | -91.74 | 1000 | 1000 | -28.24 | 28.24 | 28.24 | 68.89 | 28.24
2016-06-08 16:00:00 | 0.089326 | 0.12923 | 0.6725 | 30.68 | -30.68 | 30.68 | 136.51 | -94.18 | 1000 | 1000 | -30.68 | 30.68 | 30.68 | 62.04 | 30.68
2016-06-08 17:00:00 | 0.089326 | 0.12923 | 0.69967 | 32.9 | -32.9 | 32.9 | 138.73 | -96.4 | 1000 | 1000 | -32.9 | 32.9 | 32.9 | 57.71 | 32.9
2016-06-08 18:00:00 | 0.089326 | 0.12923 | 0.75257 | 32.12 | -32.12 | 32.12 | 137.95 | -95.62 | 1000 | 1000 | -32.12 | 32.12 | 32.12 | 55.39 | 32.12
2016-06-08 19:00:00 | 0.089326 | 0.12923 | 0.80864 | 32.55 | -32.55 | 32.55 | 138.38 | -96.05 | 1000 | 1000 | -32.55 | 32.55 | 32.55 | 52.96 | 32.55
2016-06-08 20:00:00 | 0.089326 | 0.12923 | 0.80522 | 30.9 | -30.9 | 30.9 | 136.73 | -94.4 | 1000 | 1000 | -30.9 | 30.9 | 30.9 | 52.86 | 30.9
2016-06-08 21:00:00 | 0.089326 | 0.12923 | 0.76479 | 26.5 | -26.5 | 26.5 | 132.33 | -90 | 1000 | 1000 | -26.5 | 26.5 | 26.5 | 53.71 | 26.5
2016-06-08 22:00:00 | 0.089326 | 0.12923 | 0.70234 | 23.67 | -23.67 | 23.67 | 129.5 | -87.17 | 1000 | 1000 | -23.67 | 23.67 | 23.67 | 54.57 | 23.67
2016-06-08 23:00:00 | 0.092544 | 0.13231 | 0.55862 | 21.87 | -21.87 | 21.87 | 127.7 | -85.37 | 1000 | 1000 | -21.87 | 21.87 | 21.87 | 50.91 | 21.87
2016-06-09 00:00:00 | 0.092544 | 0.13231 | 0.38499 | 20.81 | -20.81 | 20.81 | 126.64 | -84.31 | 1000 | 1000 | -20.81 | 20.81 | 20.81 | 47.88 | 20.81
2016-06-09 01:00:00 | 0.092544 | 0.13231 | 0.29435 | 20.58 | -20.58 | 20.58 | 126.41 | -84.08 | 1000 | 1000 | -20.58 | 20.58 | 20.58 | 43.89 | 20.58
2016-06-09 02:00:00 | 0.10863 | 0.14769 | 0.26838 | 21.11 | -21.11 | 21.11 | 126.94 | -84.61 | 1000 | 1000 | -21.11 | 21.11 | 21.11 | 39.61 | 21.11
2016-06-09 03:00:00 | 0.15047 | 0.18769 | 0.25636 | 23.06 | -23.06 | 23.06 | 128.89 | -86.56 | 1000 | 1000 | -23.06 | 23.06 | 23.06 | 39.28 | 23.06
2016-06-09 04:00:00 | 0.13438 | 0.17231 | 0.27574 | 28.03 | -28.03 | 28.03 | 133.86 | -91.53 | 1000 | 1000 | -28.03 | 28.03 | 28.03 | 42.01 | 28.03
2016-06-09 05:00:00 | 0.12151 | 0.16 | 0.32711 | 33.97 | -33.97 | 33.97 | 139.8 | -97.47 | 1000 | 1000 | -33.97 | 33.97 | 33.97 | 46.61 | 33.97
2016-06-09 06:00:00 | 0.12794 | 0.16615 | 0.49677 | 43.08 | -43.08 | 43.08 | 148.91 | -106.58 | 1000 | 1000 | -43.08 | 43.08 | 43.08 | 51.12 | 43.08
2016-06-09 07:00:00 | 0.089326 | 0.12923 | 0.66071 | 44 | -44 | 44 | 149.83 | -107.5 | 1000 | 1000 | -44 | 44 | 44 | 54.81 | 44
2016-06-09 08:00:00 | 0.089326 | 0.12923 | 0.77487 | 42.89 | -42.89 | 42.89 | 148.72 | -106.39 | 1000 | 1000 | -42.89 | 42.89 | 42.89 | 58.65 | 42.89
2016-06-09 09:00:00 | 0.089326 | 0.12923 | 0.82093 | 41.4 | -41.4 | 41.4 | 147.23 | -104.9 | 1000 | 1000 | -41.4 | 41.4 | 41.4 | 58.84 | 41.4
2016-06-09 10:00:00 | 0.089326 | 0.12923 | 0.80488 | 34.99 | -34.99 | 34.99 | 140.82 | -98.49 | 1000 | 1000 | -34.99 | 34.99 | 34.99 | 61.51 | 34.99
2016-06-09 11:00:00 | 0.089326 | 0.12923 | 0.82247 | 33.93 | -33.93 | 33.93 | 139.76 | -97.43 | 1000 | 1000 | -33.93 | 33.93 | 33.93 | 65.58 | 33.93
2016-06-09 12:00:00 | 0.089326 | 0.12923 | 0.87793 | 30.2 | -30.2 | 30.2 | 136.03 | -93.7 | 1000 | 1000 | -30.2 | 30.2 | 30.2 | 65.09 | 30.2
2016-06-09 13:00:00 | 0.089326 | 0.12923 | 0.83028 | 27.34 | -27.34 | 27.34 | 133.17 | -90.84 | 1000 | 1000 | -27.34 | 27.34 | 27.34 | 65.12 | 27.34
2016-06-09 14:00:00 | 0.089326 | 0.12923 | 0.73403 | 27.01 | -27.01 | 27.01 | 132.84 | -90.51 | 1000 | 1000 | -27.01 | 27.01 | 27.01 | 61.72 | 27.01
2016-06-09 15:00:00 | 0.089326 | 0.12923 | 0.68907 | 28.84 | -28.84 | 28.84 | 134.67 | -92.34 | 1000 | 1000 | -28.84 | 28.84 | 28.84 | 60 | 28.84
2016-06-09 16:00:00 | 0.089326 | 0.12923 | 0.6725 | 32.95 | -32.95 | 32.95 | 138.78 | -96.45 | 1000 | 1000 | -32.95 | 32.95 | 32.95 | 61.8 | 32.95
2016-06-09 17:00:00 | 0.089326 | 0.12923 | 0.69967 | 34.94 | -34.94 | 34.94 | 140.77 | -98.44 | 1000 | 1000 | -34.94 | 34.94 | 34.94 | 59.69 | 34.94
2016-06-09 18:00:00 | 0.089326 | 0.12923 | 0.75257 | 33.7 | -33.7 | 33.7 | 139.53 | -97.2 | 1000 | 1000 | -33.7 | 33.7 | 33.7 | 59.78 | 33.7
2016-06-09 19:00:00 | 0.089326 | 0.12923 | 0.80864 | 31.51 | -31.51 | 31.51 | 137.34 | -95.01 | 1000 | 1000 | -31.51 | 31.51 | 31.51 | 61.24 | 31.51
2016-06-09 20:00:00 | 0.13116 | 0.16923 | 0.80522 | 30.49 | -30.49 | 30.49 | 136.32 | -93.99 | 1000 | 1000 | -30.49 | 30.49 | 30.49 | 64.5 | 30.49
2016-06-09 21:00:00 | 0.19552 | 0.23077 | 0.76479 | 25.89 | -25.89 | 25.89 | 131.72 | -89.39 | 1000 | 1000 | -25.89 | 25.89 | 25.89 | 62.51 | 25.89
2016-06-09 22:00:00 | 0.24057 | 0.27385 | 0.70234 | 23.55 | -23.55 | 23.55 | 129.38 | -87.05 | 1000 | 1000 | -23.55 | 23.55 | 23.55 | 55.86 | 23.55
2016-06-09 23:00:00 | 0.18908 | 0.22462 | 0.55862 | 21.57 | -21.57 | 21.57 | 127.4 | -85.07 | 1000 | 1000 | -21.57 | 21.57 | 21.57 | 51.35 | 21.57
2016-06-10 00:00:00 | 0.15368 | 0.19077 | 0.38499 | 21.03 | -21.03 | 21.03 | 126.86 | -84.53 | 1000 | 1000 | -21.03 | 21.03 | 21.03 | 48.54 | 21.03
2016-06-10 01:00:00 | 0.16012 | 0.19692 | 0.29435 | 19.91 | -19.91 | 19.91 | 125.74 | -83.41 | 1000 | 1000 | -19.91 | 19.91 | 19.91 | 46.76 | 19.91
2016-06-10 02:00:00 | 0.1923 | 0.22769 | 0.26838 | 19.16 | -19.16 | 19.16 | 124.99 | -82.66 | 1000 | 1000 | -19.16 | 19.16 | 19.16 | 44.51 | 19.16
2016-06-10 03:00:00 | 0.17299 | 0.20923 | 0.25636 | 20.97 | -20.97 | 20.97 | 126.8 | -84.47 | 1000 | 1000 | -20.97 | 20.97 | 20.97 | 42.32 | 20.97
2016-06-10 04:00:00 | 0.22448 | 0.25846 | 0.27574 | 27.25 | -27.25 | 27.25 | 133.08 | -90.75 | 1000 | 1000 | -27.25 | 27.25 | 27.25 | 43.75 | 27.25
2016-06-10 05:00:00 | 0.20195 | 0.23692 | 0.32711 | 33.94 | -33.94 | 33.94 | 139.77 | -97.44 | 1000 | 1000 | -33.94 | 33.94 | 33.94 | 47.08 | 33.94
2016-06-10 06:00:00 | 0.17943 | 0.21538 | 0.49677 | 35.95 | -35.95 | 35.95 | 141.78 | -99.45 | 1000 | 1000 | -35.95 | 35.95 | 35.95 | 52.61 | 35.95
2016-06-10 07:00:00 | 0.11185 | 0.15077 | 0.66071 | 30.97 | -30.97 | 30.97 | 136.8 | -94.47 | 1000 | 1000 | -30.97 | 30.97 | 30.97 | 66.74 | 30.97
2016-06-10 08:00:00 | 0.089326 | 0.12923 | 0.77487 | 24.68 | -24.68 | 24.68 | 130.51 | -88.18 | 1000 | 1000 | -24.68 | 24.68 | 24.68 | 66.98 | 24.68
2016-06-10 09:00:00 | 0.089326 | 0.12923 | 0.82093 | 24.47 | -24.47 | 24.47 | 130.3 | -87.97 | 1000 | 1000 | -24.47 | 24.47 | 24.47 | 66.7 | 24.47
2016-06-10 10:00:00 | 0.089326 | 0.12923 | 0.80488 | 22.52 | -22.52 | 22.52 | 128.35 | -86.02 | 1000 | 1000 | -22.52 | 22.52 | 22.52 | 67.43 | 22.52
2016-06-10 11:00:00 | 0.089326 | 0.12923 | 0.82247 | 21.37 | -21.37 | 21.37 | 127.2 | -84.87 | 1000 | 1000 | -21.37 | 21.37 | 21.37 | 69.02 | 21.37
2016-06-10 12:00:00 | 0.089326 | 0.12923 | 0.87793 | 21.06 | -21.06 | 21.06 | 126.89 | -84.56 | 1000 | 1000 | -21.06 | 21.06 | 21.06 | 67.89 | 21.06
2016-06-10 13:00:00 | 0.089326 | 0.12923 | 0.83028 | 21.8 | -21.8 | 21.8 | 127.63 | -85.3 | 1000 | 1000 | -21.8 | 21.8 | 21.8 | 67.01 | 21.8
2016-06-10 14:00:00 | 0.089326 | 0.12923 | 0.73403 | 23.09 | -23.09 | 23.09 | 128.92 | -86.59 | 1000 | 1000 | -23.09 | 23.09 | 23.09 | 64.51 | 23.09
2016-06-10 15:00:00 | 0.089326 | 0.12923 | 0.68907 | 26.29 | -26.29 | 26.29 | 132.12 | -89.79 | 1000 | 1000 | -26.29 | 26.29 | 26.29 | 61.95 | 26.29
2016-06-10 16:00:00 | 0.089326 | 0.12923 | 0.6725 | 30.01 | -30.01 | 30.01 | 135.84 | -93.51 | 1000 | 1000 | -30.01 | 30.01 | 30.01 | 62.01 | 30.01
2016-06-10 17:00:00 | 0.089326 | 0.12923 | 0.69967 | 32.85 | -32.85 | 32.85 | 138.68 | -96.35 | 1000 | 1000 | -32.85 | 32.85 | 32.85 | 64.91 | 32.85
2016-06-10 18:00:00 | 0.089326 | 0.12923 | 0.75257 | 32.06 | -32.06 | 32.06 | 137.89 | -95.56 | 1000 | 1000 | -32.06 | 32.06 | 32.06 | 65.12 | 32.06
2016-06-10 19:00:00 | 0.089326 | 0.12923 | 0.80864 | 31.67 | -31.67 | 31.67 | 137.5 | -95.17 | 1000 | 1000 | -31.67 | 31.67 | 31.67 | 65.95 | 31.67
2016-06-10 20:00:00 | 0.17621 | 0.21231 | 0.80522 | 32.86 | -32.86 | 32.86 | 138.69 | -96.36 | 1000 | 1000 | -32.86 | 32.86 | 32.86 | 64.92 | 32.86
2016-06-10 21:00:00 | 0.18908 | 0.22462 | 0.76479 | 29.45 | -29.45 | 29.45 | 135.28 | -92.95 | 1000 | 1000 | -29.45 | 29.45 | 29.45 | 59.03 | 29.45
2016-06-10 22:00:00 | 0.18265 | 0.21846 | 0.70234 | 26.14 | -26.14 | 26.14 | 131.97 | -89.64 | 1000 | 1000 | -26.14 | 26.14 | 26.14 | 54.97 | 26.14
2016-06-10 23:00:00 | 0.17943 | 0.21538 | 0.55862 | 24.2 | -24.2 | 24.2 | 130.03 | -87.7 | 1000 | 1000 | -24.2 | 24.2 | 24.2 | 52.09 | 24.2
2016-06-11 00:00:00 | 0.19552 | 0.23077 | 0.43448 | 23.01 | -23.01 | 23.01 | 128.84 | -86.51 | 1000 | 1000 | -23.01 | 23.01 | 23.01 | 50.51 | 23.01
2016-06-11 01:00:00 | 0.25666 | 0.28923 | 0.35271 | 21.57 | -21.57 | 21.57 | 127.4 | -85.07 | 1000 | 1000 | -21.57 | 21.57 | 21.57 | 47.51 | 21.57
2016-06-11 02:00:00 | 0.29206 | 0.32308 | 0.29453 | 21.71 | -21.71 | 21.71 | 127.54 | -85.21 | 1000 | 1000 | -21.71 | 21.71 | 21.71 | 46.16 | 21.71
2016-06-11 03:00:00 | 0.32424 | 0.35385 | 0.28312 | 21.25 | -21.25 | 21.25 | 127.08 | -84.75 | 1000 | 1000 | -21.25 | 21.25 | 21.25 | 46.91 | 21.25
2016-06-11 04:00:00 | 0.30171 | 0.33231 | 0.28766 | 21.82 | -21.82 | 21.82 | 127.65 | -85.32 | 1000 | 1000 | -21.82 | 21.82 | 21.82 | 45.66 | 21.82
2016-06-11 05:00:00 | 0.20839 | 0.24308 | 0.29561 | 22.85 | -22.85 | 22.85 | 128.68 | -86.35 | 1000 | 1000 | -22.85 | 22.85 | 22.85 | 44.97 | 22.85
2016-06-11 06:00:00 | 0.13438 | 0.17231 | 0.35179 | 26.06 | -26.06 | 26.06 | 131.89 | -89.56 | 1000 | 1000 | -26.06 | 26.06 | 26.06 | 44.51 | 26.06
2016-06-11 07:00:00 | 0.089326 | 0.12923 | 0.5156 | 29.47 | -29.47 | 29.47 | 135.3 | -92.97 | 1000 | 1000 | -29.47 | 29.47 | 29.47 | 48.83 | 29.47
2016-06-11 08:00:00 | 0.089326 | 0.12923 | 0.71509 | 29.46 | -29.46 | 29.46 | 135.29 | -92.96 | 1000 | 1000 | -29.46 | 29.46 | 29.46 | 54.3 | 29.46
2016-06-11 09:00:00 | 0.089326 | 0.12923 | 0.84809 | 30.03 | -30.03 | 30.03 | 135.86 | -93.53 | 1000 | 1000 | -30.03 | 30.03 | 30.03 | 59.02 | 30.03
2016-06-11 10:00:00 | 0.089326 | 0.12923 | 0.89163 | 28.49 | -28.49 | 28.49 | 134.32 | -91.99 | 1000 | 1000 | -28.49 | 28.49 | 28.49 | 61.17 | 28.49
2016-06-11 11:00:00 | 0.089326 | 0.12923 | 0.92322 | 25.69 | -25.69 | 25.69 | 131.52 | -89.19 | 1000 | 1000 | -25.69 | 25.69 | 25.69 | 60.99 | 25.69
2016-06-11 12:00:00 | 0.089326 | 0.12923 | 0.96569 | 23.85 | -23.85 | 23.85 | 129.68 | -87.35 | 1000 | 1000 | -23.85 | 23.85 | 23.85 | 56.9 | 23.85
2016-06-11 13:00:00 | 0.089326 | 0.12923 | 0.9165 | 23.8 | -23.8 | 23.8 | 129.63 | -87.3 | 1000 | 1000 | -23.8 | 23.8 | 23.8 | 53.2 | 23.8
2016-06-11 14:00:00 | 0.089326 | 0.12923 | 0.79457 | 24.06 | -24.06 | 24.06 | 129.89 | -87.56 | 1000 | 1000 | -24.06 | 24.06 | 24.06 | 51.23 | 24.06
2016-06-11 15:00:00 | 0.089326 | 0.12923 | 0.72708 | 27.92 | -27.92 | 27.92 | 133.75 | -91.42 | 1000 | 1000 | -27.92 | 27.92 | 27.92 | 48.53 | 27.92
2016-06-11 16:00:00 | 0.089326 | 0.12923 | 0.70007 | 30.23 | -30.23 | 30.23 | 136.06 | -93.73 | 1000 | 1000 | -30.23 | 30.23 | 30.23 | 49.14 | 30.23
2016-06-11 17:00:00 | 0.089326 | 0.12923 | 0.71577 | 31.47 | -31.47 | 31.47 | 137.3 | -94.97 | 1000 | 1000 | -31.47 | 31.47 | 31.47 | 52.03 | 31.47
2016-06-11 18:00:00 | 0.089326 | 0.12923 | 0.79423 | 31.85 | -31.85 | 31.85 | 137.68 | -95.35 | 1000 | 1000 | -31.85 | 31.85 | 31.85 | 55.74 | 31.85
2016-06-11 19:00:00 | 0.14081 | 0.17846 | 0.85492 | 29.47 | -29.47 | 29.47 | 135.3 | -92.97 | 1000 | 1000 | -29.47 | 29.47 | 29.47 | 60 | 29.47
2016-06-11 20:00:00 | 0.20517 | 0.24 | 0.82777 | 30.94 | -30.94 | 30.94 | 136.77 | -94.44 | 1000 | 1000 | -30.94 | 30.94 | 30.94 | 57.85 | 30.94
2016-06-11 21:00:00 | 0.23092 | 0.26462 | 0.74686 | 27.73 | -27.73 | 27.73 | 133.56 | -91.23 | 1000 | 1000 | -27.73 | 27.73 | 27.73 | 59.87 | 27.73
2016-06-11 22:00:00 | 0.24379 | 0.27692 | 0.71732 | 22.74 | -22.74 | 22.74 | 128.57 | -86.24 | 1000 | 1000 | -22.74 | 22.74 | 22.74 | 61.19 | 22.74
2016-06-11 23:00:00 | 0.26631 | 0.29846 | 0.60822 | 18.6 | -18.6 | 18.6 | 124.43 | -82.1 | 1000 | 1000 | -18.6 | 18.6 | 18.6 | 54.53 | 18.6
2016-06-12 00:00:00 | 0.30171 | 0.33231 | 0.45214 | 18.58 | -18.58 | 18.58 | 124.41 | -82.08 | 1000 | 1000 | -18.58 | 18.58 | 18.58 | 50 | 18.58
2016-06-12 01:00:00 | 0.33389 | 0.36308 | 0.34401 | 18.58 | -18.58 | 18.58 | 124.41 | -82.08 | 1000 | 1000 | -18.58 | 18.58 | 18.58 | 47.65 | 18.58
2016-06-12 02:00:00 | 0.34354 | 0.37231 | 0.28601 | 18.54 | -18.54 | 18.54 | 124.37 | -82.04 | 1000 | 1000 | -18.54 | 18.54 | 18.54 | 45.99 | 18.54
2016-06-12 03:00:00 | 0.33067 | 0.36 | 0.26624 | 17.5 | -17.5 | 17.5 | 123.33 | -81 | 1000 | 1000 | -17.5 | 17.5 | 17.5 | 44.71 | 17.5
2016-06-12 04:00:00 | 0.32424 | 0.35385 | 0.26199 | 17.58 | -17.58 | 17.58 | 123.41 | -81.08 | 1000 | 1000 | -17.58 | 17.58 | 17.58 | 41 | 17.58
2016-06-12 05:00:00 | 0.27918 | 0.31077 | 0.25637 | 19.16 | -19.16 | 19.16 | 124.99 | -82.66 | 1000 | 1000 | -19.16 | 19.16 | 19.16 | 38.14 | 19.16
2016-06-12 06:00:00 | 0.22126 | 0.25538 | 0.26819 | 21.57 | -21.57 | 21.57 | 127.4 | -85.07 | 1000 | 1000 | -21.57 | 21.57 | 21.57 | 35.11 | 21.57
2016-06-12 07:00:00 | 0.18265 | 0.21846 | 0.35225 | 22.91 | -22.91 | 22.91 | 128.74 | -86.41 | 1000 | 1000 | -22.91 | 22.91 | 22.91 | 41.88 | 22.91
2016-06-12 08:00:00 | 0.11507 | 0.15385 | 0.53724 | 21.19 | -21.19 | 21.19 | 127.02 | -84.69 | 1000 | 1000 | -21.19 | 21.19 | 21.19 | 44.14 | 21.19
2016-06-12 09:00:00 | 0.089326 | 0.12923 | 0.74695 | 25.3 | -25.3 | 25.3 | 131.13 | -88.8 | 1000 | 1000 | -25.3 | 25.3 | 25.3 | 48.54 | 25.3
2016-06-12 10:00:00 | 0.089326 | 0.12923 | 0.86788 | 22.94 | -22.94 | 22.94 | 128.77 | -86.44 | 1000 | 1000 | -22.94 | 22.94 | 22.94 | 51.15 | 22.94
2016-06-12 11:00:00 | 0.089326 | 0.12923 | 0.95599 | 19.16 | -19.16 | 19.16 | 124.99 | -82.66 | 1000 | 1000 | -19.16 | 19.16 | 19.16 | 52.9 | 19.16
2016-06-12 12:00:00 | 0.089326 | 0.12923 | 0.97702 | 18.53 | -18.53 | 18.53 | 124.36 | -82.03 | 1000 | 1000 | -18.53 | 18.53 | 18.53 | 51.36 | 18.53
2016-06-12 13:00:00 | 0.089326 | 0.12923 | 0.83282 | 19.07 | -19.07 | 19.07 | 124.9 | -82.57 | 1000 | 1000 | -19.07 | 19.07 | 19.07 | 48.2 | 19.07
2016-06-12 14:00:00 | 0.089326 | 0.12923 | 0.69241 | 21.06 | -21.06 | 21.06 | 126.89 | -84.56 | 1000 | 1000 | -21.06 | 21.06 | 21.06 | 46.86 | 21.06
2016-06-12 15:00:00 | 0.089326 | 0.12923 | 0.59885 | 23.93 | -23.93 | 23.93 | 129.76 | -87.43 | 1000 | 1000 | -23.93 | 23.93 | 23.93 | 46.16 | 23.93
2016-06-12 16:00:00 | 0.089326 | 0.12923 | 0.52621 | 27.52 | -27.52 | 27.52 | 133.35 | -91.02 | 1000 | 1000 | -27.52 | 27.52 | 27.52 | 47.78 | 27.52
2016-06-12 17:00:00 | 0.089326 | 0.12923 | 0.53897 | 29.78 | -29.78 | 29.78 | 135.61 | -93.28 | 1000 | 1000 | -29.78 | 29.78 | 29.78 | 51 | 29.78
2016-06-12 18:00:00 | 0.089326 | 0.12923 | 0.62018 | 31.33 | -31.33 | 31.33 | 137.16 | -94.83 | 1000 | 1000 | -31.33 | 31.33 | 31.33 | 58.58 | 31.33
2016-06-12 19:00:00 | 0.11185 | 0.15077 | 0.73239 | 29.4 | -29.4 | 29.4 | 135.23 | -92.9 | 1000 | 1000 | -29.4 | 29.4 | 29.4 | 66.87 | 29.4
2016-06-12 20:00:00 | 0.16012 | 0.19692 | 0.76848 | 29.81 | -29.81 | 29.81 | 135.64 | -93.31 | 1000 | 1000 | -29.81 | 29.81 | 29.81 | 64.97 | 29.81
2016-06-12 21:00:00 | 0.17299 | 0.20923 | 0.7291 | 23.24 | -23.24 | 23.24 | 129.07 | -86.74 | 1000 | 1000 | -23.24 | 23.24 | 23.24 | 67.06 | 23.24
2016-06-12 22:00:00 | 0.17943 | 0.21538 | 0.67717 | 21.34 | -21.34 | 21.34 | 127.17 | -84.84 | 1000 | 1000 | -21.34 | 21.34 | 21.34 | 67.1 | 21.34
2016-06-12 23:00:00 | 0.17943 | 0.21538 | 0.53066 | 19.46 | -19.46 | 19.46 | 125.29 | -82.96 | 1000 | 1000 | -19.46 | 19.46 | 19.46 | 51.66 | 19.46
2016-06-13 00:00:00 | 0.18265 | 0.21846 | 0.38499 | 17.63 | -17.63 | 17.63 | 123.46 | -81.13 | 1000 | 1000 | -17.63 | 17.63 | 17.63 | 47.98 | 17.63
2016-06-13 01:00:00 | 0.18908 | 0.22462 | 0.29435 | 18.37 | -18.37 | 18.37 | 124.2 | -81.87 | 1000 | 1000 | -18.37 | 18.37 | 18.37 | 42.72 | 18.37
2016-06-13 02:00:00 | 0.1923 | 0.22769 | 0.26838 | 18.57 | -18.57 | 18.57 | 124.4 | -82.07 | 1000 | 1000 | -18.57 | 18.57 | 18.57 | 38.06 | 18.57
2016-06-13 03:00:00 | 0.19552 | 0.23077 | 0.25636 | 21.03 | -21.03 | 21.03 | 126.86 | -84.53 | 1000 | 1000 | -21.03 | 21.03 | 21.03 | 32.18 | 21.03
2016-06-13 04:00:00 | 0.18908 | 0.22462 | 0.27574 | 27.31 | -27.31 | 27.31 | 133.14 | -90.81 | 1000 | 1000 | -27.31 | 27.31 | 27.31 | 32.8 | 27.31
2016-06-13 05:00:00 | 0.18908 | 0.22462 | 0.32711 | 33.49 | -33.49 | 33.49 | 139.32 | -96.99 | 1000 | 1000 | -33.49 | 33.49 | 33.49 | 37.85 | 33.49
2016-06-13 06:00:00 | 0.17621 | 0.21231 | 0.49677 | 37.13 | -37.13 | 37.13 | 142.96 | -100.63 | 1000 | 1000 | -37.13 | 37.13 | 37.13 | 45.56 | 37.13
2016-06-13 07:00:00 | 0.14725 | 0.18462 | 0.66071 | 39.91 | -39.91 | 39.91 | 145.74 | -103.41 | 1000 | 1000 | -39.91 | 39.91 | 39.91 | 48.96 | 39.91
2016-06-13 08:00:00 | 0.095762 | 0.13538 | 0.77487 | 38.17 | -38.17 | 38.17 | 144 | -101.67 | 1000 | 1000 | -38.17 | 38.17 | 38.17 | 51.81 | 38.17
2016-06-13 09:00:00 | 0.089326 | 0.12923 | 0.82093 | 39.09 | -39.09 | 39.09 | 144.92 | -102.59 | 1000 | 1000 | -39.09 | 39.09 | 39.09 | 54.31 | 39.09
2016-06-13 10:00:00 | 0.089326 | 0.12923 | 0.80488 | 34.23 | -34.23 | 34.23 | 140.06 | -97.73 | 1000 | 1000 | -34.23 | 34.23 | 34.23 | 57.22 | 34.23
2016-06-13 11:00:00 | 0.11829 | 0.15692 | 0.82247 | 32.32 | -32.32 | 32.32 | 138.15 | -95.82 | 1000 | 1000 | -32.32 | 32.32 | 32.32 | 64.79 | 32.32
2016-06-13 12:00:00 | 0.1022 | 0.14154 | 0.87793 | 31.68 | -31.68 | 31.68 | 137.51 | -95.18 | 1000 | 1000 | -31.68 | 31.68 | 31.68 | 62.95 | 31.68
2016-06-13 13:00:00 | 0.11185 | 0.15077 | 0.83028 | 30.89 | -30.89 | 30.89 | 136.72 | -94.39 | 1000 | 1000 | -30.89 | 30.89 | 30.89 | 57.04 | 30.89
2016-06-13 14:00:00 | 0.12151 | 0.16 | 0.73403 | 29.38 | -29.38 | 29.38 | 135.21 | -92.88 | 1000 | 1000 | -29.38 | 29.38 | 29.38 | 54.25 | 29.38
2016-06-13 15:00:00 | 0.12472 | 0.16308 | 0.68907 | 30.45 | -30.45 | 30.45 | 136.28 | -93.95 | 1000 | 1000 | -30.45 | 30.45 | 30.45 | 53.29 | 30.45
2016-06-13 16:00:00 | 0.13116 | 0.16923 | 0.6725 | 31.75 | -31.75 | 31.75 | 137.58 | -95.25 | 1000 | 1000 | -31.75 | 31.75 | 31.75 | 52.55 | 31.75
2016-06-13 17:00:00 | 0.13116 | 0.16923 | 0.69967 | 32.97 | -32.97 | 32.97 | 138.8 | -96.47 | 1000 | 1000 | -32.97 | 32.97 | 32.97 | 54.98 | 32.97
2016-06-13 18:00:00 | 0.12472 | 0.16308 | 0.75257 | 32.58 | -32.58 | 32.58 | 138.41 | -96.08 | 1000 | 1000 | -32.58 | 32.58 | 32.58 | 61.06 | 32.58
2016-06-13 19:00:00 | 0.11829 | 0.15692 | 0.80864 | 29.98 | -29.98 | 29.98 | 135.81 | -93.48 | 1000 | 1000 | -29.98 | 29.98 | 29.98 | 64.74 | 29.98
2016-06-13 20:00:00 | 0.12472 | 0.16308 | 0.80522 | 29.31 | -29.31 | 29.31 | 135.14 | -92.81 | 1000 | 1000 | -29.31 | 29.31 | 29.31 | 61.18 | 29.31
2016-06-13 21:00:00 | 0.12472 | 0.16308 | 0.76479 | 26.14 | -26.14 | 26.14 | 131.97 | -89.64 | 1000 | 1000 | -26.14 | 26.14 | 26.14 | 61.16 | 26.14
2016-06-13 22:00:00 | 0.1376 | 0.17538 | 0.70234 | 24.82 | -24.82 | 24.82 | 130.65 | -88.32 | 1000 | 1000 | -24.82 | 24.82 | 24.82 | 61.93 | 24.82
2016-06-13 23:00:00 | 0.14403 | 0.18154 | 0.55862 | 22.76 | -22.76 | 22.76 | 128.59 | -86.26 | 1000 | 1000 | -22.76 | 22.76 | 22.76 | 52.11 | 22.76
2016-06-14 00:00:00 | 0.14403 | 0.18154 | 0.38499 | 21.88 | -21.88 | 21.88 | 127.71 | -85.38 | 1000 | 1000 | -21.88 | 21.88 | 21.88 | 49.29 | 21.88
2016-06-14 01:00:00 | 0.14725 | 0.18462 | 0.29435 | 21.64 | -21.64 | 21.64 | 127.47 | -85.14 | 1000 | 1000 | -21.64 | 21.64 | 21.64 | 45.63 | 21.64
2016-06-14 02:00:00 | 0.14725 | 0.18462 | 0.26838 | 22.04 | -22.04 | 22.04 | 127.87 | -85.54 | 1000 | 1000 | -22.04 | 22.04 | 22.04 | 44.14 | 22.04
2016-06-14 03:00:00 | 0.15047 | 0.18769 | 0.25636 | 23 | -23 | 23 | 128.83 | -86.5 | 1000 | 1000 | -23 | 23 | 23 | 43.63 | 23
2016-06-14 04:00:00 | 0.14725 | 0.18462 | 0.27574 | 27.4 | -27.4 | 27.4 | 133.23 | -90.9 | 1000 | 1000 | -27.4 | 27.4 | 27.4 | 44 | 27.4
2016-06-14 05:00:00 | 0.13438 | 0.17231 | 0.32711 | 35.29 | -35.29 | 35.29 | 141.12 | -98.79 | 1000 | 1000 | -35.29 | 35.29 | 35.29 | 46.06 | 35.29
2016-06-14 06:00:00 | 0.092544 | 0.13231 | 0.49677 | 38.39 | -38.39 | 38.39 | 144.22 | -101.89 | 1000 | 1000 | -38.39 | 38.39 | 38.39 | 54.33 | 38.39
2016-06-14 07:00:00 | 0.089326 | 0.12923 | 0.66071 | 38.44 | -38.44 | 38.44 | 144.27 | -101.94 | 1000 | 1000 | -38.44 | 38.44 | 38.44 | 69.46 | 38.44
2016-06-14 08:00:00 | 0.089326 | 0.12923 | 0.77487 | 37.25 | -37.25 | 37.25 | 143.08 | -100.75 | 1000 | 1000 | -37.25 | 37.25 | 37.25 | 71.51 | 37.25
2016-06-14 09:00:00 | 0.089326 | 0.12923 | 0.82093 | 35.83 | -35.83 | 35.83 | 141.66 | -99.33 | 1000 | 1000 | -35.83 | 35.83 | 35.83 | 70.5 | 35.83
2016-06-14 10:00:00 | 0.089326 | 0.12923 | 0.80488 | 32 | -32 | 32 | 137.83 | -95.5 | 1000 | 1000 | -32 | 32 | 32 | 71.39 | 32
2016-06-14 11:00:00 | 0.089326 | 0.12923 | 0.82247 | 29.37 | -29.37 | 29.37 | 135.2 | -92.87 | 1000 | 1000 | -29.37 | 29.37 | 29.37 | 71.71 | 29.37
2016-06-14 12:00:00 | 0.089326 | 0.12923 | 0.87793 | 27.55 | -27.55 | 27.55 | 133.38 | -91.05 | 1000 | 1000 | -27.55 | 27.55 | 27.55 | 68.9 | 27.55
2016-06-14 13:00:00 | 0.089326 | 0.12923 | 0.83028 | 27.38 | -27.38 | 27.38 | 133.21 | -90.88 | 1000 | 1000 | -27.38 | 27.38 | 27.38 | 66.97 | 27.38
2016-06-14 14:00:00 | 0.089326 | 0.12923 | 0.73403 | 28.64 | -28.64 | 28.64 | 134.47 | -92.14 | 1000 | 1000 | -28.64 | 28.64 | 28.64 | 66.86 | 28.64
2016-06-14 15:00:00 | 0.089326 | 0.12923 | 0.68907 | 32.51 | -32.51 | 32.51 | 138.34 | -96.01 | 1000 | 1000 | -32.51 | 32.51 | 32.51 | 63.17 | 32.51
2016-06-14 16:00:00 | 0.089326 | 0.12923 | 0.6725 | 35.08 | -35.08 | 35.08 | 140.91 | -98.58 | 1000 | 1000 | -35.08 | 35.08 | 35.08 | 58.79 | 35.08
2016-06-14 17:00:00 | 0.089326 | 0.12923 | 0.69967 | 37.5 | -37.5 | 37.5 | 143.33 | -101 | 1000 | 1000 | -37.5 | 37.5 | 37.5 | 61.13 | 37.5
2016-06-14 18:00:00 | 0.089326 | 0.12923 | 0.75257 | 36 | -36 | 36 | 141.83 | -99.5 | 1000 | 1000 | -36 | 36 | 36 | 62.05 | 36
2016-06-14 19:00:00 | 0.089326 | 0.12923 | 0.80864 | 32.01 | -32.01 | 32.01 | 137.84 | -95.51 | 1000 | 1000 | -32.01 | 32.01 | 32.01 | 62.13 | 32.01
2016-06-14 20:00:00 | 0.089326 | 0.12923 | 0.80522 | 30.1 | -30.1 | 30.1 | 135.93 | -93.6 | 1000 | 1000 | -30.1 | 30.1 | 30.1 | 64.96 | 30.1
2016-06-14 21:00:00 | 0.089326 | 0.12923 | 0.76479 | 26.59 | -26.59 | 26.59 | 132.42 | -90.09 | 1000 | 1000 | -26.59 | 26.59 | 26.59 | 64.56 | 26.59
2016-06-14 22:00:00 | 0.089326 | 0.12923 | 0.70234 | 26.19 | -26.19 | 26.19 | 132.02 | -89.69 | 1000 | 1000 | -26.19 | 26.19 | 26.19 | 63.43 | 26.19
2016-06-14 23:00:00 | 0.11507 | 0.15385 | 0.55862 | 25.34 | -25.34 | 25.34 | 131.17 | -88.84 | 1000 | 1000 | -25.34 | 25.34 | 25.34 | 52.83 | 25.34
2016-06-15 00:00:00 | 0.14403 | 0.18154 | 0.38499 | 24.32 | -24.32 | 24.32 | 130.15 | -87.82 | 1000 | 1000 | -24.32 | 24.32 | 24.32 | 49.52 | 24.32
2016-06-15 01:00:00 | 0.15047 | 0.18769 | 0.29435 | 23.73 | -23.73 | 23.73 | 129.56 | -87.23 | 1000 | 1000 | -23.73 | 23.73 | 23.73 | 47.7 | 23.73
2016-06-15 02:00:00 | 0.16012 | 0.19692 | 0.26838 | 23.52 | -23.52 | 23.52 | 129.35 | -87.02 | 1000 | 1000 | -23.52 | 23.52 | 23.52 | 46.25 | 23.52
2016-06-15 03:00:00 | 0.16656 | 0.20308 | 0.25636 | 25.31 | -25.31 | 25.31 | 131.14 | -88.81 | 1000 | 1000 | -25.31 | 25.31 | 25.31 | 45.28 | 25.31
2016-06-15 04:00:00 | 0.14081 | 0.17846 | 0.27574 | 28.37 | -28.37 | 28.37 | 134.2 | -91.87 | 1000 | 1000 | -28.37 | 28.37 | 28.37 | 46.64 | 28.37
2016-06-15 05:00:00 | 0.089326 | 0.12923 | 0.32711 | 35.91 | -35.91 | 35.91 | 141.74 | -99.41 | 1000 | 1000 | -35.91 | 35.91 | 35.91 | 48.82 | 35.91
2016-06-15 06:00:00 | 0.089326 | 0.12923 | 0.49677 | 38.79 | -38.79 | 38.79 | 144.62 | -102.29 | 1000 | 1000 | -38.79 | 38.79 | 38.79 | 53.06 | 38.79
2016-06-15 07:00:00 | 0.089326 | 0.12923 | 0.66071 | 36.2 | -36.2 | 36.2 | 142.03 | -99.7 | 1000 | 1000 | -36.2 | 36.2 | 36.2 | 65.12 | 36.2
2016-06-15 08:00:00 | 0.089326 | 0.12923 | 0.77487 | 35.91 | -35.91 | 35.91 | 141.74 | -99.41 | 1000 | 1000 | -35.91 | 35.91 | 35.91 | 68.84 | 35.91
2016-06-15 09:00:00 | 0.089326 | 0.12923 | 0.82093 | 35.51 | -35.51 | 35.51 | 141.34 | -99.01 | 1000 | 1000 | -35.51 | 35.51 | 35.51 | 71.11 | 35.51
2016-06-15 10:00:00 | 0.089326 | 0.12923 | 0.80488 | 30.21 | -30.21 | 30.21 | 136.04 | -93.71 | 1000 | 1000 | -30.21 | 30.21 | 30.21 | 74.91 | 30.21
2016-06-15 11:00:00 | 0.089326 | 0.12923 | 0.82247 | 28.29 | -28.29 | 28.29 | 134.12 | -91.79 | 1000 | 1000 | -28.29 | 28.29 | 28.29 | 77.8 | 28.29
2016-06-15 12:00:00 | 0.089326 | 0.12923 | 0.87793 | 27.99 | -27.99 | 27.99 | 133.82 | -91.49 | 1000 | 1000 | -27.99 | 27.99 | 27.99 | 72.23 | 27.99
2016-06-15 13:00:00 | 0.089326 | 0.12923 | 0.83028 | 27.73 | -27.73 | 27.73 | 133.56 | -91.23 | 1000 | 1000 | -27.73 | 27.73 | 27.73 | 71.42 | 27.73
2016-06-15 14:00:00 | 0.089326 | 0.12923 | 0.73403 | 29.12 | -29.12 | 29.12 | 134.95 | -92.62 | 1000 | 1000 | -29.12 | 29.12 | 29.12 | 72.01 | 29.12
2016-06-15 15:00:00 | 0.089326 | 0.12923 | 0.68907 | 31 | -31 | 31 | 136.83 | -94.5 | 1000 | 1000 | -31 | 31 | 31 | 70.22 | 31
2016-06-15 16:00:00 | 0.089326 | 0.12923 | 0.6725 | 34.53 | -34.53 | 34.53 | 140.36 | -98.03 | 1000 | 1000 | -34.53 | 34.53 | 34.53 | 68.81 | 34.53
2016-06-15 17:00:00 | 0.089326 | 0.12923 | 0.69967 | 36.91 | -36.91 | 36.91 | 142.74 | -100.41 | 1000 | 1000 | -36.91 | 36.91 | 36.91 | 71.08 | 36.91
2016-06-15 18:00:00 | 0.089326 | 0.12923 | 0.75257 | 35.49 | -35.49 | 35.49 | 141.32 | -98.99 | 1000 | 1000 | -35.49 | 35.49 | 35.49 | 71.41 | 35.49
2016-06-15 19:00:00 | 0.089326 | 0.12923 | 0.80864 | 33.25 | -33.25 | 33.25 | 139.08 | -96.75 | 1000 | 1000 | -33.25 | 33.25 | 33.25 | 71.15 | 33.25
2016-06-15 20:00:00 | 0.092544 | 0.13231 | 0.80522 | 33.02 | -33.02 | 33.02 | 138.85 | -96.52 | 1000 | 1000 | -33.02 | 33.02 | 33.02 | 69.05 | 33.02
2016-06-15 21:00:00 | 0.11507 | 0.15385 | 0.76479 | 27.33 | -27.33 | 27.33 | 133.16 | -90.83 | 1000 | 1000 | -27.33 | 27.33 | 27.33 | 67.02 | 27.33
2016-06-15 22:00:00 | 0.11507 | 0.15385 | 0.70234 | 26.46 | -26.46 | 26.46 | 132.29 | -89.96 | 1000 | 1000 | -26.46 | 26.46 | 26.46 | 65.14 | 26.46
2016-06-15 23:00:00 | 0.1022 | 0.14154 | 0.55862 | 25.64 | -25.64 | 25.64 | 131.47 | -89.14 | 1000 | 1000 | -25.64 | 25.64 | 25.64 | 53.2 | 25.64
2016-06-16 00:00:00 | 0.10542 | 0.14462 | 0.38499 | 24.6 | -24.6 | 24.6 | 130.43 | -88.1 | 1000 | 1000 | -24.6 | 24.6 | 24.6 | 49.69 | 24.6
2016-06-16 01:00:00 | 0.12472 | 0.16308 | 0.29435 | 23.61 | -23.61 | 23.61 | 129.44 | -87.11 | 1000 | 1000 | -23.61 | 23.61 | 23.61 | 47.72 | 23.61
2016-06-16 02:00:00 | 0.15368 | 0.19077 | 0.26838 | 23.99 | -23.99 | 23.99 | 129.82 | -87.49 | 1000 | 1000 | -23.99 | 23.99 | 23.99 | 46.35 | 23.99
2016-06-16 03:00:00 | 0.17299 | 0.20923 | 0.25636 | 24.95 | -24.95 | 24.95 | 130.78 | -88.45 | 1000 | 1000 | -24.95 | 24.95 | 24.95 | 45.65 | 24.95
2016-06-16 04:00:00 | 0.17943 | 0.21538 | 0.27574 | 29.84 | -29.84 | 29.84 | 135.67 | -93.34 | 1000 | 1000 | -29.84 | 29.84 | 29.84 | 44.44 | 29.84
2016-06-16 05:00:00 | 0.14725 | 0.18462 | 0.32711 | 37.82 | -37.82 | 37.82 | 143.65 | -101.32 | 1000 | 1000 | -37.82 | 37.82 | 37.82 | 48.28 | 37.82
2016-06-16 06:00:00 | 0.12151 | 0.16 | 0.49677 | 39.74 | -39.74 | 39.74 | 145.57 | -103.24 | 1000 | 1000 | -39.74 | 39.74 | 39.74 | 54.06 | 39.74
2016-06-16 07:00:00 | 0.089326 | 0.12923 | 0.66071 | 35.43 | -35.43 | 35.43 | 141.26 | -98.93 | 1000 | 1000 | -35.43 | 35.43 | 35.43 | 69.06 | 35.43
2016-06-16 08:00:00 | 0.089326 | 0.12923 | 0.77487 | 34.88 | -34.88 | 34.88 | 140.71 | -98.38 | 1000 | 1000 | -34.88 | 34.88 | 34.88 | 69.05 | 34.88
2016-06-16 09:00:00 | 0.089326 | 0.12923 | 0.82093 | 33.76 | -33.76 | 33.76 | 139.59 | -97.26 | 1000 | 1000 | -33.76 | 33.76 | 33.76 | 68.31 | 33.76
2016-06-16 10:00:00 | 0.089326 | 0.12923 | 0.80488 | 29.71 | -29.71 | 29.71 | 135.54 | -93.21 | 1000 | 1000 | -29.71 | 29.71 | 29.71 | 68.9 | 29.71
2016-06-16 11:00:00 | 0.089326 | 0.12923 | 0.82247 | 26.98 | -26.98 | 26.98 | 132.81 | -90.48 | 1000 | 1000 | -26.98 | 26.98 | 26.98 | 69.9 | 26.98
2016-06-16 12:00:00 | 0.089326 | 0.12923 | 0.87793 | 27.44 | -27.44 | 27.44 | 133.27 | -90.94 | 1000 | 1000 | -27.44 | 27.44 | 27.44 | 68.03 | 27.44
2016-06-16 13:00:00 | 0.089326 | 0.12923 | 0.83028 | 28.47 | -28.47 | 28.47 | 134.3 | -91.97 | 1000 | 1000 | -28.47 | 28.47 | 28.47 | 66.25 | 28.47
2016-06-16 14:00:00 | 0.089326 | 0.12923 | 0.73403 | 31.75 | -31.75 | 31.75 | 137.58 | -95.25 | 1000 | 1000 | -31.75 | 31.75 | 31.75 | 65.38 | 31.75
2016-06-16 15:00:00 | 0.089326 | 0.12923 | 0.68907 | 33.03 | -33.03 | 33.03 | 138.86 | -96.53 | 1000 | 1000 | -33.03 | 33.03 | 33.03 | 63.68 | 33.03
2016-06-16 16:00:00 | 0.089326 | 0.12923 | 0.6725 | 34.71 | -34.71 | 34.71 | 140.54 | -98.21 | 1000 | 1000 | -34.71 | 34.71 | 34.71 | 64.86 | 34.71
2016-06-16 17:00:00 | 0.089326 | 0.12923 | 0.69967 | 35.2 | -35.2 | 35.2 | 141.03 | -98.7 | 1000 | 1000 | -35.2 | 35.2 | 35.2 | 65.91 | 35.2
2016-06-16 18:00:00 | 0.089326 | 0.12923 | 0.75257 | 35.28 | -35.28 | 35.28 | 141.11 | -98.78 | 1000 | 1000 | -35.28 | 35.28 | 35.28 | 66.08 | 35.28
2016-06-16 19:00:00 | 0.089326 | 0.12923 | 0.80864 | 33.02 | -33.02 | 33.02 | 138.85 | -96.52 | 1000 | 1000 | -33.02 | 33.02 | 33.02 | 63.15 | 33.02
2016-06-16 20:00:00 | 0.089326 | 0.12923 | 0.80522 | 31.05 | -31.05 | 31.05 | 136.88 | -94.55 | 1000 | 1000 | -31.05 | 31.05 | 31.05 | 59.93 | 31.05
2016-06-16 21:00:00 | 0.089326 | 0.12923 | 0.76479 | 26.62 | -26.62 | 26.62 | 132.45 | -90.12 | 1000 | 1000 | -26.62 | 26.62 | 26.62 | 57.36 | 26.62
2016-06-16 22:00:00 | 0.089326 | 0.12923 | 0.70234 | 25.9 | -25.9 | 25.9 | 131.73 | -89.4 | 1000 | 1000 | -25.9 | 25.9 | 25.9 | 55 | 25.9
2016-06-16 23:00:00 | 0.089326 | 0.12923 | 0.55862 | 23.73 | -23.73 | 23.73 | 129.56 | -87.23 | 1000 | 1000 | -23.73 | 23.73 | 23.73 | 51.1 | 23.73
2016-06-17 00:00:00 | 0.089326 | 0.12923 | 0.38499 | 22.16 | -22.16 | 22.16 | 127.99 | -85.66 | 1000 | 1000 | -22.16 | 22.16 | 22.16 | 48.29 | 22.16
2016-06-17 01:00:00 | 0.089326 | 0.12923 | 0.29435 | 21.37 | -21.37 | 21.37 | 127.2 | -84.87 | 1000 | 1000 | -21.37 | 21.37 | 21.37 | 44.7 | 21.37
2016-06-17 02:00:00 | 0.089326 | 0.12923 | 0.26838 | 21.72 | -21.72 | 21.72 | 127.55 | -85.22 | 1000 | 1000 | -21.72 | 21.72 | 21.72 | 42.7 | 21.72
2016-06-17 03:00:00 | 0.089326 | 0.12923 | 0.25636 | 22.45 | -22.45 | 22.45 | 128.28 | -85.95 | 1000 | 1000 | -22.45 | 22.45 | 22.45 | 40.17 | 22.45
2016-06-17 04:00:00 | 0.089326 | 0.12923 | 0.27574 | 27.85 | -27.85 | 27.85 | 133.68 | -91.35 | 1000 | 1000 | -27.85 | 27.85 | 27.85 | 40.17 | 27.85
2016-06-17 05:00:00 | 0.095762 | 0.13538 | 0.32711 | 35.3 | -35.3 | 35.3 | 141.13 | -98.8 | 1000 | 1000 | -35.3 | 35.3 | 35.3 | 44.47 | 35.3
2016-06-17 06:00:00 | 0.10542 | 0.14462 | 0.49677 | 39.7 | -39.7 | 39.7 | 145.53 | -103.2 | 1000 | 1000 | -39.7 | 39.7 | 39.7 | 51.63 | 39.7
2016-06-17 07:00:00 | 0.095762 | 0.13538 | 0.66071 | 37.5 | -37.5 | 37.5 | 143.33 | -101 | 1000 | 1000 | -37.5 | 37.5 | 37.5 | 58 | 37.5
2016-06-17 08:00:00 | 0.089326 | 0.12923 | 0.77487 | 34.94 | -34.94 | 34.94 | 140.77 | -98.44 | 1000 | 1000 | -34.94 | 34.94 | 34.94 | 62.23 | 34.94
2016-06-17 09:00:00 | 0.089326 | 0.12923 | 0.82093 | 33.25 | -33.25 | 33.25 | 139.08 | -96.75 | 1000 | 1000 | -33.25 | 33.25 | 33.25 | 61.29 | 33.25
2016-06-17 10:00:00 | 0.095762 | 0.13538 | 0.80488 | 28.81 | -28.81 | 28.81 | 134.64 | -92.31 | 1000 | 1000 | -28.81 | 28.81 | 28.81 | 63.91 | 28.81
2016-06-17 11:00:00 | 0.095762 | 0.13538 | 0.82247 | 24.97 | -24.97 | 24.97 | 130.8 | -88.47 | 1000 | 1000 | -24.97 | 24.97 | 24.97 | 66.43 | 24.97
2016-06-17 12:00:00 | 0.10542 | 0.14462 | 0.87793 | 23.92 | -23.92 | 23.92 | 129.75 | -87.42 | 1000 | 1000 | -23.92 | 23.92 | 23.92 | 64.62 | 23.92
2016-06-17 13:00:00 | 0.095762 | 0.13538 | 0.83028 | 23.01 | -23.01 | 23.01 | 128.84 | -86.51 | 1000 | 1000 | -23.01 | 23.01 | 23.01 | 61.26 | 23.01
2016-06-17 14:00:00 | 0.089326 | 0.12923 | 0.73403 | 23.06 | -23.06 | 23.06 | 128.89 | -86.56 | 1000 | 1000 | -23.06 | 23.06 | 23.06 | 57.08 | 23.06
2016-06-17 15:00:00 | 0.089326 | 0.12923 | 0.68907 | 26.55 | -26.55 | 26.55 | 132.38 | -90.05 | 1000 | 1000 | -26.55 | 26.55 | 26.55 | 54.88 | 26.55
2016-06-17 16:00:00 | 0.089326 | 0.12923 | 0.6725 | 30.72 | -30.72 | 30.72 | 136.55 | -94.22 | 1000 | 1000 | -30.72 | 30.72 | 30.72 | 54.88 | 30.72
2016-06-17 17:00:00 | 0.089326 | 0.12923 | 0.69967 | 32.15 | -32.15 | 32.15 | 137.98 | -95.65 | 1000 | 1000 | -32.15 | 32.15 | 32.15 | 61.29 | 32.15
2016-06-17 18:00:00 | 0.089326 | 0.12923 | 0.75257 | 30.59 | -30.59 | 30.59 | 136.42 | -94.09 | 1000 | 1000 | -30.59 | 30.59 | 30.59 | 65.12 | 30.59
2016-06-17 19:00:00 | 0.089326 | 0.12923 | 0.80864 | 28.16 | -28.16 | 28.16 | 133.99 | -91.66 | 1000 | 1000 | -28.16 | 28.16 | 28.16 | 66.05 | 28.16
2016-06-17 20:00:00 | 0.095762 | 0.13538 | 0.80522 | 29.08 | -29.08 | 29.08 | 134.91 | -92.58 | 1000 | 1000 | -29.08 | 29.08 | 29.08 | 62.3 | 29.08
2016-06-17 21:00:00 | 0.09898 | 0.13846 | 0.76479 | 26.07 | -26.07 | 26.07 | 131.9 | -89.57 | 1000 | 1000 | -26.07 | 26.07 | 26.07 | 59.94 | 26.07
2016-06-17 22:00:00 | 0.09898 | 0.13846 | 0.70234 | 23.06 | -23.06 | 23.06 | 128.89 | -86.56 | 1000 | 1000 | -23.06 | 23.06 | 23.06 | 58.98 | 23.06
2016-06-17 23:00:00 | 0.11507 | 0.15385 | 0.55862 | 22.45 | -22.45 | 22.45 | 128.28 | -85.95 | 1000 | 1000 | -22.45 | 22.45 | 22.45 | 52.36 | 22.45
2016-06-18 00:00:00 | 0.12151 | 0.16 | 0.43448 | 21.02 | -21.02 | 21.02 | 126.85 | -84.52 | 1000 | 1000 | -21.02 | 21.02 | 21.02 | 51.97 | 21.02
2016-06-18 01:00:00 | 0.14403 | 0.18154 | 0.35271 | 20.09 | -20.09 | 20.09 | 125.92 | -83.59 | 1000 | 1000 | -20.09 | 20.09 | 20.09 | 47.9 | 20.09
2016-06-18 02:00:00 | 0.15368 | 0.19077 | 0.29453 | 20.06 | -20.06 | 20.06 | 125.89 | -83.56 | 1000 | 1000 | -20.06 | 20.06 | 20.06 | 44.24 | 20.06
2016-06-18 03:00:00 | 0.16656 | 0.20308 | 0.28312 | 18.75 | -18.75 | 18.75 | 124.58 | -82.25 | 1000 | 1000 | -18.75 | 18.75 | 18.75 | 40.51 | 18.75
2016-06-18 04:00:00 | 0.1569 | 0.19385 | 0.28766 | 20.73 | -20.73 | 20.73 | 126.56 | -84.23 | 1000 | 1000 | -20.73 | 20.73 | 20.73 | 36.19 | 20.73
2016-06-18 05:00:00 | 0.1376 | 0.17538 | 0.29561 | 22.75 | -22.75 | 22.75 | 128.58 | -86.25 | 1000 | 1000 | -22.75 | 22.75 | 22.75 | 31.69 | 22.75
2016-06-18 06:00:00 | 0.09898 | 0.13846 | 0.35179 | 24.47 | -24.47 | 24.47 | 130.3 | -87.97 | 1000 | 1000 | -24.47 | 24.47 | 24.47 | 41.83 | 24.47
2016-06-18 07:00:00 | 0.089326 | 0.12923 | 0.5156 | 23 | -23 | 23 | 128.83 | -86.5 | 1000 | 1000 | -23 | 23 | 23 | 48.03 | 23
2016-06-18 08:00:00 | 0.089326 | 0.12923 | 0.71509 | 21.64 | -21.64 | 21.64 | 127.47 | -85.14 | 1000 | 1000 | -21.64 | 21.64 | 21.64 | 59.91 | 21.64
2016-06-18 09:00:00 | 0.089326 | 0.12923 | 0.84809 | 21.08 | -21.08 | 21.08 | 126.91 | -84.58 | 1000 | 1000 | -21.08 | 21.08 | 21.08 | 62.19 | 21.08
2016-06-18 10:00:00 | 0.089326 | 0.12923 | 0.89163 | 16.04 | -16.04 | 16.04 | 121.87 | -79.54 | 1000 | 1000 | -16.04 | 16.04 | 16.04 | 62.17 | 16.04
2016-06-18 11:00:00 | 0.089326 | 0.12923 | 0.92322 | 12.85 | -12.85 | 12.85 | 118.68 | -76.35 | 1000 | 1000 | -12.85 | 12.85 | 12.85 | 62.97 | 12.85
2016-06-18 12:00:00 | 0.089326 | 0.12923 | 0.96569 | 15.93 | -15.93 | 15.93 | 121.76 | -79.43 | 1000 | 1000 | -15.93 | 15.93 | 15.93 | 61.28 | 15.93
2016-06-18 13:00:00 | 0.089326 | 0.12923 | 0.9165 | 18.67 | -18.67 | 18.67 | 124.5 | -82.17 | 1000 | 1000 | -18.67 | 18.67 | 18.67 | 52.89 | 18.67
2016-06-18 14:00:00 | 0.089326 | 0.12923 | 0.79457 | 21.49 | -21.49 | 21.49 | 127.32 | -84.99 | 1000 | 1000 | -21.49 | 21.49 | 21.49 | 49.3 | 21.49
2016-06-18 15:00:00 | 0.089326 | 0.12923 | 0.72708 | 23.38 | -23.38 | 23.38 | 129.21 | -86.88 | 1000 | 1000 | -23.38 | 23.38 | 23.38 | 47.88 | 23.38
2016-06-18 16:00:00 | 0.089326 | 0.12923 | 0.70007 | 26.53 | -26.53 | 26.53 | 132.36 | -90.03 | 1000 | 1000 | -26.53 | 26.53 | 26.53 | 48.14 | 26.53
2016-06-18 17:00:00 | 0.089326 | 0.12923 | 0.71577 | 27.28 | -27.28 | 27.28 | 133.11 | -90.78 | 1000 | 1000 | -27.28 | 27.28 | 27.28 | 52.08 | 27.28
2016-06-18 18:00:00 | 0.089326 | 0.12923 | 0.79423 | 26.83 | -26.83 | 26.83 | 132.66 | -90.33 | 1000 | 1000 | -26.83 | 26.83 | 26.83 | 52.23 | 26.83
2016-06-18 19:00:00 | 0.089326 | 0.12923 | 0.85492 | 26.97 | -26.97 | 26.97 | 132.8 | -90.47 | 1000 | 1000 | -26.97 | 26.97 | 26.97 | 55.02 | 26.97
2016-06-18 20:00:00 | 0.089326 | 0.12923 | 0.82777 | 28 | -28 | 28 | 133.83 | -91.5 | 1000 | 1000 | -28 | 28 | 28 | 51.96 | 28
2016-06-18 21:00:00 | 0.12794 | 0.16615 | 0.74686 | 24.48 | -24.48 | 24.48 | 130.31 | -87.98 | 1000 | 1000 | -24.48 | 24.48 | 24.48 | 51.33 | 24.48
2016-06-18 22:00:00 | 0.12151 | 0.16 | 0.71732 | 20.64 | -20.64 | 20.64 | 126.47 | -84.14 | 1000 | 1000 | -20.64 | 20.64 | 20.64 | 50 | 20.64
2016-06-18 23:00:00 | 0.15047 | 0.18769 | 0.60822 | 15.16 | -15.16 | 15.16 | 120.99 | -78.66 | 1000 | 1000 | -15.16 | 15.16 | 15.16 | 46.96 | 15.16
2016-06-19 00:00:00 | 0.15047 | 0.18769 | 0.45214 | 13.04 | -13.04 | 13.04 | 118.87 | -76.54 | 1000 | 1000 | -13.04 | 13.04 | 13.04 | 27.09 | 13.04
2016-06-19 01:00:00 | 0.16012 | 0.19692 | 0.34401 | 10.88 | -10.88 | 10.88 | 116.71 | -74.38 | 1000 | 1000 | -10.88 | 10.88 | 10.88 | 10.3 | 10.88
2016-06-19 02:00:00 | 0.17299 | 0.20923 | 0.28601 | 15.04 | -15.04 | 15.04 | 120.87 | -78.54 | 1000 | 1000 | -15.04 | 15.04 | 15.04 | 9.92 | 15.04
2016-06-19 03:00:00 | 0.20195 | 0.23692 | 0.26624 | 13.1 | -13.1 | 13.1 | 118.93 | -76.6 | 1000 | 1000 | -13.1 | 13.1 | 13.1 | 9.96 | 13.1
2016-06-19 04:00:00 | 0.17621 | 0.21231 | 0.26199 | 10.16 | -10.16 | 10.16 | 115.99 | -73.66 | 1000 | 1000 | -10.16 | 10.16 | 10.16 | 9.49 | 10.16
2016-06-19 05:00:00 | 0.11185 | 0.15077 | 0.25637 | 10.13 | -10.13 | 10.13 | 115.96 | -73.63 | 1000 | 1000 | -10.13 | 10.13 | 10.13 | 5.21 | 10.13
2016-06-19 06:00:00 | 0.089326 | 0.12923 | 0.26819 | 14.29 | -14.29 | 14.29 | 120.12 | -77.79 | 1000 | 1000 | -14.29 | 14.29 | 14.29 | 0.03 | 14.29
2016-06-19 07:00:00 | 0.089326 | 0.12923 | 0.35225 | 16.98 | -16.98 | 16.98 | 122.81 | -80.48 | 1000 | 1000 | -16.98 | 16.98 | 16.98 | 5.33 | 16.98
2016-06-19 08:00:00 | 0.089326 | 0.12923 | 0.53724 | 17.55 | -17.55 | 17.55 | 123.38 | -81.05 | 1000 | 1000 | -17.55 | 17.55 | 17.55 | 9.98 | 17.55
2016-06-19 09:00:00 | 0.089326 | 0.12923 | 0.74695 | 19.08 | -19.08 | 19.08 | 124.91 | -82.58 | 1000 | 1000 | -19.08 | 19.08 | 19.08 | 10.11 | 19.08
2016-06-19 10:00:00 | 0.089326 | 0.12923 | 0.86788 | 17.12 | -17.12 | 17.12 | 122.95 | -80.62 | 1000 | 1000 | -17.12 | 17.12 | 17.12 | 10.2 | 17.12
2016-06-19 11:00:00 | 0.089326 | 0.12923 | 0.95599 | 11.63 | -11.63 | 11.63 | 117.46 | -75.13 | 1000 | 1000 | -11.63 | 11.63 | 11.63 | 10.46 | 11.63
2016-06-19 12:00:00 | 0.089326 | 0.12923 | 0.97702 | 9.04 | -9.04 | 9.04 | 114.87 | -72.54 | 1000 | 1000 | -9.04 | 9.04 | 9.04 | 10.75 | 9.04
2016-06-19 13:00:00 | 0.089326 | 0.12923 | 0.83282 | 8.9 | -8.9 | 8.9 | 114.73 | -72.4 | 1000 | 1000 | -8.9 | 8.9 | 8.9 | 10.17 | 8.9
2016-06-19 14:00:00 | 0.089326 | 0.12923 | 0.69241 | 11.79 | -11.79 | 11.79 | 117.62 | -75.29 | 1000 | 1000 | -11.79 | 11.79 | 11.79 | 1.96 | 11.79
2016-06-19 15:00:00 | 0.089326 | 0.12923 | 0.59885 | 19.04 | -19.04 | 19.04 | 124.87 | -82.54 | 1000 | 1000 | -19.04 | 19.04 | 19.04 | -0.02 | 19.04
2016-06-19 16:00:00 | 0.089326 | 0.12923 | 0.52621 | 22.97 | -22.97 | 22.97 | 128.8 | -86.47 | 1000 | 1000 | -22.97 | 22.97 | 22.97 | -0.59 | 22.97
2016-06-19 17:00:00 | 0.089326 | 0.12923 | 0.53897 | 26.95 | -26.95 | 26.95 | 132.78 | -90.45 | 1000 | 1000 | -26.95 | 26.95 | 26.95 | 3.6 | 26.95
2016-06-19 18:00:00 | 0.089326 | 0.12923 | 0.62018 | 27.8 | -27.8 | 27.8 | 133.63 | -91.3 | 1000 | 1000 | -27.8 | 27.8 | 27.8 | 10.33 | 27.8
2016-06-19 19:00:00 | 0.089326 | 0.12923 | 0.73239 | 29.88 | -29.88 | 29.88 | 135.71 | -93.38 | 1000 | 1000 | -29.88 | 29.88 | 29.88 | 21.49 | 29.88
2016-06-19 20:00:00 | 0.11829 | 0.15692 | 0.76848 | 29.26 | -29.26 | 29.26 | 135.09 | -92.76 | 1000 | 1000 | -29.26 | 29.26 | 29.26 | 25.33 | 29.26
2016-06-19 21:00:00 | 0.14403 | 0.18154 | 0.7291 | 27.14 | -27.14 | 27.14 | 132.97 | -90.64 | 1000 | 1000 | -27.14 | 27.14 | 27.14 | 40.63 | 27.14
2016-06-19 22:00:00 | 0.12472 | 0.16308 | 0.67717 | 24.92 | -24.92 | 24.92 | 130.75 | -88.42 | 1000 | 1000 | -24.92 | 24.92 | 24.92 | 46.31 | 24.92
2016-06-19 23:00:00 | 0.11507 | 0.15385 | 0.53066 | 21.6 | -21.6 | 21.6 | 127.43 | -85.1 | 1000 | 1000 | -21.6 | 21.6 | 21.6 | 39.06 | 21.6
2016-06-20 00:00:00 | 0.15368 | 0.19077 | 0.38499 | 20.4 | -20.4 | 20.4 | 126.23 | -83.9 | 1000 | 1000 | -20.4 | 20.4 | 20.4 | 10.19 | 20.4
2016-06-20 01:00:00 | 0.20839 | 0.24308 | 0.29435 | 17.45 | -17.45 | 17.45 | 123.28 | -80.95 | 1000 | 1000 | -17.45 | 17.45 | 17.45 | 9.5 | 17.45
2016-06-20 02:00:00 | 0.22448 | 0.25846 | 0.26838 | 17.05 | -17.05 | 17.05 | 122.88 | -80.55 | 1000 | 1000 | -17.05 | 17.05 | 17.05 | 6.52 | 17.05
2016-06-20 03:00:00 | 0.24379 | 0.27692 | 0.25636 | 19.99 | -19.99 | 19.99 | 125.82 | -83.49 | 1000 | 1000 | -19.99 | 19.99 | 19.99 | 3.59 | 19.99
2016-06-20 04:00:00 | 0.22126 | 0.25538 | 0.27574 | 28.97 | -28.97 | 28.97 | 134.8 | -92.47 | 1000 | 1000 | -28.97 | 28.97 | 28.97 | 5.25 | 28.97
2016-06-20 05:00:00 | 0.14725 | 0.18462 | 0.32711 | 34.42 | -34.42 | 34.42 | 140.25 | -97.92 | 1000 | 1000 | -34.42 | 34.42 | 34.42 | 10.14 | 34.42
2016-06-20 06:00:00 | 0.089326 | 0.12923 | 0.49677 | 34.94 | -34.94 | 34.94 | 140.77 | -98.44 | 1000 | 1000 | -34.94 | 34.94 | 34.94 | 47.33 | 34.94
2016-06-20 07:00:00 | 0.089326 | 0.12923 | 0.66071 | 29.44 | -29.44 | 29.44 | 135.27 | -92.94 | 1000 | 1000 | -29.44 | 29.44 | 29.44 | 54.01 | 29.44
2016-06-20 08:00:00 | 0.089326 | 0.12923 | 0.77487 | 26.84 | -26.84 | 26.84 | 132.67 | -90.34 | 1000 | 1000 | -26.84 | 26.84 | 26.84 | 57.8 | 26.84
2016-06-20 09:00:00 | 0.089326 | 0.12923 | 0.82093 | 26.95 | -26.95 | 26.95 | 132.78 | -90.45 | 1000 | 1000 | -26.95 | 26.95 | 26.95 | 56.19 | 26.95
2016-06-20 10:00:00 | 0.089326 | 0.12923 | 0.80488 | 25.51 | -25.51 | 25.51 | 131.34 | -89.01 | 1000 | 1000 | -25.51 | 25.51 | 25.51 | 60 | 25.51
2016-06-20 11:00:00 | 0.089326 | 0.12923 | 0.82247 | 25.24 | -25.24 | 25.24 | 131.07 | -88.74 | 1000 | 1000 | -25.24 | 25.24 | 25.24 | 64.63 | 25.24
2016-06-20 12:00:00 | 0.089326 | 0.12923 | 0.87793 | 25.44 | -25.44 | 25.44 | 131.27 | -88.94 | 1000 | 1000 | -25.44 | 25.44 | 25.44 | 65.27 | 25.44
2016-06-20 13:00:00 | 0.089326 | 0.12923 | 0.83028 | 25.49 | -25.49 | 25.49 | 131.32 | -88.99 | 1000 | 1000 | -25.49 | 25.49 | 25.49 | 64.66 | 25.49
2016-06-20 14:00:00 | 0.089326 | 0.12923 | 0.73403 | 25.19 | -25.19 | 25.19 | 131.02 | -88.69 | 1000 | 1000 | -25.19 | 25.19 | 25.19 | 65.05 | 25.19
2016-06-20 15:00:00 | 0.089326 | 0.12923 | 0.68907 | 27.74 | -27.74 | 27.74 | 133.57 | -91.24 | 1000 | 1000 | -27.74 | 27.74 | 27.74 | 61.32 | 27.74
2016-06-20 16:00:00 | 0.089326 | 0.12923 | 0.6725 | 32.97 | -32.97 | 32.97 | 138.8 | -96.47 | 1000 | 1000 | -32.97 | 32.97 | 32.97 | 59.29 | 32.97
2016-06-20 17:00:00 | 0.089326 | 0.12923 | 0.69967 | 34.96 | -34.96 | 34.96 | 140.79 | -98.46 | 1000 | 1000 | -34.96 | 34.96 | 34.96 | 61.23 | 34.96
2016-06-20 18:00:00 | 0.089326 | 0.12923 | 0.75257 | 33.57 | -33.57 | 33.57 | 139.4 | -97.07 | 1000 | 1000 | -33.57 | 33.57 | 33.57 | 63.84 | 33.57
2016-06-20 19:00:00 | 0.089326 | 0.12923 | 0.80864 | 31.76 | -31.76 | 31.76 | 137.59 | -95.26 | 1000 | 1000 | -31.76 | 31.76 | 31.76 | 60.73 | 31.76
2016-06-20 20:00:00 | 0.089326 | 0.12923 | 0.80522 | 30.74 | -30.74 | 30.74 | 136.57 | -94.24 | 1000 | 1000 | -30.74 | 30.74 | 30.74 | 55 | 30.74
2016-06-20 21:00:00 | 0.089326 | 0.12923 | 0.76479 | 25.38 | -25.38 | 25.38 | 131.21 | -88.88 | 1000 | 1000 | -25.38 | 25.38 | 25.38 | 51.67 | 25.38
2016-06-20 22:00:00 | 0.089326 | 0.12923 | 0.70234 | 24.23 | -24.23 | 24.23 | 130.06 | -87.73 | 1000 | 1000 | -24.23 | 24.23 | 24.23 | 53.56 | 24.23
2016-06-20 23:00:00 | 0.089326 | 0.12923 | 0.55862 | 23.37 | -23.37 | 23.37 | 129.2 | -86.87 | 1000 | 1000 | -23.37 | 23.37 | 23.37 | 49.25 | 23.37
2016-06-21 00:00:00 | 0.092544 | 0.13231 | 0.38499 | 22.34 | -22.34 | 22.34 | 128.17 | -85.84 | 1000 | 1000 | -22.34 | 22.34 | 22.34 | 48.39 | 22.34
2016-06-21 01:00:00 | 0.089326 | 0.12923 | 0.29435 | 21.23 | -21.23 | 21.23 | 127.06 | -84.73 | 1000 | 1000 | -21.23 | 21.23 | 21.23 | 45.46 | 21.23
2016-06-21 02:00:00 | 0.089326 | 0.12923 | 0.26838 | 21.89 | -21.89 | 21.89 | 127.72 | -85.39 | 1000 | 1000 | -21.89 | 21.89 | 21.89 | 42.43 | 21.89
2016-06-21 03:00:00 | 0.089326 | 0.12923 | 0.25636 | 23.93 | -23.93 | 23.93 | 129.76 | -87.43 | 1000 | 1000 | -23.93 | 23.93 | 23.93 | 41.03 | 23.93
2016-06-21 04:00:00 | 0.09898 | 0.13846 | 0.27574 | 29.54 | -29.54 | 29.54 | 135.37 | -93.04 | 1000 | 1000 | -29.54 | 29.54 | 29.54 | 39.01 | 29.54
2016-06-21 05:00:00 | 0.089326 | 0.12923 | 0.32711 | 38.73 | -38.73 | 38.73 | 144.56 | -102.23 | 1000 | 1000 | -38.73 | 38.73 | 38.73 | 44.75 | 38.73
2016-06-21 06:00:00 | 0.089326 | 0.12923 | 0.49677 | 40.78 | -40.78 | 40.78 | 146.61 | -104.28 | 1000 | 1000 | -40.78 | 40.78 | 40.78 | 49.15 | 40.78
2016-06-21 07:00:00 | 0.089326 | 0.12923 | 0.66071 | 42.59 | -42.59 | 42.59 | 148.42 | -106.09 | 1000 | 1000 | -42.59 | 42.59 | 42.59 | 58.35 | 42.59
2016-06-21 08:00:00 | 0.089326 | 0.12923 | 0.77487 | 41.79 | -41.79 | 41.79 | 147.62 | -105.29 | 1000 | 1000 | -41.79 | 41.79 | 41.79 | 66.02 | 41.79
2016-06-21 09:00:00 | 0.089326 | 0.12923 | 0.82093 | 43.73 | -43.73 | 43.73 | 149.56 | -107.23 | 1000 | 1000 | -43.73 | 43.73 | 43.73 | 68.52 | 43.73
2016-06-21 10:00:00 | 0.089326 | 0.12923 | 0.80488 | 39.59 | -39.59 | 39.59 | 145.42 | -103.09 | 1000 | 1000 | -39.59 | 39.59 | 39.59 | 69.76 | 39.59
2016-06-21 11:00:00 | 0.089326 | 0.12923 | 0.82247 | 37.64 | -37.64 | 37.64 | 143.47 | -101.14 | 1000 | 1000 | -37.64 | 37.64 | 37.64 | 70.47 | 37.64
2016-06-21 12:00:00 | 0.089326 | 0.12923 | 0.87793 | 35.84 | -35.84 | 35.84 | 141.67 | -99.34 | 1000 | 1000 | -35.84 | 35.84 | 35.84 | 68.57 | 35.84
2016-06-21 13:00:00 | 0.089326 | 0.12923 | 0.83028 | 34.16 | -34.16 | 34.16 | 139.99 | -97.66 | 1000 | 1000 | -34.16 | 34.16 | 34.16 | 66.25 | 34.16
2016-06-21 14:00:00 | 0.089326 | 0.12923 | 0.73403 | 32.45 | -32.45 | 32.45 | 138.28 | -95.95 | 1000 | 1000 | -32.45 | 32.45 | 32.45 | 63.19 | 32.45
2016-06-21 15:00:00 | 0.089326 | 0.12923 | 0.68907 | 33.05 | -33.05 | 33.05 | 138.88 | -96.55 | 1000 | 1000 | -33.05 | 33.05 | 33.05 | 58.48 | 33.05
2016-06-21 16:00:00 | 0.089326 | 0.12923 | 0.6725 | 34.94 | -34.94 | 34.94 | 140.77 | -98.44 | 1000 | 1000 | -34.94 | 34.94 | 34.94 | 57.76 | 34.94
2016-06-21 17:00:00 | 0.089326 | 0.12923 | 0.69967 | 35.91 | -35.91 | 35.91 | 141.74 | -99.41 | 1000 | 1000 | -35.91 | 35.91 | 35.91 | 57.87 | 35.91
2016-06-21 18:00:00 | 0.089326 | 0.12923 | 0.75257 | 37.44 | -37.44 | 37.44 | 143.27 | -100.94 | 1000 | 1000 | -37.44 | 37.44 | 37.44 | 57.93 | 37.44
2016-06-21 19:00:00 | 0.089326 | 0.12923 | 0.80864 | 34.98 | -34.98 | 34.98 | 140.81 | -98.48 | 1000 | 1000 | -34.98 | 34.98 | 34.98 | 58.19 | 34.98
2016-06-21 20:00:00 | 0.089326 | 0.12923 | 0.80522 | 33.93 | -33.93 | 33.93 | 139.76 | -97.43 | 1000 | 1000 | -33.93 | 33.93 | 33.93 | 56.68 | 33.93
2016-06-21 21:00:00 | 0.089326 | 0.12923 | 0.76479 | 30 | -30 | 30 | 135.83 | -93.5 | 1000 | 1000 | -30 | 30 | 30 | 56.17 | 30
2016-06-21 22:00:00 | 0.089326 | 0.12923 | 0.70234 | 28.06 | -28.06 | 28.06 | 133.89 | -91.56 | 1000 | 1000 | -28.06 | 28.06 | 28.06 | 52.61 | 28.06
2016-06-21 23:00:00 | 0.089326 | 0.12923 | 0.55862 | 24.95 | -24.95 | 24.95 | 130.78 | -88.45 | 1000 | 1000 | -24.95 | 24.95 | 24.95 | 49.86 | 24.95
2016-06-22 00:00:00 | 0.09898 | 0.13846 | 0.38499 | 23.95 | -23.95 | 23.95 | 129.78 | -87.45 | 1000 | 1000 | -23.95 | 23.95 | 23.95 | 46.91 | 23.95
2016-06-22 01:00:00 | 0.10863 | 0.14769 | 0.29435 | 23.14 | -23.14 | 23.14 | 128.97 | -86.64 | 1000 | 1000 | -23.14 | 23.14 | 23.14 | 43.03 | 23.14
2016-06-22 02:00:00 | 0.11507 | 0.15385 | 0.26838 | 22.97 | -22.97 | 22.97 | 128.8 | -86.47 | 1000 | 1000 | -22.97 | 22.97 | 22.97 | 41.09 | 22.97
2016-06-22 03:00:00 | 0.09898 | 0.13846 | 0.25636 | 24.06 | -24.06 | 24.06 | 129.89 | -87.56 | 1000 | 1000 | -24.06 | 24.06 | 24.06 | 37.68 | 24.06
2016-06-22 04:00:00 | 0.1022 | 0.14154 | 0.27574 | 29.98 | -29.98 | 29.98 | 135.81 | -93.48 | 1000 | 1000 | -29.98 | 29.98 | 29.98 | 39 | 29.98
2016-06-22 05:00:00 | 0.089326 | 0.12923 | 0.32711 | 40 | -40 | 40 | 145.83 | -103.5 | 1000 | 1000 | -40 | 40 | 40 | 45 | 40
2016-06-22 06:00:00 | 0.089326 | 0.12923 | 0.49677 | 42 | -42 | 42 | 147.83 | -105.5 | 1000 | 1000 | -42 | 42 | 42 | 49.23 | 42
2016-06-22 07:00:00 | 0.089326 | 0.12923 | 0.66071 | 40 | -40 | 40 | 145.83 | -103.5 | 1000 | 1000 | -40 | 40 | 40 | 56.44 | 40
2016-06-22 08:00:00 | 0.089326 | 0.12923 | 0.77487 | 37.27 | -37.27 | 37.27 | 143.1 | -100.77 | 1000 | 1000 | -37.27 | 37.27 | 37.27 | 60.15 | 37.27
2016-06-22 09:00:00 | 0.089326 | 0.12923 | 0.82093 | 36.62 | -36.62 | 36.62 | 142.45 | -100.12 | 1000 | 1000 | -36.62 | 36.62 | 36.62 | 60.62 | 36.62
2016-06-22 10:00:00 | 0.089326 | 0.12923 | 0.80488 | 33.6 | -33.6 | 33.6 | 139.43 | -97.1 | 1000 | 1000 | -33.6 | 33.6 | 33.6 | 63.35 | 33.6
2016-06-22 11:00:00 | 0.089326 | 0.12923 | 0.82247 | 30.29 | -30.29 | 30.29 | 136.12 | -93.79 | 1000 | 1000 | -30.29 | 30.29 | 30.29 | 65.97 | 30.29
2016-06-22 12:00:00 | 0.089326 | 0.12923 | 0.87793 | 28.94 | -28.94 | 28.94 | 134.77 | -92.44 | 1000 | 1000 | -28.94 | 28.94 | 28.94 | 64.6 | 28.94
2016-06-22 13:00:00 | 0.089326 | 0.12923 | 0.83028 | 28.93 | -28.93 | 28.93 | 134.76 | -92.43 | 1000 | 1000 | -28.93 | 28.93 | 28.93 | 64.53 | 28.93
2016-06-22 14:00:00 | 0.089326 | 0.12923 | 0.73403 | 30.31 | -30.31 | 30.31 | 136.14 | -93.81 | 1000 | 1000 | -30.31 | 30.31 | 30.31 | 62.13 | 30.31
2016-06-22 15:00:00 | 0.089326 | 0.12923 | 0.68907 | 33.7 | -33.7 | 33.7 | 139.53 | -97.2 | 1000 | 1000 | -33.7 | 33.7 | 33.7 | 59.68 | 33.7
2016-06-22 16:00:00 | 0.089326 | 0.12923 | 0.6725 | 38.12 | -38.12 | 38.12 | 143.95 | -101.62 | 1000 | 1000 | -38.12 | 38.12 | 38.12 | 58.23 | 38.12
2016-06-22 17:00:00 | 0.089326 | 0.12923 | 0.69967 | 39.8 | -39.8 | 39.8 | 145.63 | -103.3 | 1000 | 1000 | -39.8 | 39.8 | 39.8 | 59.76 | 39.8
2016-06-22 18:00:00 | 0.089326 | 0.12923 | 0.75257 | 38.3 | -38.3 | 38.3 | 144.13 | -101.8 | 1000 | 1000 | -38.3 | 38.3 | 38.3 | 57.95 | 38.3
2016-06-22 19:00:00 | 0.089326 | 0.12923 | 0.80864 | 37.39 | -37.39 | 37.39 | 143.22 | -100.89 | 1000 | 1000 | -37.39 | 37.39 | 37.39 | 54.03 | 37.39
2016-06-22 20:00:00 | 0.089326 | 0.12923 | 0.80522 | 35.98 | -35.98 | 35.98 | 141.81 | -99.48 | 1000 | 1000 | -35.98 | 35.98 | 35.98 | 52.81 | 35.98
2016-06-22 21:00:00 | 0.089326 | 0.12923 | 0.76479 | 30.35 | -30.35 | 30.35 | 136.18 | -93.85 | 1000 | 1000 | -30.35 | 30.35 | 30.35 | 51.28 | 30.35
2016-06-22 22:00:00 | 0.089326 | 0.12923 | 0.70234 | 28.09 | -28.09 | 28.09 | 133.92 | -91.59 | 1000 | 1000 | -28.09 | 28.09 | 28.09 | 53.04 | 28.09
2016-06-22 23:00:00 | 0.089326 | 0.12923 | 0.55862 | 25.64 | -25.64 | 25.64 | 131.47 | -89.14 | 1000 | 1000 | -25.64 | 25.64 | 25.64 | 48.11 | 25.64
2016-06-23 00:00:00 | 0.089326 | 0.12923 | 0.38499 | 24.38 | -24.38 | 24.38 | 130.21 | -87.88 | 1000 | 1000 | -24.38 | 24.38 | 24.38 | 42 | 24.38
2016-06-23 01:00:00 | 0.089326 | 0.12923 | 0.29435 | 23.3 | -23.3 | 23.3 | 129.13 | -86.8 | 1000 | 1000 | -23.3 | 23.3 | 23.3 | 31.52 | 23.3
2016-06-23 02:00:00 | 0.089326 | 0.12923 | 0.26838 | 23.24 | -23.24 | 23.24 | 129.07 | -86.74 | 1000 | 1000 | -23.24 | 23.24 | 23.24 | 23.57 | 23.24
2016-06-23 03:00:00 | 0.089326 | 0.12923 | 0.25636 | 24.14 | -24.14 | 24.14 | 129.97 | -87.64 | 1000 | 1000 | -24.14 | 24.14 | 24.14 | 20.99 | 24.14
2016-06-23 04:00:00 | 0.089326 | 0.12923 | 0.27574 | 28.16 | -28.16 | 28.16 | 133.99 | -91.66 | 1000 | 1000 | -28.16 | 28.16 | 28.16 | 24.55 | 28.16
2016-06-23 05:00:00 | 0.089326 | 0.12923 | 0.32711 | 35.91 | -35.91 | 35.91 | 141.74 | -99.41 | 1000 | 1000 | -35.91 | 35.91 | 35.91 | 28.89 | 35.91
2016-06-23 06:00:00 | 0.089326 | 0.12923 | 0.49677 | 35.91 | -35.91 | 35.91 | 141.74 | -99.41 | 1000 | 1000 | -35.91 | 35.91 | 35.91 | 41.8 | 35.91
2016-06-23 07:00:00 | 0.089326 | 0.12923 | 0.66071 | 34.97 | -34.97 | 34.97 | 140.8 | -98.47 | 1000 | 1000 | -34.97 | 34.97 | 34.97 | 48.99 | 34.97
2016-06-23 08:00:00 | 0.089326 | 0.12923 | 0.77487 | 29.78 | -29.78 | 29.78 | 135.61 | -93.28 | 1000 | 1000 | -29.78 | 29.78 | 29.78 | 49.9 | 29.78
2016-06-23 09:00:00 | 0.089326 | 0.12923 | 0.82093 | 27.95 | -27.95 | 27.95 | 133.78 | -91.45 | 1000 | 1000 | -27.95 | 27.95 | 27.95 | 50.56 | 27.95
2016-06-23 10:00:00 | 0.089326 | 0.12923 | 0.80488 | 25.62 | -25.62 | 25.62 | 131.45 | -89.12 | 1000 | 1000 | -25.62 | 25.62 | 25.62 | 49.75 | 25.62
2016-06-23 11:00:00 | 0.089326 | 0.12923 | 0.82247 | 25.08 | -25.08 | 25.08 | 130.91 | -88.58 | 1000 | 1000 | -25.08 | 25.08 | 25.08 | 52.48 | 25.08
2016-06-23 12:00:00 | 0.089326 | 0.12923 | 0.87793 | 25.37 | -25.37 | 25.37 | 131.2 | -88.87 | 1000 | 1000 | -25.37 | 25.37 | 25.37 | 51.21 | 25.37
2016-06-23 13:00:00 | 0.089326 | 0.12923 | 0.83028 | 25.71 | -25.71 | 25.71 | 131.54 | -89.21 | 1000 | 1000 | -25.71 | 25.71 | 25.71 | 55.07 | 25.71
2016-06-23 14:00:00 | 0.089326 | 0.12923 | 0.73403 | 27.31 | -27.31 | 27.31 | 133.14 | -90.81 | 1000 | 1000 | -27.31 | 27.31 | 27.31 | 50.37 | 27.31
2016-06-23 15:00:00 | 0.089326 | 0.12923 | 0.68907 | 30.83 | -30.83 | 30.83 | 136.66 | -94.33 | 1000 | 1000 | -30.83 | 30.83 | 30.83 | 49.95 | 30.83
2016-06-23 16:00:00 | 0.089326 | 0.12923 | 0.6725 | 35.92 | -35.92 | 35.92 | 141.75 | -99.42 | 1000 | 1000 | -35.92 | 35.92 | 35.92 | 49.43 | 35.92
2016-06-23 17:00:00 | 0.089326 | 0.12923 | 0.69967 | 40.06 | -40.06 | 40.06 | 145.89 | -103.56 | 1000 | 1000 | -40.06 | 40.06 | 40.06 | 50.51 | 40.06
2016-06-23 18:00:00 | 0.089326 | 0.12923 | 0.75257 | 38.04 | -38.04 | 38.04 | 143.87 | -101.54 | 1000 | 1000 | -38.04 | 38.04 | 38.04 | 52.84 | 38.04
2016-06-23 19:00:00 | 0.089326 | 0.12923 | 0.80864 | 32.72 | -32.72 | 32.72 | 138.55 | -96.22 | 1000 | 1000 | -32.72 | 32.72 | 32.72 | 51.24 | 32.72
2016-06-23 20:00:00 | 0.089326 | 0.12923 | 0.80522 | 30.77 | -30.77 | 30.77 | 136.6 | -94.27 | 1000 | 1000 | -30.77 | 30.77 | 30.77 | 53.6 | 30.77
2016-06-23 21:00:00 | 0.089326 | 0.12923 | 0.76479 | 26.99 | -26.99 | 26.99 | 132.82 | -90.49 | 1000 | 1000 | -26.99 | 26.99 | 26.99 | 53 | 26.99
2016-06-23 22:00:00 | 0.089326 | 0.12923 | 0.70234 | 26.03 | -26.03 | 26.03 | 131.86 | -89.53 | 1000 | 1000 | -26.03 | 26.03 | 26.03 | 56.65 | 26.03
2016-06-23 23:00:00 | 0.089326 | 0.12923 | 0.55862 | 24.56 | -24.56 | 24.56 | 130.39 | -88.06 | 1000 | 1000 | -24.56 | 24.56 | 24.56 | 49.34 | 24.56
2016-06-24 00:00:00 | 0.089326 | 0.12923 | 0.38499 | 24.08 | -24.08 | 24.08 | 129.91 | -87.58 | 1000 | 1000 | -24.08 | 24.08 | 24.08 | 44.04 | 24.08
2016-06-24 01:00:00 | 0.089326 | 0.12923 | 0.29435 | 23.36 | -23.36 | 23.36 | 129.19 | -86.86 | 1000 | 1000 | -23.36 | 23.36 | 23.36 | 40.03 | 23.36
2016-06-24 02:00:00 | 0.089326 | 0.12923 | 0.26838 | 23.91 | -23.91 | 23.91 | 129.74 | -87.41 | 1000 | 1000 | -23.91 | 23.91 | 23.91 | 36 | 23.91
2016-06-24 03:00:00 | 0.089326 | 0.12923 | 0.25636 | 26.43 | -26.43 | 26.43 | 132.26 | -89.93 | 1000 | 1000 | -26.43 | 26.43 | 26.43 | 29.98 | 26.43
2016-06-24 04:00:00 | 0.089326 | 0.12923 | 0.27574 | 31.86 | -31.86 | 31.86 | 137.69 | -95.36 | 1000 | 1000 | -31.86 | 31.86 | 31.86 | 26.62 | 31.86
2016-06-24 05:00:00 | 0.089326 | 0.12923 | 0.32711 | 37.03 | -37.03 | 37.03 | 142.86 | -100.53 | 1000 | 1000 | -37.03 | 37.03 | 37.03 | 37.21 | 37.03
2016-06-24 06:00:00 | 0.089326 | 0.12923 | 0.49677 | 38.84 | -38.84 | 38.84 | 144.67 | -102.34 | 1000 | 1000 | -38.84 | 38.84 | 38.84 | 44.94 | 38.84
2016-06-24 07:00:00 | 0.089326 | 0.12923 | 0.66071 | 34.46 | -34.46 | 34.46 | 140.29 | -97.96 | 1000 | 1000 | -34.46 | 34.46 | 34.46 | 57.64 | 34.46
2016-06-24 08:00:00 | 0.089326 | 0.12923 | 0.77487 | 31.96 | -31.96 | 31.96 | 137.79 | -95.46 | 1000 | 1000 | -31.96 | 31.96 | 31.96 | 61.62 | 31.96
2016-06-24 09:00:00 | 0.089326 | 0.12923 | 0.82093 | 30.01 | -30.01 | 30.01 | 135.84 | -93.51 | 1000 | 1000 | -30.01 | 30.01 | 30.01 | 61.19 | 30.01
2016-06-24 10:00:00 | 0.089326 | 0.12923 | 0.80488 | 29.93 | -29.93 | 29.93 | 135.76 | -93.43 | 1000 | 1000 | -29.93 | 29.93 | 29.93 | 62.93 | 29.93
2016-06-24 11:00:00 | 0.089326 | 0.12923 | 0.82247 | 28.27 | -28.27 | 28.27 | 134.1 | -91.77 | 1000 | 1000 | -28.27 | 28.27 | 28.27 | 63.42 | 28.27
2016-06-24 12:00:00 | 0.089326 | 0.12923 | 0.87793 | 28.66 | -28.66 | 28.66 | 134.49 | -92.16 | 1000 | 1000 | -28.66 | 28.66 | 28.66 | 62.84 | 28.66
2016-06-24 13:00:00 | 0.089326 | 0.12923 | 0.83028 | 28.38 | -28.38 | 28.38 | 134.21 | -91.88 | 1000 | 1000 | -28.38 | 28.38 | 28.38 | 57.52 | 28.38
2016-06-24 14:00:00 | 0.089326 | 0.12923 | 0.73403 | 29.63 | -29.63 | 29.63 | 135.46 | -93.13 | 1000 | 1000 | -29.63 | 29.63 | 29.63 | 52.6 | 29.63
2016-06-24 15:00:00 | 0.089326 | 0.12923 | 0.68907 | 31.65 | -31.65 | 31.65 | 137.48 | -95.15 | 1000 | 1000 | -31.65 | 31.65 | 31.65 | 49.2 | 31.65
2016-06-24 16:00:00 | 0.089326 | 0.12923 | 0.6725 | 34.98 | -34.98 | 34.98 | 140.81 | -98.48 | 1000 | 1000 | -34.98 | 34.98 | 34.98 | 47.44 | 34.98
2016-06-24 17:00:00 | 0.089326 | 0.12923 | 0.69967 | 35.53 | -35.53 | 35.53 | 141.36 | -99.03 | 1000 | 1000 | -35.53 | 35.53 | 35.53 | 48.48 | 35.53
2016-06-24 18:00:00 | 0.089326 | 0.12923 | 0.75257 | 34.95 | -34.95 | 34.95 | 140.78 | -98.45 | 1000 | 1000 | -34.95 | 34.95 | 34.95 | 52.56 | 34.95
2016-06-24 19:00:00 | 0.089326 | 0.12923 | 0.80864 | 33.28 | -33.28 | 33.28 | 139.11 | -96.78 | 1000 | 1000 | -33.28 | 33.28 | 33.28 | 55.3 | 33.28
2016-06-24 20:00:00 | 0.089326 | 0.12923 | 0.80522 | 34.12 | -34.12 | 34.12 | 139.95 | -97.62 | 1000 | 1000 | -34.12 | 34.12 | 34.12 | 54.63 | 34.12
2016-06-24 21:00:00 | 0.089326 | 0.12923 | 0.76479 | 32.04 | -32.04 | 32.04 | 137.87 | -95.54 | 1000 | 1000 | -32.04 | 32.04 | 32.04 | 52.02 | 32.04
2016-06-24 22:00:00 | 0.089326 | 0.12923 | 0.70234 | 30.14 | -30.14 | 30.14 | 135.97 | -93.64 | 1000 | 1000 | -30.14 | 30.14 | 30.14 | 56.62 | 30.14
2016-06-24 23:00:00 | 0.089326 | 0.12923 | 0.55862 | 28.97 | -28.97 | 28.97 | 134.8 | -92.47 | 1000 | 1000 | -28.97 | 28.97 | 28.97 | 53.02 | 28.97
2016-06-25 00:00:00 | 0.089326 | 0.12923 | 0.43448 | 26.64 | -26.64 | 26.64 | 132.47 | -90.14 | 1000 | 1000 | -26.64 | 26.64 | 26.64 | 46.73 | 26.64
2016-06-25 01:00:00 | 0.089326 | 0.12923 | 0.35271 | 24.28 | -24.28 | 24.28 | 130.11 | -87.78 | 1000 | 1000 | -24.28 | 24.28 | 24.28 | 42.55 | 24.28
2016-06-25 02:00:00 | 0.089326 | 0.12923 | 0.29453 | 23.35 | -23.35 | 23.35 | 129.18 | -86.85 | 1000 | 1000 | -23.35 | 23.35 | 23.35 | 40.95 | 23.35
2016-06-25 03:00:00 | 0.089326 | 0.12923 | 0.28312 | 23 | -23 | 23 | 128.83 | -86.5 | 1000 | 1000 | -23 | 23 | 23 | 33.88 | 23
2016-06-25 04:00:00 | 0.089326 | 0.12923 | 0.28766 | 24 | -24 | 24 | 129.83 | -87.5 | 1000 | 1000 | -24 | 24 | 24 | 25.05 | 24
2016-06-25 05:00:00 | 0.089326 | 0.12923 | 0.29561 | 26.93 | -26.93 | 26.93 | 132.76 | -90.43 | 1000 | 1000 | -26.93 | 26.93 | 26.93 | 23.59 | 26.93
2016-06-25 06:00:00 | 0.089326 | 0.12923 | 0.35179 | 30.25 | -30.25 | 30.25 | 136.08 | -93.75 | 1000 | 1000 | -30.25 | 30.25 | 30.25 | 29.84 | 30.25
2016-06-25 07:00:00 | 0.089326 | 0.12923 | 0.5156 | 32.96 | -32.96 | 32.96 | 138.79 | -96.46 | 1000 | 1000 | -32.96 | 32.96 | 32.96 | 37.48 | 32.96
2016-06-25 08:00:00 | 0.089326 | 0.12923 | 0.71509 | 33.86 | -33.86 | 33.86 | 139.69 | -97.36 | 1000 | 1000 | -33.86 | 33.86 | 33.86 | 47 | 33.86
2016-06-25 09:00:00 | 0.089326 | 0.12923 | 0.84809 | 32.95 | -32.95 | 32.95 | 138.78 | -96.45 | 1000 | 1000 | -32.95 | 32.95 | 32.95 | 50.69 | 32.95
2016-06-25 10:00:00 | 0.089326 | 0.12923 | 0.89163 | 30.06 | -30.06 | 30.06 | 135.89 | -93.56 | 1000 | 1000 | -30.06 | 30.06 | 30.06 | 53.2 | 30.06
2016-06-25 11:00:00 | 0.089326 | 0.12923 | 0.92322 | 27.81 | -27.81 | 27.81 | 133.64 | -91.31 | 1000 | 1000 | -27.81 | 27.81 | 27.81 | 54.67 | 27.81
2016-06-25 12:00:00 | 0.089326 | 0.12923 | 0.96569 | 25.08 | -25.08 | 25.08 | 130.91 | -88.58 | 1000 | 1000 | -25.08 | 25.08 | 25.08 | 55.6 | 25.08
2016-06-25 13:00:00 | 0.089326 | 0.12923 | 0.9165 | 24.43 | -24.43 | 24.43 | 130.26 | -87.93 | 1000 | 1000 | -24.43 | 24.43 | 24.43 | 53.19 | 24.43
2016-06-25 14:00:00 | 0.089326 | 0.12923 | 0.79457 | 24.43 | -24.43 | 24.43 | 130.26 | -87.93 | 1000 | 1000 | -24.43 | 24.43 | 24.43 | 50.37 | 24.43
2016-06-25 15:00:00 | 0.089326 | 0.12923 | 0.72708 | 27.31 | -27.31 | 27.31 | 133.14 | -90.81 | 1000 | 1000 | -27.31 | 27.31 | 27.31 | 49.76 | 27.31
2016-06-25 16:00:00 | 0.089326 | 0.12923 | 0.70007 | 29.42 | -29.42 | 29.42 | 135.25 | -92.92 | 1000 | 1000 | -29.42 | 29.42 | 29.42 | 49.01 | 29.42
2016-06-25 17:00:00 | 0.089326 | 0.12923 | 0.71577 | 30.53 | -30.53 | 30.53 | 136.36 | -94.03 | 1000 | 1000 | -30.53 | 30.53 | 30.53 | 50.54 | 30.53
2016-06-25 18:00:00 | 0.089326 | 0.12923 | 0.79423 | 29.8 | -29.8 | 29.8 | 135.63 | -93.3 | 1000 | 1000 | -29.8 | 29.8 | 29.8 | 55.29 | 29.8
2016-06-25 19:00:00 | 0.089326 | 0.12923 | 0.85492 | 28.81 | -28.81 | 28.81 | 134.64 | -92.31 | 1000 | 1000 | -28.81 | 28.81 | 28.81 | 54.44 | 28.81
2016-06-25 20:00:00 | 0.089326 | 0.12923 | 0.82777 | 29.61 | -29.61 | 29.61 | 135.44 | -93.11 | 1000 | 1000 | -29.61 | 29.61 | 29.61 | 49.85 | 29.61
2016-06-25 21:00:00 | 0.089326 | 0.12923 | 0.74686 | 27.02 | -27.02 | 27.02 | 132.85 | -90.52 | 1000 | 1000 | -27.02 | 27.02 | 27.02 | 49.91 | 27.02
2016-06-25 22:00:00 | 0.089326 | 0.12923 | 0.71732 | 17.29 | -17.29 | 17.29 | 123.12 | -80.79 | 1000 | 1000 | -17.29 | 17.29 | 17.29 | 56.4 | 17.29
2016-06-25 23:00:00 | 0.089326 | 0.12923 | 0.60822 | 12.78 | -12.78 | 12.78 | 118.61 | -76.28 | 1000 | 1000 | -12.78 | 12.78 | 12.78 | 49.52 | 12.78
2016-06-26 00:00:00 | 0.089326 | 0.12923 | 0.45214 | 14.25 | -14.25 | 14.25 | 120.08 | -77.75 | 1000 | 1000 | -14.25 | 14.25 | 14.25 | 43.18 | 14.25
2016-06-26 01:00:00 | 0.089326 | 0.12923 | 0.34401 | 13.35 | -13.35 | 13.35 | 119.18 | -76.85 | 1000 | 1000 | -13.35 | 13.35 | 13.35 | 41.14 | 13.35
2016-06-26 02:00:00 | 0.089326 | 0.12923 | 0.28601 | 13.08 | -13.08 | 13.08 | 118.91 | -76.58 | 1000 | 1000 | -13.08 | 13.08 | 13.08 | 25.37 | 13.08
2016-06-26 03:00:00 | 0.089326 | 0.12923 | 0.26624 | 12.43 | -12.43 | 12.43 | 118.26 | -75.93 | 1000 | 1000 | -12.43 | 12.43 | 12.43 | 23.22 | 12.43
2016-06-26 04:00:00 | 0.089326 | 0.12923 | 0.26199 | 11.53 | -11.53 | 11.53 | 117.36 | -75.03 | 1000 | 1000 | -11.53 | 11.53 | 11.53 | 21.59 | 11.53
2016-06-26 05:00:00 | 0.089326 | 0.12923 | 0.25637 | 12.63 | -12.63 | 12.63 | 118.46 | -76.13 | 1000 | 1000 | -12.63 | 12.63 | 12.63 | 19.92 | 12.63
2016-06-26 06:00:00 | 0.089326 | 0.12923 | 0.26819 | 13.46 | -13.46 | 13.46 | 119.29 | -76.96 | 1000 | 1000 | -13.46 | 13.46 | 13.46 | 23.21 | 13.46
2016-06-26 07:00:00 | 0.089326 | 0.12923 | 0.35225 | 13.51 | -13.51 | 13.51 | 119.34 | -77.01 | 1000 | 1000 | -13.51 | 13.51 | 13.51 | 33.43 | 13.51
2016-06-26 08:00:00 | 0.089326 | 0.12923 | 0.53724 | 9.79 | -9.79 | 9.79 | 115.62 | -73.29 | 1000 | 1000 | -9.79 | 9.79 | 9.79 | 40.45 | 9.79
2016-06-26 09:00:00 | 0.089326 | 0.12923 | 0.74695 | 12.86 | -12.86 | 12.86 | 118.69 | -76.36 | 1000 | 1000 | -12.86 | 12.86 | 12.86 | 43.36 | 12.86
2016-06-26 10:00:00 | 0.089326 | 0.12923 | 0.86788 | 12.08 | -12.08 | 12.08 | 117.91 | -75.58 | 1000 | 1000 | -12.08 | 12.08 | 12.08 | 50.84 | 12.08
2016-06-26 11:00:00 | 0.089326 | 0.12923 | 0.95599 | 9.29 | -9.29 | 9.29 | 115.12 | -72.79 | 1000 | 1000 | -9.29 | 9.29 | 9.29 | 56.06 | 9.29
2016-06-26 12:00:00 | 0.089326 | 0.12923 | 0.97702 | 8.05 | -8.05 | 8.05 | 113.88 | -71.55 | 1000 | 1000 | -8.05 | 8.05 | 8.05 | 55.78 | 8.05
2016-06-26 13:00:00 | 0.089326 | 0.12923 | 0.83282 | 9.19 | -9.19 | 9.19 | 115.02 | -72.69 | 1000 | 1000 | -9.19 | 9.19 | 9.19 | 44.84 | 9.19
2016-06-26 14:00:00 | 0.089326 | 0.12923 | 0.69241 | 11.67 | -11.67 | 11.67 | 117.5 | -75.17 | 1000 | 1000 | -11.67 | 11.67 | 11.67 | 41.99 | 11.67
2016-06-26 15:00:00 | 0.089326 | 0.12923 | 0.59885 | 15.79 | -15.79 | 15.79 | 121.62 | -79.29 | 1000 | 1000 | -15.79 | 15.79 | 15.79 | 41.69 | 15.79
2016-06-26 16:00:00 | 0.089326 | 0.12923 | 0.52621 | 23.76 | -23.76 | 23.76 | 129.59 | -87.26 | 1000 | 1000 | -23.76 | 23.76 | 23.76 | 42.25 | 23.76
2016-06-26 17:00:00 | 0.089326 | 0.12923 | 0.53897 | 26.79 | -26.79 | 26.79 | 132.62 | -90.29 | 1000 | 1000 | -26.79 | 26.79 | 26.79 | 49.16 | 26.79
2016-06-26 18:00:00 | 0.089326 | 0.12923 | 0.62018 | 29.97 | -29.97 | 29.97 | 135.8 | -93.47 | 1000 | 1000 | -29.97 | 29.97 | 29.97 | 54.12 | 29.97
2016-06-26 19:00:00 | 0.089326 | 0.12923 | 0.73239 | 28.46 | -28.46 | 28.46 | 134.29 | -91.96 | 1000 | 1000 | -28.46 | 28.46 | 28.46 | 55.39 | 28.46
2016-06-26 20:00:00 | 0.089326 | 0.12923 | 0.76848 | 31.91 | -31.91 | 31.91 | 137.74 | -95.41 | 1000 | 1000 | -31.91 | 31.91 | 31.91 | 55.1 | 31.91
2016-06-26 21:00:00 | 0.089326 | 0.12923 | 0.7291 | 28.12 | -28.12 | 28.12 | 133.95 | -91.62 | 1000 | 1000 | -28.12 | 28.12 | 28.12 | 54.19 | 28.12
2016-06-26 22:00:00 | 0.13438 | 0.17231 | 0.67717 | 24.1 | -24.1 | 24.1 | 129.93 | -87.6 | 1000 | 1000 | -24.1 | 24.1 | 24.1 | 62 | 24.1
2016-06-26 23:00:00 | 0.10863 | 0.14769 | 0.53066 | 20.99 | -20.99 | 20.99 | 126.82 | -84.49 | 1000 | 1000 | -20.99 | 20.99 | 20.99 | 54.17 | 20.99
2016-06-27 00:00:00 | 0.1376 | 0.17538 | 0.38499 | 19.04 | -19.04 | 19.04 | 124.87 | -82.54 | 1000 | 1000 | -19.04 | 19.04 | 19.04 | 46.2 | 19.04
2016-06-27 01:00:00 | 0.16012 | 0.19692 | 0.29435 | 16.29 | -16.29 | 16.29 | 122.12 | -79.79 | 1000 | 1000 | -16.29 | 16.29 | 16.29 | 43.05 | 16.29
2016-06-27 02:00:00 | 0.18265 | 0.21846 | 0.26838 | 16.12 | -16.12 | 16.12 | 121.95 | -79.62 | 1000 | 1000 | -16.12 | 16.12 | 16.12 | 41.41 | 16.12
2016-06-27 03:00:00 | 0.17621 | 0.21231 | 0.25636 | 19.02 | -19.02 | 19.02 | 124.85 | -82.52 | 1000 | 1000 | -19.02 | 19.02 | 19.02 | 39.57 | 19.02
2016-06-27 04:00:00 | 0.14403 | 0.18154 | 0.27574 | 27.75 | -27.75 | 27.75 | 133.58 | -91.25 | 1000 | 1000 | -27.75 | 27.75 | 27.75 | 39.66 | 27.75
2016-06-27 05:00:00 | 0.092544 | 0.13231 | 0.32711 | 33.07 | -33.07 | 33.07 | 138.9 | -96.57 | 1000 | 1000 | -33.07 | 33.07 | 33.07 | 42.25 | 33.07
2016-06-27 06:00:00 | 0.089326 | 0.12923 | 0.49677 | 34.26 | -34.26 | 34.26 | 140.09 | -97.76 | 1000 | 1000 | -34.26 | 34.26 | 34.26 | 47.81 | 34.26
2016-06-27 07:00:00 | 0.089326 | 0.12923 | 0.66071 | 31.02 | -31.02 | 31.02 | 136.85 | -94.52 | 1000 | 1000 | -31.02 | 31.02 | 31.02 | 57.16 | 31.02
2016-06-27 08:00:00 | 0.089326 | 0.12923 | 0.77487 | 26.57 | -26.57 | 26.57 | 132.4 | -90.07 | 1000 | 1000 | -26.57 | 26.57 | 26.57 | 57.1 | 26.57
2016-06-27 09:00:00 | 0.089326 | 0.12923 | 0.82093 | 26.29 | -26.29 | 26.29 | 132.12 | -89.79 | 1000 | 1000 | -26.29 | 26.29 | 26.29 | 59.05 | 26.29
2016-06-27 10:00:00 | 0.089326 | 0.12923 | 0.80488 | 24.82 | -24.82 | 24.82 | 130.65 | -88.32 | 1000 | 1000 | -24.82 | 24.82 | 24.82 | 61.63 | 24.82
2016-06-27 11:00:00 | 0.089326 | 0.12923 | 0.82247 | 25.38 | -25.38 | 25.38 | 131.21 | -88.88 | 1000 | 1000 | -25.38 | 25.38 | 25.38 | 63.9 | 25.38
2016-06-27 12:00:00 | 0.089326 | 0.12923 | 0.87793 | 24.87 | -24.87 | 24.87 | 130.7 | -88.37 | 1000 | 1000 | -24.87 | 24.87 | 24.87 | 62.51 | 24.87
2016-06-27 13:00:00 | 0.089326 | 0.12923 | 0.83028 | 25.95 | -25.95 | 25.95 | 131.78 | -89.45 | 1000 | 1000 | -25.95 | 25.95 | 25.95 | 62.96 | 25.95
2016-06-27 14:00:00 | 0.089326 | 0.12923 | 0.73403 | 25.92 | -25.92 | 25.92 | 131.75 | -89.42 | 1000 | 1000 | -25.92 | 25.92 | 25.92 | 63.99 | 25.92
2016-06-27 15:00:00 | 0.089326 | 0.12923 | 0.68907 | 28.08 | -28.08 | 28.08 | 133.91 | -91.58 | 1000 | 1000 | -28.08 | 28.08 | 28.08 | 61.59 | 28.08
2016-06-27 16:00:00 | 0.089326 | 0.12923 | 0.6725 | 34.98 | -34.98 | 34.98 | 140.81 | -98.48 | 1000 | 1000 | -34.98 | 34.98 | 34.98 | 61.94 | 34.98
2016-06-27 17:00:00 | 0.089326 | 0.12923 | 0.69967 | 39.05 | -39.05 | 39.05 | 144.88 | -102.55 | 1000 | 1000 | -39.05 | 39.05 | 39.05 | 61.67 | 39.05
2016-06-27 18:00:00 | 0.089326 | 0.12923 | 0.75257 | 38.31 | -38.31 | 38.31 | 144.14 | -101.81 | 1000 | 1000 | -38.31 | 38.31 | 38.31 | 62.17 | 38.31
2016-06-27 19:00:00 | 0.089326 | 0.12923 | 0.80864 | 36.52 | -36.52 | 36.52 | 142.35 | -100.02 | 1000 | 1000 | -36.52 | 36.52 | 36.52 | 62.24 | 36.52
2016-06-27 20:00:00 | 0.089326 | 0.12923 | 0.80522 | 36.4 | -36.4 | 36.4 | 142.23 | -99.9 | 1000 | 1000 | -36.4 | 36.4 | 36.4 | 57.13 | 36.4
2016-06-27 21:00:00 | 0.089326 | 0.12923 | 0.76479 | 31.69 | -31.69 | 31.69 | 137.52 | -95.19 | 1000 | 1000 | -31.69 | 31.69 | 31.69 | 53.02 | 31.69
2016-06-27 22:00:00 | 0.089326 | 0.12923 | 0.70234 | 26.84 | -26.84 | 26.84 | 132.67 | -90.34 | 1000 | 1000 | -26.84 | 26.84 | 26.84 | 53.02 | 26.84
2016-06-27 23:00:00 | 0.089326 | 0.12923 | 0.55862 | 24.4 | -24.4 | 24.4 | 130.23 | -87.9 | 1000 | 1000 | -24.4 | 24.4 | 24.4 | 45.1 | 24.4
2016-06-28 00:00:00 | 0.089326 | 0.12923 | 0.38499 | 24.09 | -24.09 | 24.09 | 129.92 | -87.59 | 1000 | 1000 | -24.09 | 24.09 | 24.09 | 40.28 | 24.09
2016-06-28 01:00:00 | 0.089326 | 0.12923 | 0.29435 | 23.13 | -23.13 | 23.13 | 128.96 | -86.63 | 1000 | 1000 | -23.13 | 23.13 | 23.13 | 36.76 | 23.13
2016-06-28 02:00:00 | 0.089326 | 0.12923 | 0.26838 | 22.76 | -22.76 | 22.76 | 128.59 | -86.26 | 1000 | 1000 | -22.76 | 22.76 | 22.76 | 31.81 | 22.76
2016-06-28 03:00:00 | 0.089326 | 0.12923 | 0.25636 | 24.19 | -24.19 | 24.19 | 130.02 | -87.69 | 1000 | 1000 | -24.19 | 24.19 | 24.19 | 29.52 | 24.19
2016-06-28 04:00:00 | 0.089326 | 0.12923 | 0.27574 | 30 | -30 | 30 | 135.83 | -93.5 | 1000 | 1000 | -30 | 30 | 30 | 31.28 | 30
2016-06-28 05:00:00 | 0.089326 | 0.12923 | 0.32711 | 40.08 | -40.08 | 40.08 | 145.91 | -103.58 | 1000 | 1000 | -40.08 | 40.08 | 40.08 | 40.35 | 40.08
2016-06-28 06:00:00 | 0.089326 | 0.12923 | 0.49677 | 41.91 | -41.91 | 41.91 | 147.74 | -105.41 | 1000 | 1000 | -41.91 | 41.91 | 41.91 | 46.96 | 41.91
2016-06-28 07:00:00 | 0.11185 | 0.15077 | 0.66071 | 41.98 | -41.98 | 41.98 | 147.81 | -105.48 | 1000 | 1000 | -41.98 | 41.98 | 41.98 | 56.72 | 41.98
2016-06-28 08:00:00 | 0.089326 | 0.12923 | 0.77487 | 38.94 | -38.94 | 38.94 | 144.77 | -102.44 | 1000 | 1000 | -38.94 | 38.94 | 38.94 | 60.72 | 38.94
2016-06-28 09:00:00 | 0.089326 | 0.12923 | 0.82093 | 37.88 | -37.88 | 37.88 | 143.71 | -101.38 | 1000 | 1000 | -37.88 | 37.88 | 37.88 | 59.66 | 37.88
2016-06-28 10:00:00 | 0.13116 | 0.16923 | 0.80488 | 35.36 | -35.36 | 35.36 | 141.19 | -98.86 | 1000 | 1000 | -35.36 | 35.36 | 35.36 | 59.64 | 35.36
2016-06-28 11:00:00 | 0.089326 | 0.12923 | 0.82247 | 34.08 | -34.08 | 34.08 | 139.91 | -97.58 | 1000 | 1000 | -34.08 | 34.08 | 34.08 | 59.07 | 34.08
2016-06-28 12:00:00 | 0.089326 | 0.12923 | 0.87793 | 32.62 | -32.62 | 32.62 | 138.45 | -96.12 | 1000 | 1000 | -32.62 | 32.62 | 32.62 | 55.97 | 32.62
2016-06-28 13:00:00 | 0.089326 | 0.12923 | 0.83028 | 31.37 | -31.37 | 31.37 | 137.2 | -94.87 | 1000 | 1000 | -31.37 | 31.37 | 31.37 | 54.24 | 31.37
2016-06-28 14:00:00 | 0.089326 | 0.12923 | 0.73403 | 30.89 | -30.89 | 30.89 | 136.72 | -94.39 | 1000 | 1000 | -30.89 | 30.89 | 30.89 | 52.94 | 30.89
2016-06-28 15:00:00 | 0.089326 | 0.12923 | 0.68907 | 36.04 | -36.04 | 36.04 | 141.87 | -99.54 | 1000 | 1000 | -36.04 | 36.04 | 36.04 | 55.34 | 36.04
2016-06-28 16:00:00 | 0.089326 | 0.12923 | 0.6725 | 39.85 | -39.85 | 39.85 | 145.68 | -103.35 | 1000 | 1000 | -39.85 | 39.85 | 39.85 | 54.46 | 39.85
2016-06-28 17:00:00 | 0.089326 | 0.12923 | 0.69967 | 41.74 | -41.74 | 41.74 | 147.57 | -105.24 | 1000 | 1000 | -41.74 | 41.74 | 41.74 | 59.71 | 41.74
2016-06-28 18:00:00 | 0.089326 | 0.12923 | 0.75257 | 38.99 | -38.99 | 38.99 | 144.82 | -102.49 | 1000 | 1000 | -38.99 | 38.99 | 38.99 | 59.18 | 38.99
2016-06-28 19:00:00 | 0.089326 | 0.12923 | 0.80864 | 34.56 | -34.56 | 34.56 | 140.39 | -98.06 | 1000 | 1000 | -34.56 | 34.56 | 34.56 | 57.94 | 34.56
2016-06-28 20:00:00 | 0.089326 | 0.12923 | 0.80522 | 33.84 | -33.84 | 33.84 | 139.67 | -97.34 | 1000 | 1000 | -33.84 | 33.84 | 33.84 | 53.27 | 33.84
2016-06-28 21:00:00 | 0.089326 | 0.12923 | 0.76479 | 28.34 | -28.34 | 28.34 | 134.17 | -91.84 | 1000 | 1000 | -28.34 | 28.34 | 28.34 | 52.3 | 28.34
2016-06-28 22:00:00 | 0.095762 | 0.13538 | 0.70234 | 24.03 | -24.03 | 24.03 | 129.86 | -87.53 | 1000 | 1000 | -24.03 | 24.03 | 24.03 | 54.27 | 24.03
2016-06-28 23:00:00 | 0.12151 | 0.16 | 0.55862 | 22.14 | -22.14 | 22.14 | 127.97 | -85.64 | 1000 | 1000 | -22.14 | 22.14 | 22.14 | 47.22 | 22.14
2016-06-29 00:00:00 | 0.12472 | 0.16308 | 0.38499 | 20.64 | -20.64 | 20.64 | 126.47 | -84.14 | 1000 | 1000 | -20.64 | 20.64 | 20.64 | 42.53 | 20.64
2016-06-29 01:00:00 | 0.13438 | 0.17231 | 0.29435 | 19.91 | -19.91 | 19.91 | 125.74 | -83.41 | 1000 | 1000 | -19.91 | 19.91 | 19.91 | 38.48 | 19.91
2016-06-29 02:00:00 | 0.12472 | 0.16308 | 0.26838 | 19.17 | -19.17 | 19.17 | 125 | -82.67 | 1000 | 1000 | -19.17 | 19.17 | 19.17 | 36.88 | 19.17
2016-06-29 03:00:00 | 0.12794 | 0.16615 | 0.25636 | 19.99 | -19.99 | 19.99 | 125.82 | -83.49 | 1000 | 1000 | -19.99 | 19.99 | 19.99 | 35.58 | 19.99
2016-06-29 04:00:00 | 0.12794 | 0.16615 | 0.27574 | 24.58 | -24.58 | 24.58 | 130.41 | -88.08 | 1000 | 1000 | -24.58 | 24.58 | 24.58 | 35.29 | 24.58
2016-06-29 05:00:00 | 0.11185 | 0.15077 | 0.32711 | 32.91 | -32.91 | 32.91 | 138.74 | -96.41 | 1000 | 1000 | -32.91 | 32.91 | 32.91 | 40.1 | 32.91
2016-06-29 06:00:00 | 0.11507 | 0.15385 | 0.49677 | 34.94 | -34.94 | 34.94 | 140.77 | -98.44 | 1000 | 1000 | -34.94 | 34.94 | 34.94 | 46.96 | 34.94
2016-06-29 07:00:00 | 0.089326 | 0.12923 | 0.66071 | 31.82 | -31.82 | 31.82 | 137.65 | -95.32 | 1000 | 1000 | -31.82 | 31.82 | 31.82 | 55 | 31.82
2016-06-29 08:00:00 | 0.089326 | 0.12923 | 0.77487 | 26.05 | -26.05 | 26.05 | 131.88 | -89.55 | 1000 | 1000 | -26.05 | 26.05 | 26.05 | 55.08 | 26.05
2016-06-29 09:00:00 | 0.089326 | 0.12923 | 0.82093 | 24.71 | -24.71 | 24.71 | 130.54 | -88.21 | 1000 | 1000 | -24.71 | 24.71 | 24.71 | 56.18 | 24.71
2016-06-29 10:00:00 | 0.089326 | 0.12923 | 0.80488 | 23.92 | -23.92 | 23.92 | 129.75 | -87.42 | 1000 | 1000 | -23.92 | 23.92 | 23.92 | 59.15 | 23.92
2016-06-29 11:00:00 | 0.089326 | 0.12923 | 0.82247 | 23.6 | -23.6 | 23.6 | 129.43 | -87.1 | 1000 | 1000 | -23.6 | 23.6 | 23.6 | 63.19 | 23.6
2016-06-29 12:00:00 | 0.089326 | 0.12923 | 0.87793 | 23.4 | -23.4 | 23.4 | 129.23 | -86.9 | 1000 | 1000 | -23.4 | 23.4 | 23.4 | 62.92 | 23.4
2016-06-29 13:00:00 | 0.089326 | 0.12923 | 0.83028 | 23.96 | -23.96 | 23.96 | 129.79 | -87.46 | 1000 | 1000 | -23.96 | 23.96 | 23.96 | 63.68 | 23.96
2016-06-29 14:00:00 | 0.089326 | 0.12923 | 0.73403 | 23.71 | -23.71 | 23.71 | 129.54 | -87.21 | 1000 | 1000 | -23.71 | 23.71 | 23.71 | 63.04 | 23.71
2016-06-29 15:00:00 | 0.089326 | 0.12923 | 0.68907 | 26.54 | -26.54 | 26.54 | 132.37 | -90.04 | 1000 | 1000 | -26.54 | 26.54 | 26.54 | 61.25 | 26.54
2016-06-29 16:00:00 | 0.089326 | 0.12923 | 0.6725 | 33.46 | -33.46 | 33.46 | 139.29 | -96.96 | 1000 | 1000 | -33.46 | 33.46 | 33.46 | 57.96 | 33.46
2016-06-29 17:00:00 | 0.089326 | 0.12923 | 0.69967 | 38.99 | -38.99 | 38.99 | 144.82 | -102.49 | 1000 | 1000 | -38.99 | 38.99 | 38.99 | 57.03 | 38.99
2016-06-29 18:00:00 | 0.089326 | 0.12923 | 0.75257 | 37.49 | -37.49 | 37.49 | 143.32 | -100.99 | 1000 | 1000 | -37.49 | 37.49 | 37.49 | 57.25 | 37.49
2016-06-29 19:00:00 | 0.089326 | 0.12923 | 0.80864 | 34.98 | -34.98 | 34.98 | 140.81 | -98.48 | 1000 | 1000 | -34.98 | 34.98 | 34.98 | 53.2 | 34.98
2016-06-29 20:00:00 | 0.089326 | 0.12923 | 0.80522 | 34.94 | -34.94 | 34.94 | 140.77 | -98.44 | 1000 | 1000 | -34.94 | 34.94 | 34.94 | 51.59 | 34.94
2016-06-29 21:00:00 | 0.089326 | 0.12923 | 0.76479 | 29.96 | -29.96 | 29.96 | 135.79 | -93.46 | 1000 | 1000 | -29.96 | 29.96 | 29.96 | 50.48 | 29.96
2016-06-29 22:00:00 | 0.13116 | 0.16923 | 0.70234 | 25.16 | -25.16 | 25.16 | 130.99 | -88.66 | 1000 | 1000 | -25.16 | 25.16 | 25.16 | 54 | 25.16
2016-06-29 23:00:00 | 0.11829 | 0.15692 | 0.55862 | 23.34 | -23.34 | 23.34 | 129.17 | -86.84 | 1000 | 1000 | -23.34 | 23.34 | 23.34 | 50.57 | 23.34
2016-06-30 00:00:00 | 0.11829 | 0.15692 | 0.38499 | 22.08 | -22.08 | 22.08 | 127.91 | -85.58 | 1000 | 1000 | -22.08 | 22.08 | 22.08 | 42.57 | 22.08
2016-06-30 01:00:00 | 0.16977 | 0.20615 | 0.29435 | 20.11 | -20.11 | 20.11 | 125.94 | -83.61 | 1000 | 1000 | -20.11 | 20.11 | 20.11 | 40.2 | 20.11
2016-06-30 02:00:00 | 0.16334 | 0.2 | 0.26838 | 19.82 | -19.82 | 19.82 | 125.65 | -83.32 | 1000 | 1000 | -19.82 | 19.82 | 19.82 | 36.13 | 19.82
2016-06-30 03:00:00 | 0.14081 | 0.17846 | 0.25636 | 21.58 | -21.58 | 21.58 | 127.41 | -85.08 | 1000 | 1000 | -21.58 | 21.58 | 21.58 | 33.1 | 21.58
2016-06-30 04:00:00 | 0.14725 | 0.18462 | 0.27574 | 26.61 | -26.61 | 26.61 | 132.44 | -90.11 | 1000 | 1000 | -26.61 | 26.61 | 26.61 | 35.03 | 26.61
2016-06-30 05:00:00 | 0.089326 | 0.12923 | 0.32711 | 34.94 | -34.94 | 34.94 | 140.77 | -98.44 | 1000 | 1000 | -34.94 | 34.94 | 34.94 | 40.52 | 34.94
2016-06-30 06:00:00 | 0.089326 | 0.12923 | 0.49677 | 39.86 | -39.86 | 39.86 | 145.69 | -103.36 | 1000 | 1000 | -39.86 | 39.86 | 39.86 | 49.51 | 39.86
2016-06-30 07:00:00 | 0.089326 | 0.12923 | 0.66071 | 38.24 | -38.24 | 38.24 | 144.07 | -101.74 | 1000 | 1000 | -38.24 | 38.24 | 38.24 | 57.05 | 38.24
2016-06-30 08:00:00 | 0.089326 | 0.12923 | 0.77487 | 38.49 | -38.49 | 38.49 | 144.32 | -101.99 | 1000 | 1000 | -38.49 | 38.49 | 38.49 | 58.81 | 38.49
2016-06-30 09:00:00 | 0.089326 | 0.12923 | 0.82093 | 36 | -36 | 36 | 141.83 | -99.5 | 1000 | 1000 | -36 | 36 | 36 | 61.27 | 36
2016-06-30 10:00:00 | 0.089326 | 0.12923 | 0.80488 | 30.69 | -30.69 | 30.69 | 136.52 | -94.19 | 1000 | 1000 | -30.69 | 30.69 | 30.69 | 61.19 | 30.69
2016-06-30 11:00:00 | 0.089326 | 0.12923 | 0.82247 | 27.63 | -27.63 | 27.63 | 133.46 | -91.13 | 1000 | 1000 | -27.63 | 27.63 | 27.63 | 62 | 27.63
2016-06-30 12:00:00 | 0.089326 | 0.12923 | 0.87793 | 25.8 | -25.8 | 25.8 | 131.63 | -89.3 | 1000 | 1000 | -25.8 | 25.8 | 25.8 | 58.77 | 25.8
2016-06-30 13:00:00 | 0.089326 | 0.12923 | 0.83028 | 26.17 | -26.17 | 26.17 | 132 | -89.67 | 1000 | 1000 | -26.17 | 26.17 | 26.17 | 58.98 | 26.17
2016-06-30 14:00:00 | 0.089326 | 0.12923 | 0.73403 | 26.28 | -26.28 | 26.28 | 132.11 | -89.78 | 1000 | 1000 | -26.28 | 26.28 | 26.28 | 58.16 | 26.28
2016-06-30 15:00:00 | 0.089326 | 0.12923 | 0.68907 | 29.77 | -29.77 | 29.77 | 135.6 | -93.27 | 1000 | 1000 | -29.77 | 29.77 | 29.77 | 54.62 | 29.77
2016-06-30 16:00:00 | 0.089326 | 0.12923 | 0.6725 | 34.23 | -34.23 | 34.23 | 140.06 | -97.73 | 1000 | 1000 | -34.23 | 34.23 | 34.23 | 51.99 | 34.23
2016-06-30 17:00:00 | 0.089326 | 0.12923 | 0.69967 | 38.28 | -38.28 | 38.28 | 144.11 | -101.78 | 1000 | 1000 | -38.28 | 38.28 | 38.28 | 52.01 | 38.28
2016-06-30 18:00:00 | 0.089326 | 0.12923 | 0.75257 | 34.91 | -34.91 | 34.91 | 140.74 | -98.41 | 1000 | 1000 | -34.91 | 34.91 | 34.91 | 55.06 | 34.91
2016-06-30 19:00:00 | 0.089326 | 0.12923 | 0.80864 | 31.11 | -31.11 | 31.11 | 136.94 | -94.61 | 1000 | 1000 | -31.11 | 31.11 | 31.11 | 55 | 31.11
2016-06-30 20:00:00 | 0.089326 | 0.12923 | 0.80522 | 32.38 | -32.38 | 32.38 | 138.21 | -95.88 | 1000 | 1000 | -32.38 | 32.38 | 32.38 | 52.37 | 32.38
2016-06-30 21:00:00 | 0.089326 | 0.12923 | 0.76479 | 27.72 | -27.72 | 27.72 | 133.55 | -91.22 | 1000 | 1000 | -27.72 | 27.72 | 27.72 | 51.07 | 27.72
2016-06-30 22:00:00 | 0.089326 | 0.12923 | 0.70234 | 29.36 | -29.36 | 29.36 | 135.19 | -92.86 | 1000 | 1000 | -29.36 | 29.36 | 29.36 | 54.96 | 29.36
2016-06-30 23:00:00 | 0.089326 | 0.12923 | 0.55862 | 24.69 | -24.69 | 24.69 | 130.52 | -88.19 | 1000 | 1000 | -24.69 | 24.69 | 24.69 | 48.34 | 24.69
2016-07-01 00:00:00 | 0.089326 | 0.12923 | 0.38499 | 23.42 | -23.42 | 23.42 | 129.25 | -86.92 | 1000 | 1000 | -23.42 | 23.42 | 23.42 | 45.98 | 23.42
2016-07-01 01:00:00 | 0.089326 | 0.12923 | 0.29435 | 21.91 | -21.91 | 21.91 | 127.74 | -85.41 | 1000 | 1000 | -21.91 | 21.91 | 21.91 | 42.91 | 21.91
2016-07-01 02:00:00 | 0.089326 | 0.12923 | 0.26838 | 20.19 | -20.19 | 20.19 | 126.02 | -83.69 | 1000 | 1000 | -20.19 | 20.19 | 20.19 | 38.58 | 20.19
2016-07-01 03:00:00 | 0.089326 | 0.12923 | 0.25636 | 22.44 | -22.44 | 22.44 | 128.27 | -85.94 | 1000 | 1000 | -22.44 | 22.44 | 22.44 | 34.98 | 22.44
2016-07-01 04:00:00 | 0.089326 | 0.12923 | 0.27574 | 26.84 | -26.84 | 26.84 | 132.67 | -90.34 | 1000 | 1000 | -26.84 | 26.84 | 26.84 | 32.18 | 26.84
2016-07-01 05:00:00 | 0.089326 | 0.12923 | 0.32711 | 33.58 | -33.58 | 33.58 | 139.41 | -97.08 | 1000 | 1000 | -33.58 | 33.58 | 33.58 | 40.55 | 33.58
2016-07-01 06:00:00 | 0.089326 | 0.12923 | 0.49677 | 35.78 | -35.78 | 35.78 | 141.61 | -99.28 | 1000 | 1000 | -35.78 | 35.78 | 35.78 | 49.17 | 35.78
2016-07-01 07:00:00 | 0.089326 | 0.12923 | 0.66071 | 29.8 | -29.8 | 29.8 | 135.63 | -93.3 | 1000 | 1000 | -29.8 | 29.8 | 29.8 | 59.12 | 29.8
2016-07-01 08:00:00 | 0.089326 | 0.12923 | 0.77487 | 24 | -24 | 24 | 129.83 | -87.5 | 1000 | 1000 | -24 | 24 | 24 | 60.72 | 24
2016-07-01 09:00:00 | 0.089326 | 0.12923 | 0.82093 | 23.26 | -23.26 | 23.26 | 129.09 | -86.76 | 1000 | 1000 | -23.26 | 23.26 | 23.26 | 60.58 | 23.26
2016-07-01 10:00:00 | 0.089326 | 0.12923 | 0.80488 | 22.56 | -22.56 | 22.56 | 128.39 | -86.06 | 1000 | 1000 | -22.56 | 22.56 | 22.56 | 61.47 | 22.56
2016-07-01 11:00:00 | 0.089326 | 0.12923 | 0.82247 | 22.09 | -22.09 | 22.09 | 127.92 | -85.59 | 1000 | 1000 | -22.09 | 22.09 | 22.09 | 62.07 | 22.09
2016-07-01 12:00:00 | 0.089326 | 0.12923 | 0.87793 | 22.09 | -22.09 | 22.09 | 127.92 | -85.59 | 1000 | 1000 | -22.09 | 22.09 | 22.09 | 61.05 | 22.09
2016-07-01 13:00:00 | 0.089326 | 0.12923 | 0.83028 | 24.22 | -24.22 | 24.22 | 130.05 | -87.72 | 1000 | 1000 | -24.22 | 24.22 | 24.22 | 58.98 | 24.22
2016-07-01 14:00:00 | 0.089326 | 0.12923 | 0.73403 | 27 | -27 | 27 | 132.83 | -90.5 | 1000 | 1000 | -27 | 27 | 27 | 55.07 | 27
2016-07-01 15:00:00 | 0.089326 | 0.12923 | 0.68907 | 28.75 | -28.75 | 28.75 | 134.58 | -92.25 | 1000 | 1000 | -28.75 | 28.75 | 28.75 | 53.02 | 28.75
2016-07-01 16:00:00 | 0.089326 | 0.12923 | 0.6725 | 32.43 | -32.43 | 32.43 | 138.26 | -95.93 | 1000 | 1000 | -32.43 | 32.43 | 32.43 | 49.9 | 32.43
2016-07-01 17:00:00 | 0.089326 | 0.12923 | 0.69967 | 33.95 | -33.95 | 33.95 | 139.78 | -97.45 | 1000 | 1000 | -33.95 | 33.95 | 33.95 | 49.21 | 33.95
2016-07-01 18:00:00 | 0.089326 | 0.12923 | 0.75257 | 32.67 | -32.67 | 32.67 | 138.5 | -96.17 | 1000 | 1000 | -32.67 | 32.67 | 32.67 | 53.04 | 32.67
2016-07-01 19:00:00 | 0.089326 | 0.12923 | 0.80864 | 30.07 | -30.07 | 30.07 | 135.9 | -93.57 | 1000 | 1000 | -30.07 | 30.07 | 30.07 | 50.54 | 30.07
2016-07-01 20:00:00 | 0.089326 | 0.12923 | 0.80522 | 31.91 | -31.91 | 31.91 | 137.74 | -95.41 | 1000 | 1000 | -31.91 | 31.91 | 31.91 | 49.94 | 31.91
2016-07-01 21:00:00 | 0.089326 | 0.12923 | 0.76479 | 27.59 | -27.59 | 27.59 | 133.42 | -91.09 | 1000 | 1000 | -27.59 | 27.59 | 27.59 | 50.45 | 27.59
2016-07-01 22:00:00 | 0.089326 | 0.12923 | 0.70234 | 22.03 | -22.03 | 22.03 | 127.86 | -85.53 | 1000 | 1000 | -22.03 | 22.03 | 22.03 | 53.03 | 22.03
2016-07-01 23:00:00 | 0.089326 | 0.12923 | 0.55862 | 20.38 | -20.38 | 20.38 | 126.21 | -83.88 | 1000 | 1000 | -20.38 | 20.38 | 20.38 | 49.25 | 20.38
2016-07-02 00:00:00 | 0.089326 | 0.12923 | 0.43448 | 19.4 | -19.4 | 19.4 | 125.23 | -82.9 | 1000 | 1000 | -19.4 | 19.4 | 19.4 | 52.91 | 19.4
2016-07-02 01:00:00 | 0.089326 | 0.12923 | 0.35271 | 17.09 | -17.09 | 17.09 | 122.92 | -80.59 | 1000 | 1000 | -17.09 | 17.09 | 17.09 | 47.38 | 17.09
2016-07-02 02:00:00 | 0.089326 | 0.12923 | 0.29453 | 16.79 | -16.79 | 16.79 | 122.62 | -80.29 | 1000 | 1000 | -16.79 | 16.79 | 16.79 | 40.03 | 16.79
2016-07-02 03:00:00 | 0.089326 | 0.12923 | 0.28312 | 16.58 | -16.58 | 16.58 | 122.41 | -80.08 | 1000 | 1000 | -16.58 | 16.58 | 16.58 | 27.14 | 16.58
2016-07-02 04:00:00 | 0.089326 | 0.12923 | 0.28766 | 17.99 | -17.99 | 17.99 | 123.82 | -81.49 | 1000 | 1000 | -17.99 | 17.99 | 17.99 | 25.7 | 17.99
2016-07-02 05:00:00 | 0.089326 | 0.12923 | 0.29561 | 20.05 | -20.05 | 20.05 | 125.88 | -83.55 | 1000 | 1000 | -20.05 | 20.05 | 20.05 | 23.69 | 20.05
2016-07-02 06:00:00 | 0.089326 | 0.12923 | 0.35179 | 21.41 | -21.41 | 21.41 | 127.24 | -84.91 | 1000 | 1000 | -21.41 | 21.41 | 21.41 | 28.02 | 21.41
2016-07-02 07:00:00 | 0.089326 | 0.12923 | 0.5156 | 23.71 | -23.71 | 23.71 | 129.54 | -87.21 | 1000 | 1000 | -23.71 | 23.71 | 23.71 | 44.73 | 23.71
2016-07-02 08:00:00 | 0.089326 | 0.12923 | 0.71509 | 22.04 | -22.04 | 22.04 | 127.87 | -85.54 | 1000 | 1000 | -22.04 | 22.04 | 22.04 | 50.04 | 22.04
2016-07-02 09:00:00 | 0.089326 | 0.12923 | 0.84809 | 22.03 | -22.03 | 22.03 | 127.86 | -85.53 | 1000 | 1000 | -22.03 | 22.03 | 22.03 | 56.07 | 22.03
2016-07-02 10:00:00 | 0.089326 | 0.12923 | 0.89163 | 21.87 | -21.87 | 21.87 | 127.7 | -85.37 | 1000 | 1000 | -21.87 | 21.87 | 21.87 | 60.35 | 21.87
2016-07-02 11:00:00 | 0.089326 | 0.12923 | 0.92322 | 20.86 | -20.86 | 20.86 | 126.69 | -84.36 | 1000 | 1000 | -20.86 | 20.86 | 20.86 | 61.11 | 20.86
2016-07-02 12:00:00 | 0.089326 | 0.12923 | 0.96569 | 19.4 | -19.4 | 19.4 | 125.23 | -82.9 | 1000 | 1000 | -19.4 | 19.4 | 19.4 | 56.09 | 19.4
2016-07-02 13:00:00 | 0.089326 | 0.12923 | 0.9165 | 18.52 | -18.52 | 18.52 | 124.35 | -82.02 | 1000 | 1000 | -18.52 | 18.52 | 18.52 | 43.04 | 18.52
2016-07-02 14:00:00 | 0.089326 | 0.12923 | 0.79457 | 17.95 | -17.95 | 17.95 | 123.78 | -81.45 | 1000 | 1000 | -17.95 | 17.95 | 17.95 | 40.94 | 17.95
2016-07-02 15:00:00 | 0.089326 | 0.12923 | 0.72708 | 19.96 | -19.96 | 19.96 | 125.79 | -83.46 | 1000 | 1000 | -19.96 | 19.96 | 19.96 | 39.07 | 19.96
2016-07-02 16:00:00 | 0.089326 | 0.12923 | 0.70007 | 23.11 | -23.11 | 23.11 | 128.94 | -86.61 | 1000 | 1000 | -23.11 | 23.11 | 23.11 | 39.46 | 23.11
2016-07-02 17:00:00 | 0.089326 | 0.12923 | 0.71577 | 25.33 | -25.33 | 25.33 | 131.16 | -88.83 | 1000 | 1000 | -25.33 | 25.33 | 25.33 | 42.05 | 25.33
2016-07-02 18:00:00 | 0.089326 | 0.12923 | 0.79423 | 25.48 | -25.48 | 25.48 | 131.31 | -88.98 | 1000 | 1000 | -25.48 | 25.48 | 25.48 | 46.99 | 25.48
2016-07-02 19:00:00 | 0.089326 | 0.12923 | 0.85492 | 25.03 | -25.03 | 25.03 | 130.86 | -88.53 | 1000 | 1000 | -25.03 | 25.03 | 25.03 | 45.08 | 25.03
2016-07-02 20:00:00 | 0.10863 | 0.14769 | 0.82777 | 25.97 | -25.97 | 25.97 | 131.8 | -89.47 | 1000 | 1000 | -25.97 | 25.97 | 25.97 | 42.55 | 25.97
2016-07-02 21:00:00 | 0.14081 | 0.17846 | 0.74686 | 22.4 | -22.4 | 22.4 | 128.23 | -85.9 | 1000 | 1000 | -22.4 | 22.4 | 22.4 | 40.69 | 22.4
2016-07-02 22:00:00 | 0.14403 | 0.18154 | 0.71732 | 18.07 | -18.07 | 18.07 | 123.9 | -81.57 | 1000 | 1000 | -18.07 | 18.07 | 18.07 | 46.95 | 18.07
2016-07-02 23:00:00 | 0.16977 | 0.20615 | 0.60822 | 9.32 | -9.32 | 9.32 | 115.15 | -72.82 | 1000 | 1000 | -9.32 | 9.32 | 9.32 | 32.97 | 9.32
2016-07-03 00:00:00 | 0.18265 | 0.21846 | 0.45214 | 7.88 | -7.88 | 7.88 | 113.71 | -71.38 | 1000 | 1000 | -7.88 | 7.88 | 7.88 | 34.37 | 7.88
2016-07-03 01:00:00 | 0.21483 | 0.24923 | 0.34401 | 6.97 | -6.97 | 6.97 | 112.8 | -70.47 | 1000 | 1000 | -6.97 | 6.97 | 6.97 | 21.34 | 6.97
2016-07-03 02:00:00 | 0.21804 | 0.25231 | 0.28601 | 8.82 | -8.82 | 8.82 | 114.65 | -72.32 | 1000 | 1000 | -8.82 | 8.82 | 8.82 | 10.69 | 8.82
2016-07-03 03:00:00 | 0.22126 | 0.25538 | 0.26624 | 7.77 | -7.77 | 7.77 | 113.6 | -71.27 | 1000 | 1000 | -7.77 | 7.77 | 7.77 | 10.11 | 7.77
2016-07-03 04:00:00 | 0.22448 | 0.25846 | 0.26199 | 8.14 | -8.14 | 8.14 | 113.97 | -71.64 | 1000 | 1000 | -8.14 | 8.14 | 8.14 | 9.91 | 8.14
2016-07-03 05:00:00 | 0.17299 | 0.20923 | 0.25637 | 8.82 | -8.82 | 8.82 | 114.65 | -72.32 | 1000 | 1000 | -8.82 | 8.82 | 8.82 | 5.03 | 8.82
2016-07-03 06:00:00 | 0.12472 | 0.16308 | 0.26819 | 12.2 | -12.2 | 12.2 | 118.03 | -75.7 | 1000 | 1000 | -12.2 | 12.2 | 12.2 | 9.9 | 12.2
2016-07-03 07:00:00 | 0.089326 | 0.12923 | 0.35225 | 9.92 | -9.92 | 9.92 | 115.75 | -73.42 | 1000 | 1000 | -9.92 | 9.92 | 9.92 | 10.27 | 9.92
2016-07-03 08:00:00 | 0.089326 | 0.12923 | 0.53724 | 8.92 | -8.92 | 8.92 | 114.75 | -72.42 | 1000 | 1000 | -8.92 | 8.92 | 8.92 | 17.06 | 8.92
2016-07-03 09:00:00 | 0.089326 | 0.12923 | 0.74695 | 8.86 | -8.86 | 8.86 | 114.69 | -72.36 | 1000 | 1000 | -8.86 | 8.86 | 8.86 | 28.04 | 8.86
2016-07-03 10:00:00 | 0.089326 | 0.12923 | 0.86788 | 8.92 | -8.92 | 8.92 | 114.75 | -72.42 | 1000 | 1000 | -8.92 | 8.92 | 8.92 | 40.05 | 8.92
2016-07-03 11:00:00 | 0.089326 | 0.12923 | 0.95599 | 7.09 | -7.09 | 7.09 | 112.92 | -70.59 | 1000 | 1000 | -7.09 | 7.09 | 7.09 | 43.06 | 7.09
2016-07-03 12:00:00 | 0.089326 | 0.12923 | 0.97702 | 6.98 | -6.98 | 6.98 | 112.81 | -70.48 | 1000 | 1000 | -6.98 | 6.98 | 6.98 | 43 | 6.98
2016-07-03 13:00:00 | 0.089326 | 0.12923 | 0.83282 | 7.14 | -7.14 | 7.14 | 112.97 | -70.64 | 1000 | 1000 | -7.14 | 7.14 | 7.14 | 37.1 | 7.14
2016-07-03 14:00:00 | 0.089326 | 0.12923 | 0.69241 | 8.97 | -8.97 | 8.97 | 114.8 | -72.47 | 1000 | 1000 | -8.97 | 8.97 | 8.97 | 32.44 | 8.97
2016-07-03 15:00:00 | 0.089326 | 0.12923 | 0.59885 | 18.08 | -18.08 | 18.08 | 123.91 | -81.58 | 1000 | 1000 | -18.08 | 18.08 | 18.08 | 29.07 | 18.08
2016-07-03 16:00:00 | 0.089326 | 0.12923 | 0.52621 | 22.02 | -22.02 | 22.02 | 127.85 | -85.52 | 1000 | 1000 | -22.02 | 22.02 | 22.02 | 29.99 | 22.02
2016-07-03 17:00:00 | 0.089326 | 0.12923 | 0.53897 | 26.76 | -26.76 | 26.76 | 132.59 | -90.26 | 1000 | 1000 | -26.76 | 26.76 | 26.76 | 40 | 26.76
2016-07-03 18:00:00 | 0.089326 | 0.12923 | 0.62018 | 27.97 | -27.97 | 27.97 | 133.8 | -91.47 | 1000 | 1000 | -27.97 | 27.97 | 27.97 | 43 | 27.97
2016-07-03 19:00:00 | 0.089326 | 0.12923 | 0.73239 | 30.49 | -30.49 | 30.49 | 136.32 | -93.99 | 1000 | 1000 | -30.49 | 30.49 | 30.49 | 44.28 | 30.49
2016-07-03 20:00:00 | 0.16334 | 0.2 | 0.76848 | 32.35 | -32.35 | 32.35 | 138.18 | -95.85 | 1000 | 1000 | -32.35 | 32.35 | 32.35 | 44.52 | 32.35
2016-07-03 21:00:00 | 0.20839 | 0.24308 | 0.7291 | 29.37 | -29.37 | 29.37 | 135.2 | -92.87 | 1000 | 1000 | -29.37 | 29.37 | 29.37 | 43.08 | 29.37
2016-07-03 22:00:00 | 0.1923 | 0.22769 | 0.67717 | 25.73 | -25.73 | 25.73 | 131.56 | -89.23 | 1000 | 1000 | -25.73 | 25.73 | 25.73 | 54.45 | 25.73
2016-07-03 23:00:00 | 0.19552 | 0.23077 | 0.53066 | 22.73 | -22.73 | 22.73 | 128.56 | -86.23 | 1000 | 1000 | -22.73 | 22.73 | 22.73 | 45.07 | 22.73
2016-07-04 00:00:00 | 0.20517 | 0.24 | 0.38499 | 22.26 | -22.26 | 22.26 | 128.09 | -85.76 | 1000 | 1000 | -22.26 | 22.26 | 22.26 | 43.66 | 22.26
2016-07-04 01:00:00 | 0.22126 | 0.25538 | 0.29435 | 21.65 | -21.65 | 21.65 | 127.48 | -85.15 | 1000 | 1000 | -21.65 | 21.65 | 21.65 | 38.62 | 21.65
2016-07-04 02:00:00 | 0.23092 | 0.26462 | 0.26838 | 21.69 | -21.69 | 21.69 | 127.52 | -85.19 | 1000 | 1000 | -21.69 | 21.69 | 21.69 | 36.69 | 21.69
2016-07-04 03:00:00 | 0.247 | 0.28 | 0.25636 | 23.37 | -23.37 | 23.37 | 129.2 | -86.87 | 1000 | 1000 | -23.37 | 23.37 | 23.37 | 32.31 | 23.37
2016-07-04 04:00:00 | 0.23092 | 0.26462 | 0.27574 | 31.93 | -31.93 | 31.93 | 137.76 | -95.43 | 1000 | 1000 | -31.93 | 31.93 | 31.93 | 30.34 | 31.93
2016-07-04 05:00:00 | 0.17621 | 0.21231 | 0.32711 | 35.19 | -35.19 | 35.19 | 141.02 | -98.69 | 1000 | 1000 | -35.19 | 35.19 | 35.19 | 37.27 | 35.19
2016-07-04 06:00:00 | 0.12151 | 0.16 | 0.49677 | 37.93 | -37.93 | 37.93 | 143.76 | -101.43 | 1000 | 1000 | -37.93 | 37.93 | 37.93 | 45.52 | 37.93
2016-07-04 07:00:00 | 0.089326 | 0.12923 | 0.66071 | 33.54 | -33.54 | 33.54 | 139.37 | -97.04 | 1000 | 1000 | -33.54 | 33.54 | 33.54 | 55.41 | 33.54
2016-07-04 08:00:00 | 0.089326 | 0.12923 | 0.77487 | 32.91 | -32.91 | 32.91 | 138.74 | -96.41 | 1000 | 1000 | -32.91 | 32.91 | 32.91 | 58.83 | 32.91
2016-07-04 09:00:00 | 0.089326 | 0.12923 | 0.82093 | 31.68 | -31.68 | 31.68 | 137.51 | -95.18 | 1000 | 1000 | -31.68 | 31.68 | 31.68 | 60.8 | 31.68
2016-07-04 10:00:00 | 0.089326 | 0.12923 | 0.80488 | 29.98 | -29.98 | 29.98 | 135.81 | -93.48 | 1000 | 1000 | -29.98 | 29.98 | 29.98 | 63.19 | 29.98
2016-07-04 11:00:00 | 0.089326 | 0.12923 | 0.82247 | 29.33 | -29.33 | 29.33 | 135.16 | -92.83 | 1000 | 1000 | -29.33 | 29.33 | 29.33 | 66.28 | 29.33
2016-07-04 12:00:00 | 0.089326 | 0.12923 | 0.87793 | 29.75 | -29.75 | 29.75 | 135.58 | -93.25 | 1000 | 1000 | -29.75 | 29.75 | 29.75 | 65.02 | 29.75
2016-07-04 13:00:00 | 0.089326 | 0.12923 | 0.83028 | 29.26 | -29.26 | 29.26 | 135.09 | -92.76 | 1000 | 1000 | -29.26 | 29.26 | 29.26 | 64.42 | 29.26
2016-07-04 14:00:00 | 0.089326 | 0.12923 | 0.73403 | 30.47 | -30.47 | 30.47 | 136.3 | -93.97 | 1000 | 1000 | -30.47 | 30.47 | 30.47 | 62.41 | 30.47
2016-07-04 15:00:00 | 0.089326 | 0.12923 | 0.68907 | 32.9 | -32.9 | 32.9 | 138.73 | -96.4 | 1000 | 1000 | -32.9 | 32.9 | 32.9 | 61.21 | 32.9
2016-07-04 16:00:00 | 0.089326 | 0.12923 | 0.6725 | 35.98 | -35.98 | 35.98 | 141.81 | -99.48 | 1000 | 1000 | -35.98 | 35.98 | 35.98 | 58.58 | 35.98
2016-07-04 17:00:00 | 0.089326 | 0.12923 | 0.69967 | 38.41 | -38.41 | 38.41 | 144.24 | -101.91 | 1000 | 1000 | -38.41 | 38.41 | 38.41 | 59.68 | 38.41
2016-07-04 18:00:00 | 0.089326 | 0.12923 | 0.75257 | 38.65 | -38.65 | 38.65 | 144.48 | -102.15 | 1000 | 1000 | -38.65 | 38.65 | 38.65 | 60.83 | 38.65
2016-07-04 19:00:00 | 0.089326 | 0.12923 | 0.80864 | 35.56 | -35.56 | 35.56 | 141.39 | -99.06 | 1000 | 1000 | -35.56 | 35.56 | 35.56 | 61.07 | 35.56
2016-07-04 20:00:00 | 0.089326 | 0.12923 | 0.80522 | 34.96 | -34.96 | 34.96 | 140.79 | -98.46 | 1000 | 1000 | -34.96 | 34.96 | 34.96 | 54.72 | 34.96
2016-07-04 21:00:00 | 0.095762 | 0.13538 | 0.76479 | 33.98 | -33.98 | 33.98 | 139.81 | -97.48 | 1000 | 1000 | -33.98 | 33.98 | 33.98 | 53.6 | 33.98
2016-07-04 22:00:00 | 0.16334 | 0.2 | 0.70234 | 29.93 | -29.93 | 29.93 | 135.76 | -93.43 | 1000 | 1000 | -29.93 | 29.93 | 29.93 | 56.72 | 29.93
2016-07-04 23:00:00 | 0.18908 | 0.22462 | 0.55862 | 27 | -27 | 27 | 132.83 | -90.5 | 1000 | 1000 | -27 | 27 | 27 | 51.91 | 27
2016-07-05 00:00:00 | 0.20195 | 0.23692 | 0.38499 | 25.46 | -25.46 | 25.46 | 131.29 | -88.96 | 1000 | 1000 | -25.46 | 25.46 | 25.46 | 46.71 | 25.46
2016-07-05 01:00:00 | 0.14725 | 0.18462 | 0.29435 | 23.88 | -23.88 | 23.88 | 129.71 | -87.38 | 1000 | 1000 | -23.88 | 23.88 | 23.88 | 41.2 | 23.88
2016-07-05 02:00:00 | 0.22126 | 0.25538 | 0.26838 | 23.43 | -23.43 | 23.43 | 129.26 | -86.93 | 1000 | 1000 | -23.43 | 23.43 | 23.43 | 39.46 | 23.43
2016-07-05 03:00:00 | 0.22448 | 0.25846 | 0.25636 | 25.31 | -25.31 | 25.31 | 131.14 | -88.81 | 1000 | 1000 | -25.31 | 25.31 | 25.31 | 40.72 | 25.31
2016-07-05 04:00:00 | 0.14081 | 0.17846 | 0.27574 | 30.28 | -30.28 | 30.28 | 136.11 | -93.78 | 1000 | 1000 | -30.28 | 30.28 | 30.28 | 38.5 | 30.28
2016-07-05 05:00:00 | 0.11829 | 0.15692 | 0.32711 | 34.94 | -34.94 | 34.94 | 140.77 | -98.44 | 1000 | 1000 | -34.94 | 34.94 | 34.94 | 39.55 | 34.94
2016-07-05 06:00:00 | 0.089326 | 0.12923 | 0.49677 | 36.46 | -36.46 | 36.46 | 142.29 | -99.96 | 1000 | 1000 | -36.46 | 36.46 | 36.46 | 49.96 | 36.46
2016-07-05 07:00:00 | 0.089326 | 0.12923 | 0.66071 | 35.05 | -35.05 | 35.05 | 140.88 | -98.55 | 1000 | 1000 | -35.05 | 35.05 | 35.05 | 59.98 | 35.05
2016-07-05 08:00:00 | 0.089326 | 0.12923 | 0.77487 | 32.54 | -32.54 | 32.54 | 138.37 | -96.04 | 1000 | 1000 | -32.54 | 32.54 | 32.54 | 61.64 | 32.54
2016-07-05 09:00:00 | 0.089326 | 0.12923 | 0.82093 | 31.46 | -31.46 | 31.46 | 137.29 | -94.96 | 1000 | 1000 | -31.46 | 31.46 | 31.46 | 60.98 | 31.46
2016-07-05 10:00:00 | 0.089326 | 0.12923 | 0.80488 | 28.6 | -28.6 | 28.6 | 134.43 | -92.1 | 1000 | 1000 | -28.6 | 28.6 | 28.6 | 64.38 | 28.6
2016-07-05 11:00:00 | 0.089326 | 0.12923 | 0.82247 | 26.52 | -26.52 | 26.52 | 132.35 | -90.02 | 1000 | 1000 | -26.52 | 26.52 | 26.52 | 67.1 | 26.52
2016-07-05 12:00:00 | 0.089326 | 0.12923 | 0.87793 | 24.34 | -24.34 | 24.34 | 130.17 | -87.84 | 1000 | 1000 | -24.34 | 24.34 | 24.34 | 65 | 24.34
2016-07-05 13:00:00 | 0.089326 | 0.12923 | 0.83028 | 22.28 | -22.28 | 22.28 | 128.11 | -85.78 | 1000 | 1000 | -22.28 | 22.28 | 22.28 | 63.27 | 22.28
2016-07-05 14:00:00 | 0.089326 | 0.12923 | 0.73403 | 22.14 | -22.14 | 22.14 | 127.97 | -85.64 | 1000 | 1000 | -22.14 | 22.14 | 22.14 | 61.32 | 22.14
2016-07-05 15:00:00 | 0.089326 | 0.12923 | 0.68907 | 23.01 | -23.01 | 23.01 | 128.84 | -86.51 | 1000 | 1000 | -23.01 | 23.01 | 23.01 | 61.64 | 23.01
2016-07-05 16:00:00 | 0.089326 | 0.12923 | 0.6725 | 24.6 | -24.6 | 24.6 | 130.43 | -88.1 | 1000 | 1000 | -24.6 | 24.6 | 24.6 | 59.94 | 24.6
2016-07-05 17:00:00 | 0.089326 | 0.12923 | 0.69967 | 27.57 | -27.57 | 27.57 | 133.4 | -91.07 | 1000 | 1000 | -27.57 | 27.57 | 27.57 | 59.93 | 27.57
2016-07-05 18:00:00 | 0.089326 | 0.12923 | 0.75257 | 26.9 | -26.9 | 26.9 | 132.73 | -90.4 | 1000 | 1000 | -26.9 | 26.9 | 26.9 | 59.95 | 26.9
2016-07-05 19:00:00 | 0.089326 | 0.12923 | 0.80864 | 23.95 | -23.95 | 23.95 | 129.78 | -87.45 | 1000 | 1000 | -23.95 | 23.95 | 23.95 | 57.99 | 23.95
2016-07-05 20:00:00 | 0.089326 | 0.12923 | 0.80522 | 22.89 | -22.89 | 22.89 | 128.72 | -86.39 | 1000 | 1000 | -22.89 | 22.89 | 22.89 | 56.17 | 22.89
2016-07-05 21:00:00 | 0.089326 | 0.12923 | 0.76479 | 18.96 | -18.96 | 18.96 | 124.79 | -82.46 | 1000 | 1000 | -18.96 | 18.96 | 18.96 | 53.64 | 18.96
2016-07-05 22:00:00 | 0.089326 | 0.12923 | 0.70234 | 8.18 | -8.18 | 8.18 | 114.01 | -71.68 | 1000 | 1000 | -8.18 | 8.18 | 8.18 | 54 | 8.18
2016-07-05 23:00:00 | 0.089326 | 0.12923 | 0.55862 | 9.26 | -9.26 | 9.26 | 115.09 | -72.76 | 1000 | 1000 | -9.26 | 9.26 | 9.26 | 49.56 | 9.26
2016-07-06 00:00:00 | 0.089326 | 0.12923 | 0.38499 | 8.17 | -8.17 | 8.17 | 114 | -71.67 | 1000 | 1000 | -8.17 | 8.17 | 8.17 | 45.25 | 8.17
2016-07-06 01:00:00 | 0.10542 | 0.14462 | 0.29435 | 5.84 | -5.84 | 5.84 | 111.67 | -69.34 | 1000 | 1000 | -5.84 | 5.84 | 5.84 | 41.58 | 5.84
2016-07-06 02:00:00 | 0.12472 | 0.16308 | 0.26838 | 4.9 | -4.9 | 4.9 | 110.73 | -68.4 | 1000 | 1000 | -4.9 | 4.9 | 4.9 | 39.88 | 4.9
2016-07-06 03:00:00 | 0.14403 | 0.18154 | 0.25636 | 10.72 | -10.72 | 10.72 | 116.55 | -74.22 | 1000 | 1000 | -10.72 | 10.72 | 10.72 | 38.93 | 10.72
2016-07-06 04:00:00 | 0.1569 | 0.19385 | 0.27574 | 20.09 | -20.09 | 20.09 | 125.92 | -83.59 | 1000 | 1000 | -20.09 | 20.09 | 20.09 | 38.66 | 20.09
2016-07-06 05:00:00 | 0.14725 | 0.18462 | 0.32711 | 24.54 | -24.54 | 24.54 | 130.37 | -88.04 | 1000 | 1000 | -24.54 | 24.54 | 24.54 | 41.29 | 24.54
2016-07-06 06:00:00 | 0.15047 | 0.18769 | 0.49677 | 24.15 | -24.15 | 24.15 | 129.98 | -87.65 | 1000 | 1000 | -24.15 | 24.15 | 24.15 | 49.38 | 24.15
2016-07-06 07:00:00 | 0.11185 | 0.15077 | 0.66071 | 20.12 | -20.12 | 20.12 | 125.95 | -83.62 | 1000 | 1000 | -20.12 | 20.12 | 20.12 | 58.18 | 20.12
2016-07-06 08:00:00 | 0.10542 | 0.14462 | 0.77487 | 13.19 | -13.19 | 13.19 | 119.02 | -76.69 | 1000 | 1000 | -13.19 | 13.19 | 13.19 | 61 | 13.19
2016-07-06 09:00:00 | 0.092544 | 0.13231 | 0.82093 | 13.15 | -13.15 | 13.15 | 118.98 | -76.65 | 1000 | 1000 | -13.15 | 13.15 | 13.15 | 59.66 | 13.15
2016-07-06 10:00:00 | 0.089326 | 0.12923 | 0.80488 | 9.36 | -9.36 | 9.36 | 115.19 | -72.86 | 1000 | 1000 | -9.36 | 9.36 | 9.36 | 60.43 | 9.36
2016-07-06 11:00:00 | 0.089326 | 0.12923 | 0.82247 | 8.17 | -8.17 | 8.17 | 114 | -71.67 | 1000 | 1000 | -8.17 | 8.17 | 8.17 | 61.06 | 8.17
2016-07-06 12:00:00 | 0.089326 | 0.12923 | 0.87793 | 2.55 | -2.55 | 2.55 | 108.38 | -66.05 | 1000 | 1000 | -2.55 | 2.55 | 2.55 | 59.67 | 2.55
2016-07-06 13:00:00 | 0.089326 | 0.12923 | 0.83028 | 9.23 | -9.23 | 9.23 | 115.06 | -72.73 | 1000 | 1000 | -9.23 | 9.23 | 9.23 | 59.26 | 9.23
2016-07-06 14:00:00 | 0.089326 | 0.12923 | 0.73403 | 11.6 | -11.6 | 11.6 | 117.43 | -75.1 | 1000 | 1000 | -11.6 | 11.6 | 11.6 | 57.93 | 11.6
2016-07-06 15:00:00 | 0.089326 | 0.12923 | 0.68907 | 14.73 | -14.73 | 14.73 | 120.56 | -78.23 | 1000 | 1000 | -14.73 | 14.73 | 14.73 | 56.37 | 14.73
2016-07-06 16:00:00 | 0.089326 | 0.12923 | 0.6725 | 23.32 | -23.32 | 23.32 | 129.15 | -86.82 | 1000 | 1000 | -23.32 | 23.32 | 23.32 | 54.02 | 23.32
2016-07-06 17:00:00 | 0.089326 | 0.12923 | 0.69967 | 28.27 | -28.27 | 28.27 | 134.1 | -91.77 | 1000 | 1000 | -28.27 | 28.27 | 28.27 | 53.76 | 28.27
2016-07-06 18:00:00 | 0.089326 | 0.12923 | 0.75257 | 29.32 | -29.32 | 29.32 | 135.15 | -92.82 | 1000 | 1000 | -29.32 | 29.32 | 29.32 | 59.03 | 29.32
2016-07-06 19:00:00 | 0.089326 | 0.12923 | 0.80864 | 29.6 | -29.6 | 29.6 | 135.43 | -93.1 | 1000 | 1000 | -29.6 | 29.6 | 29.6 | 59.97 | 29.6
2016-07-06 20:00:00 | 0.089326 | 0.12923 | 0.80522 | 31.75 | -31.75 | 31.75 | 137.58 | -95.25 | 1000 | 1000 | -31.75 | 31.75 | 31.75 | 60.08 | 31.75
2016-07-06 21:00:00 | 0.13438 | 0.17231 | 0.76479 | 28.84 | -28.84 | 28.84 | 134.67 | -92.34 | 1000 | 1000 | -28.84 | 28.84 | 28.84 | 59.04 | 28.84
2016-07-06 22:00:00 | 0.11829 | 0.15692 | 0.70234 | 29.09 | -29.09 | 29.09 | 134.92 | -92.59 | 1000 | 1000 | -29.09 | 29.09 | 29.09 | 58.52 | 29.09
2016-07-06 23:00:00 | 0.14403 | 0.18154 | 0.55862 | 25.56 | -25.56 | 25.56 | 131.39 | -89.06 | 1000 | 1000 | -25.56 | 25.56 | 25.56 | 51.93 | 25.56
2016-07-07 00:00:00 | 0.14725 | 0.18462 | 0.38499 | 24.21 | -24.21 | 24.21 | 130.04 | -87.71 | 1000 | 1000 | -24.21 | 24.21 | 24.21 | 46.77 | 24.21
2016-07-07 01:00:00 | 0.16977 | 0.20615 | 0.29435 | 22.11 | -22.11 | 22.11 | 127.94 | -85.61 | 1000 | 1000 | -22.11 | 22.11 | 22.11 | 43.78 | 22.11
2016-07-07 02:00:00 | 0.18908 | 0.22462 | 0.26838 | 22.98 | -22.98 | 22.98 | 128.81 | -86.48 | 1000 | 1000 | -22.98 | 22.98 | 22.98 | 39.26 | 22.98
2016-07-07 03:00:00 | 0.20839 | 0.24308 | 0.25636 | 23.74 | -23.74 | 23.74 | 129.57 | -87.24 | 1000 | 1000 | -23.74 | 23.74 | 23.74 | 39.3 | 23.74
2016-07-07 04:00:00 | 0.20195 | 0.23692 | 0.27574 | 30.6 | -30.6 | 30.6 | 136.43 | -94.1 | 1000 | 1000 | -30.6 | 30.6 | 30.6 | 39.2 | 30.6
2016-07-07 05:00:00 | 0.17299 | 0.20923 | 0.32711 | 34.28 | -34.28 | 34.28 | 140.11 | -97.78 | 1000 | 1000 | -34.28 | 34.28 | 34.28 | 42.16 | 34.28
2016-07-07 06:00:00 | 0.11829 | 0.15692 | 0.49677 | 35.71 | -35.71 | 35.71 | 141.54 | -99.21 | 1000 | 1000 | -35.71 | 35.71 | 35.71 | 49.89 | 35.71
2016-07-07 07:00:00 | 0.09898 | 0.13846 | 0.66071 | 31.51 | -31.51 | 31.51 | 137.34 | -95.01 | 1000 | 1000 | -31.51 | 31.51 | 31.51 | 59.82 | 31.51
2016-07-07 08:00:00 | 0.089326 | 0.12923 | 0.77487 | 28.83 | -28.83 | 28.83 | 134.66 | -92.33 | 1000 | 1000 | -28.83 | 28.83 | 28.83 | 60.63 | 28.83
2016-07-07 09:00:00 | 0.089326 | 0.12923 | 0.82093 | 28.79 | -28.79 | 28.79 | 134.62 | -92.29 | 1000 | 1000 | -28.79 | 28.79 | 28.79 | 61.97 | 28.79
2016-07-07 10:00:00 | 0.089326 | 0.12923 | 0.80488 | 26.91 | -26.91 | 26.91 | 132.74 | -90.41 | 1000 | 1000 | -26.91 | 26.91 | 26.91 | 64.45 | 26.91
2016-07-07 11:00:00 | 0.089326 | 0.12923 | 0.82247 | 25.97 | -25.97 | 25.97 | 131.8 | -89.47 | 1000 | 1000 | -25.97 | 25.97 | 25.97 | 67.58 | 25.97
2016-07-07 12:00:00 | 0.089326 | 0.12923 | 0.87793 | 24.66 | -24.66 | 24.66 | 130.49 | -88.16 | 1000 | 1000 | -24.66 | 24.66 | 24.66 | 64.65 | 24.66
2016-07-07 13:00:00 | 0.089326 | 0.12923 | 0.83028 | 25.41 | -25.41 | 25.41 | 131.24 | -88.91 | 1000 | 1000 | -25.41 | 25.41 | 25.41 | 61.21 | 25.41
2016-07-07 14:00:00 | 0.089326 | 0.12923 | 0.73403 | 27.01 | -27.01 | 27.01 | 132.84 | -90.51 | 1000 | 1000 | -27.01 | 27.01 | 27.01 | 62.93 | 27.01
2016-07-07 15:00:00 | 0.089326 | 0.12923 | 0.68907 | 30.42 | -30.42 | 30.42 | 136.25 | -93.92 | 1000 | 1000 | -30.42 | 30.42 | 30.42 | 60.99 | 30.42
2016-07-07 16:00:00 | 0.089326 | 0.12923 | 0.6725 | 34.68 | -34.68 | 34.68 | 140.51 | -98.18 | 1000 | 1000 | -34.68 | 34.68 | 34.68 | 59.1 | 34.68
2016-07-07 17:00:00 | 0.089326 | 0.12923 | 0.69967 | 37.77 | -37.77 | 37.77 | 143.6 | -101.27 | 1000 | 1000 | -37.77 | 37.77 | 37.77 | 60.39 | 37.77
2016-07-07 18:00:00 | 0.089326 | 0.12923 | 0.75257 | 37.91 | -37.91 | 37.91 | 143.74 | -101.41 | 1000 | 1000 | -37.91 | 37.91 | 37.91 | 60.61 | 37.91
2016-07-07 19:00:00 | 0.089326 | 0.12923 | 0.80864 | 32.49 | -32.49 | 32.49 | 138.32 | -95.99 | 1000 | 1000 | -32.49 | 32.49 | 32.49 | 61.01 | 32.49
2016-07-07 20:00:00 | 0.089326 | 0.12923 | 0.80522 | 36.53 | -36.53 | 36.53 | 142.36 | -100.03 | 1000 | 1000 | -36.53 | 36.53 | 36.53 | 59.95 | 36.53
2016-07-07 21:00:00 | 0.089326 | 0.12923 | 0.76479 | 32.8 | -32.8 | 32.8 | 138.63 | -96.3 | 1000 | 1000 | -32.8 | 32.8 | 32.8 | 56.98 | 32.8
2016-07-07 22:00:00 | 0.10863 | 0.14769 | 0.70234 | 28.62 | -28.62 | 28.62 | 134.45 | -92.12 | 1000 | 1000 | -28.62 | 28.62 | 28.62 | 55 | 28.62
2016-07-07 23:00:00 | 0.13116 | 0.16923 | 0.55862 | 26.52 | -26.52 | 26.52 | 132.35 | -90.02 | 1000 | 1000 | -26.52 | 26.52 | 26.52 | 49.3 | 26.52
2016-07-08 00:00:00 | 0.15047 | 0.18769 | 0.38499 | 25.04 | -25.04 | 25.04 | 130.87 | -88.54 | 1000 | 1000 | -25.04 | 25.04 | 25.04 | 47.13 | 25.04
2016-07-08 01:00:00 | 0.12472 | 0.16308 | 0.29435 | 23.46 | -23.46 | 23.46 | 129.29 | -86.96 | 1000 | 1000 | -23.46 | 23.46 | 23.46 | 44.33 | 23.46
2016-07-08 02:00:00 | 0.12794 | 0.16615 | 0.26838 | 23.18 | -23.18 | 23.18 | 129.01 | -86.68 | 1000 | 1000 | -23.18 | 23.18 | 23.18 | 40.74 | 23.18
2016-07-08 03:00:00 | 0.10542 | 0.14462 | 0.25636 | 25.02 | -25.02 | 25.02 | 130.85 | -88.52 | 1000 | 1000 | -25.02 | 25.02 | 25.02 | 39.97 | 25.02
2016-07-08 04:00:00 | 0.089326 | 0.12923 | 0.27574 | 30 | -30 | 30 | 135.83 | -93.5 | 1000 | 1000 | -30 | 30 | 30 | 39.33 | 30
2016-07-08 05:00:00 | 0.089326 | 0.12923 | 0.32711 | 34.99 | -34.99 | 34.99 | 140.82 | -98.49 | 1000 | 1000 | -34.99 | 34.99 | 34.99 | 42.08 | 34.99
2016-07-08 06:00:00 | 0.089326 | 0.12923 | 0.49677 | 38.62 | -38.62 | 38.62 | 144.45 | -102.12 | 1000 | 1000 | -38.62 | 38.62 | 38.62 | 45.86 | 38.62
2016-07-08 07:00:00 | 0.089326 | 0.12923 | 0.66071 | 35.26 | -35.26 | 35.26 | 141.09 | -98.76 | 1000 | 1000 | -35.26 | 35.26 | 35.26 | 55.3 | 35.26
2016-07-08 08:00:00 | 0.089326 | 0.12923 | 0.77487 | 33.36 | -33.36 | 33.36 | 139.19 | -96.86 | 1000 | 1000 | -33.36 | 33.36 | 33.36 | 60.45 | 33.36
2016-07-08 09:00:00 | 0.089326 | 0.12923 | 0.82093 | 32.93 | -32.93 | 32.93 | 138.76 | -96.43 | 1000 | 1000 | -32.93 | 32.93 | 32.93 | 60.46 | 32.93
2016-07-08 10:00:00 | 0.089326 | 0.12923 | 0.80488 | 30.15 | -30.15 | 30.15 | 135.98 | -93.65 | 1000 | 1000 | -30.15 | 30.15 | 30.15 | 60.91 | 30.15
2016-07-08 11:00:00 | 0.089326 | 0.12923 | 0.82247 | 27.91 | -27.91 | 27.91 | 133.74 | -91.41 | 1000 | 1000 | -27.91 | 27.91 | 27.91 | 60.94 | 27.91
2016-07-08 12:00:00 | 0.089326 | 0.12923 | 0.87793 | 26.53 | -26.53 | 26.53 | 132.36 | -90.03 | 1000 | 1000 | -26.53 | 26.53 | 26.53 | 58.07 | 26.53
2016-07-08 13:00:00 | 0.089326 | 0.12923 | 0.83028 | 25.91 | -25.91 | 25.91 | 131.74 | -89.41 | 1000 | 1000 | -25.91 | 25.91 | 25.91 | 56.65 | 25.91
2016-07-08 14:00:00 | 0.089326 | 0.12923 | 0.73403 | 26.94 | -26.94 | 26.94 | 132.77 | -90.44 | 1000 | 1000 | -26.94 | 26.94 | 26.94 | 53.19 | 26.94
2016-07-08 15:00:00 | 0.089326 | 0.12923 | 0.68907 | 27.38 | -27.38 | 27.38 | 133.21 | -90.88 | 1000 | 1000 | -27.38 | 27.38 | 27.38 | 51.25 | 27.38
2016-07-08 16:00:00 | 0.089326 | 0.12923 | 0.6725 | 28.54 | -28.54 | 28.54 | 134.37 | -92.04 | 1000 | 1000 | -28.54 | 28.54 | 28.54 | 51.9 | 28.54
2016-07-08 17:00:00 | 0.089326 | 0.12923 | 0.69967 | 29.79 | -29.79 | 29.79 | 135.62 | -93.29 | 1000 | 1000 | -29.79 | 29.79 | 29.79 | 53.27 | 29.79
2016-07-08 18:00:00 | 0.089326 | 0.12923 | 0.75257 | 28.1 | -28.1 | 28.1 | 133.93 | -91.6 | 1000 | 1000 | -28.1 | 28.1 | 28.1 | 55.65 | 28.1
2016-07-08 19:00:00 | 0.089326 | 0.12923 | 0.80864 | 26.91 | -26.91 | 26.91 | 132.74 | -90.41 | 1000 | 1000 | -26.91 | 26.91 | 26.91 | 55.22 | 26.91
2016-07-08 20:00:00 | 0.089326 | 0.12923 | 0.80522 | 28.08 | -28.08 | 28.08 | 133.91 | -91.58 | 1000 | 1000 | -28.08 | 28.08 | 28.08 | 55.29 | 28.08
2016-07-08 21:00:00 | 0.089326 | 0.12923 | 0.76479 | 24.61 | -24.61 | 24.61 | 130.44 | -88.11 | 1000 | 1000 | -24.61 | 24.61 | 24.61 | 52.85 | 24.61
2016-07-08 22:00:00 | 0.089326 | 0.12923 | 0.70234 | 20.7 | -20.7 | 20.7 | 126.53 | -84.2 | 1000 | 1000 | -20.7 | 20.7 | 20.7 | 56.02 | 20.7
2016-07-08 23:00:00 | 0.089326 | 0.12923 | 0.55862 | 18.61 | -18.61 | 18.61 | 124.44 | -82.11 | 1000 | 1000 | -18.61 | 18.61 | 18.61 | 52.59 | 18.61
2016-07-09 00:00:00 | 0.089326 | 0.12923 | 0.43448 | 17.39 | -17.39 | 17.39 | 123.22 | -80.89 | 1000 | 1000 | -17.39 | 17.39 | 17.39 | 50.84 | 17.39
2016-07-09 01:00:00 | 0.095762 | 0.13538 | 0.35271 | 19 | -19 | 19 | 124.83 | -82.5 | 1000 | 1000 | -19 | 19 | 19 | 43.42 | 19
2016-07-09 02:00:00 | 0.11185 | 0.15077 | 0.29453 | 17.1 | -17.1 | 17.1 | 122.93 | -80.6 | 1000 | 1000 | -17.1 | 17.1 | 17.1 | 41.03 | 17.1
2016-07-09 03:00:00 | 0.11829 | 0.15692 | 0.28312 | 17.01 | -17.01 | 17.01 | 122.84 | -80.51 | 1000 | 1000 | -17.01 | 17.01 | 17.01 | 41 | 17.01
2016-07-09 04:00:00 | 0.10542 | 0.14462 | 0.28766 | 18.12 | -18.12 | 18.12 | 123.95 | -81.62 | 1000 | 1000 | -18.12 | 18.12 | 18.12 | 40.93 | 18.12
2016-07-09 05:00:00 | 0.089326 | 0.12923 | 0.29561 | 22.32 | -22.32 | 22.32 | 128.15 | -85.82 | 1000 | 1000 | -22.32 | 22.32 | 22.32 | 40.04 | 22.32
2016-07-09 06:00:00 | 0.089326 | 0.12923 | 0.35179 | 21.99 | -21.99 | 21.99 | 127.82 | -85.49 | 1000 | 1000 | -21.99 | 21.99 | 21.99 | 42.05 | 21.99
2016-07-09 07:00:00 | 0.089326 | 0.12923 | 0.5156 | 21.78 | -21.78 | 21.78 | 127.61 | -85.28 | 1000 | 1000 | -21.78 | 21.78 | 21.78 | 46.05 | 21.78
2016-07-09 08:00:00 | 0.089326 | 0.12923 | 0.71509 | 16.99 | -16.99 | 16.99 | 122.82 | -80.49 | 1000 | 1000 | -16.99 | 16.99 | 16.99 | 52.97 | 16.99
2016-07-09 09:00:00 | 0.089326 | 0.12923 | 0.84809 | 16.99 | -16.99 | 16.99 | 122.82 | -80.49 | 1000 | 1000 | -16.99 | 16.99 | 16.99 | 52.71 | 16.99
2016-07-09 10:00:00 | 0.089326 | 0.12923 | 0.89163 | 15.32 | -15.32 | 15.32 | 121.15 | -78.82 | 1000 | 1000 | -15.32 | 15.32 | 15.32 | 54.75 | 15.32
2016-07-09 11:00:00 | 0.089326 | 0.12923 | 0.92322 | 8.98 | -8.98 | 8.98 | 114.81 | -72.48 | 1000 | 1000 | -8.98 | 8.98 | 8.98 | 52.58 | 8.98
2016-07-09 12:00:00 | 0.089326 | 0.12923 | 0.96569 | 11.64 | -11.64 | 11.64 | 117.47 | -75.14 | 1000 | 1000 | -11.64 | 11.64 | 11.64 | 55.5 | 11.64
2016-07-09 13:00:00 | 0.089326 | 0.12923 | 0.9165 | 11.25 | -11.25 | 11.25 | 117.08 | -74.75 | 1000 | 1000 | -11.25 | 11.25 | 11.25 | 49.83 | 11.25
2016-07-09 14:00:00 | 0.089326 | 0.12923 | 0.79457 | 16.9 | -16.9 | 16.9 | 122.73 | -80.4 | 1000 | 1000 | -16.9 | 16.9 | 16.9 | 46.17 | 16.9
2016-07-09 15:00:00 | 0.089326 | 0.12923 | 0.72708 | 22 | -22 | 22 | 127.83 | -85.5 | 1000 | 1000 | -22 | 22 | 22 | 46.48 | 22
2016-07-09 16:00:00 | 0.089326 | 0.12923 | 0.70007 | 27.92 | -27.92 | 27.92 | 133.75 | -91.42 | 1000 | 1000 | -27.92 | 27.92 | 27.92 | 45.34 | 27.92
2016-07-09 17:00:00 | 0.089326 | 0.12923 | 0.71577 | 30.63 | -30.63 | 30.63 | 136.46 | -94.13 | 1000 | 1000 | -30.63 | 30.63 | 30.63 | 50.65 | 30.63
2016-07-09 18:00:00 | 0.089326 | 0.12923 | 0.79423 | 30.25 | -30.25 | 30.25 | 136.08 | -93.75 | 1000 | 1000 | -30.25 | 30.25 | 30.25 | 55.11 | 30.25
2016-07-09 19:00:00 | 0.089326 | 0.12923 | 0.85492 | 29.86 | -29.86 | 29.86 | 135.69 | -93.36 | 1000 | 1000 | -29.86 | 29.86 | 29.86 | 57.97 | 29.86
2016-07-09 20:00:00 | 0.089326 | 0.12923 | 0.82777 | 30.61 | -30.61 | 30.61 | 136.44 | -94.11 | 1000 | 1000 | -30.61 | 30.61 | 30.61 | 57.94 | 30.61
2016-07-09 21:00:00 | 0.089326 | 0.12923 | 0.74686 | 28 | -28 | 28 | 133.83 | -91.5 | 1000 | 1000 | -28 | 28 | 28 | 55.51 | 28
2016-07-09 22:00:00 | 0.089326 | 0.12923 | 0.71732 | 23.17 | -23.17 | 23.17 | 129 | -86.67 | 1000 | 1000 | -23.17 | 23.17 | 23.17 | 58.59 | 23.17
2016-07-09 23:00:00 | 0.089326 | 0.12923 | 0.60822 | 18.54 | -18.54 | 18.54 | 124.37 | -82.04 | 1000 | 1000 | -18.54 | 18.54 | 18.54 | 53.62 | 18.54
2016-07-10 00:00:00 | 0.089326 | 0.12923 | 0.45214 | 15.04 | -15.04 | 15.04 | 120.87 | -78.54 | 1000 | 1000 | -15.04 | 15.04 | 15.04 | 43.04 | 15.04
2016-07-10 01:00:00 | 0.089326 | 0.12923 | 0.34401 | 11.96 | -11.96 | 11.96 | 117.79 | -75.46 | 1000 | 1000 | -11.96 | 11.96 | 11.96 | 40.59 | 11.96
2016-07-10 02:00:00 | 0.089326 | 0.12923 | 0.28601 | 11.17 | -11.17 | 11.17 | 117 | -74.67 | 1000 | 1000 | -11.17 | 11.17 | 11.17 | 38.58 | 11.17
2016-07-10 03:00:00 | 0.089326 | 0.12923 | 0.26624 | 9.91 | -9.91 | 9.91 | 115.74 | -73.41 | 1000 | 1000 | -9.91 | 9.91 | 9.91 | 36.88 | 9.91
2016-07-10 04:00:00 | 0.089326 | 0.12923 | 0.26199 | 10.63 | -10.63 | 10.63 | 116.46 | -74.13 | 1000 | 1000 | -10.63 | 10.63 | 10.63 | 27.68 | 10.63
2016-07-10 05:00:00 | 0.089326 | 0.12923 | 0.25637 | 10.1 | -10.1 | 10.1 | 115.93 | -73.6 | 1000 | 1000 | -10.1 | 10.1 | 10.1 | 24.91 | 10.1
2016-07-10 06:00:00 | 0.089326 | 0.12923 | 0.26819 | 12.36 | -12.36 | 12.36 | 118.19 | -75.86 | 1000 | 1000 | -12.36 | 12.36 | 12.36 | 29.28 | 12.36
2016-07-10 07:00:00 | 0.089326 | 0.12923 | 0.35225 | 10.64 | -10.64 | 10.64 | 116.47 | -74.14 | 1000 | 1000 | -10.64 | 10.64 | 10.64 | 39.61 | 10.64
2016-07-10 08:00:00 | 0.089326 | 0.12923 | 0.53724 | 7.62 | -7.62 | 7.62 | 113.45 | -71.12 | 1000 | 1000 | -7.62 | 7.62 | 7.62 | 41.77 | 7.62
2016-07-10 09:00:00 | 0.089326 | 0.12923 | 0.74695 | 9.12 | -9.12 | 9.12 | 114.95 | -72.62 | 1000 | 1000 | -9.12 | 9.12 | 9.12 | 43.06 | 9.12
2016-07-10 10:00:00 | 0.089326 | 0.12923 | 0.86788 | 6.88 | -6.88 | 6.88 | 112.71 | -70.38 | 1000 | 1000 | -6.88 | 6.88 | 6.88 | 43.52 | 6.88
2016-07-10 11:00:00 | 0.089326 | 0.12923 | 0.95599 | -0.08 | 0.08001 | -0.08 | 105.75 | -63.42 | -0.08 | -0.08 | 0.08 | -0.08 | -0.08 | 50 | -0.08
2016-07-10 12:00:00 | 0.089326 | 0.12923 | 0.97702 | -0.9 | 0.90001 | -0.9 | 104.93 | -62.6 | -0.9 | -0.9 | 0.9 | -0.9 | -0.9 | 53.03 | -0.9
2016-07-10 13:00:00 | 0.089326 | 0.12923 | 0.83282 | 3.96 | -3.96 | 3.96 | 109.79 | -67.46 | 1000 | 1000 | -3.96 | 3.96 | 3.96 | 43.81 | 3.96
2016-07-10 14:00:00 | 0.089326 | 0.12923 | 0.69241 | 10.14 | -10.14 | 10.14 | 115.97 | -73.64 | 1000 | 1000 | -10.14 | 10.14 | 10.14 | 43.53 | 10.14
2016-07-10 15:00:00 | 0.089326 | 0.12923 | 0.59885 | 19.5 | -19.5 | 19.5 | 125.33 | -83 | 1000 | 1000 | -19.5 | 19.5 | 19.5 | 43.27 | 19.5
2016-07-10 16:00:00 | 0.089326 | 0.12923 | 0.52621 | 24.18 | -24.18 | 24.18 | 130.01 | -87.68 | 1000 | 1000 | -24.18 | 24.18 | 24.18 | 43.58 | 24.18
2016-07-10 17:00:00 | 0.089326 | 0.12923 | 0.53897 | 29.93 | -29.93 | 29.93 | 135.76 | -93.43 | 1000 | 1000 | -29.93 | 29.93 | 29.93 | 47.88 | 29.93
2016-07-10 18:00:00 | 0.089326 | 0.12923 | 0.62018 | 30.91 | -30.91 | 30.91 | 136.74 | -94.41 | 1000 | 1000 | -30.91 | 30.91 | 30.91 | 53.63 | 30.91
2016-07-10 19:00:00 | 0.089326 | 0.12923 | 0.73239 | 30.92 | -30.92 | 30.92 | 136.75 | -94.42 | 1000 | 1000 | -30.92 | 30.92 | 30.92 | 54.54 | 30.92
2016-07-10 20:00:00 | 0.089326 | 0.12923 | 0.76848 | 31.49 | -31.49 | 31.49 | 137.32 | -94.99 | 1000 | 1000 | -31.49 | 31.49 | 31.49 | 54.07 | 31.49
2016-07-10 21:00:00 | 0.089326 | 0.12923 | 0.7291 | 29.81 | -29.81 | 29.81 | 135.64 | -93.31 | 1000 | 1000 | -29.81 | 29.81 | 29.81 | 56.17 | 29.81
2016-07-10 22:00:00 | 0.089326 | 0.12923 | 0.67717 | 20.6 | -20.6 | 20.6 | 126.43 | -84.1 | 1000 | 1000 | -20.6 | 20.6 | 20.6 | 59.03 | 20.6
2016-07-10 23:00:00 | 0.089326 | 0.12923 | 0.53066 | 20.56 | -20.56 | 20.56 | 126.39 | -84.06 | 1000 | 1000 | -20.56 | 20.56 | 20.56 | 53.2 | 20.56
2016-07-11 00:00:00 | 0.089326 | 0.12923 | 0.38499 | 21.08 | -21.08 | 21.08 | 126.91 | -84.58 | 1000 | 1000 | -21.08 | 21.08 | 21.08 | 45.25 | 21.08
2016-07-11 01:00:00 | 0.089326 | 0.12923 | 0.29435 | 19.96 | -19.96 | 19.96 | 125.79 | -83.46 | 1000 | 1000 | -19.96 | 19.96 | 19.96 | 43.37 | 19.96
2016-07-11 02:00:00 | 0.089326 | 0.12923 | 0.26838 | 19.77 | -19.77 | 19.77 | 125.6 | -83.27 | 1000 | 1000 | -19.77 | 19.77 | 19.77 | 41.65 | 19.77
2016-07-11 03:00:00 | 0.089326 | 0.12923 | 0.25636 | 22.1 | -22.1 | 22.1 | 127.93 | -85.6 | 1000 | 1000 | -22.1 | 22.1 | 22.1 | 40.8 | 22.1
2016-07-11 04:00:00 | 0.089326 | 0.12923 | 0.27574 | 27.67 | -27.67 | 27.67 | 133.5 | -91.17 | 1000 | 1000 | -27.67 | 27.67 | 27.67 | 40.96 | 27.67
2016-07-11 05:00:00 | 0.089326 | 0.12923 | 0.32711 | 32.03 | -32.03 | 32.03 | 137.86 | -95.53 | 1000 | 1000 | -32.03 | 32.03 | 32.03 | 42.28 | 32.03
2016-07-11 06:00:00 | 0.089326 | 0.12923 | 0.49677 | 32.94 | -32.94 | 32.94 | 138.77 | -96.44 | 1000 | 1000 | -32.94 | 32.94 | 32.94 | 54.03 | 32.94
2016-07-11 07:00:00 | 0.089326 | 0.12923 | 0.66071 | 29.95 | -29.95 | 29.95 | 135.78 | -93.45 | 1000 | 1000 | -29.95 | 29.95 | 29.95 | 63.08 | 29.95
2016-07-11 08:00:00 | 0.089326 | 0.12923 | 0.77487 | 26.28 | -26.28 | 26.28 | 132.11 | -89.78 | 1000 | 1000 | -26.28 | 26.28 | 26.28 | 62.98 | 26.28
2016-07-11 09:00:00 | 0.089326 | 0.12923 | 0.82093 | 24.91 | -24.91 | 24.91 | 130.74 | -88.41 | 1000 | 1000 | -24.91 | 24.91 | 24.91 | 63.73 | 24.91
2016-07-11 10:00:00 | 0.089326 | 0.12923 | 0.80488 | 22.09 | -22.09 | 22.09 | 127.92 | -85.59 | 1000 | 1000 | -22.09 | 22.09 | 22.09 | 63.72 | 22.09
2016-07-11 11:00:00 | 0.089326 | 0.12923 | 0.82247 | 20.4 | -20.4 | 20.4 | 126.23 | -83.9 | 1000 | 1000 | -20.4 | 20.4 | 20.4 | 65 | 20.4
2016-07-11 12:00:00 | 0.089326 | 0.12923 | 0.87793 | 20.08 | -20.08 | 20.08 | 125.91 | -83.58 | 1000 | 1000 | -20.08 | 20.08 | 20.08 | 65 | 20.08
2016-07-11 13:00:00 | 0.089326 | 0.12923 | 0.83028 | 20.34 | -20.34 | 20.34 | 126.17 | -83.84 | 1000 | 1000 | -20.34 | 20.34 | 20.34 | 64.97 | 20.34
2016-07-11 14:00:00 | 0.089326 | 0.12923 | 0.73403 | 22.23 | -22.23 | 22.23 | 128.06 | -85.73 | 1000 | 1000 | -22.23 | 22.23 | 22.23 | 65.02 | 22.23
2016-07-11 15:00:00 | 0.089326 | 0.12923 | 0.68907 | 25.45 | -25.45 | 25.45 | 131.28 | -88.95 | 1000 | 1000 | -25.45 | 25.45 | 25.45 | 62.99 | 25.45
2016-07-11 16:00:00 | 0.089326 | 0.12923 | 0.6725 | 28.8 | -28.8 | 28.8 | 134.63 | -92.3 | 1000 | 1000 | -28.8 | 28.8 | 28.8 | 59.78 | 28.8
2016-07-11 17:00:00 | 0.089326 | 0.12923 | 0.69967 | 31.25 | -31.25 | 31.25 | 137.08 | -94.75 | 1000 | 1000 | -31.25 | 31.25 | 31.25 | 59.97 | 31.25
2016-07-11 18:00:00 | 0.089326 | 0.12923 | 0.75257 | 31.48 | -31.48 | 31.48 | 137.31 | -94.98 | 1000 | 1000 | -31.48 | 31.48 | 31.48 | 61.04 | 31.48
2016-07-11 19:00:00 | 0.089326 | 0.12923 | 0.80864 | 30.02 | -30.02 | 30.02 | 135.85 | -93.52 | 1000 | 1000 | -30.02 | 30.02 | 30.02 | 60.65 | 30.02
2016-07-11 20:00:00 | 0.089326 | 0.12923 | 0.80522 | 28.5 | -28.5 | 28.5 | 134.33 | -92 | 1000 | 1000 | -28.5 | 28.5 | 28.5 | 59.93 | 28.5
2016-07-11 21:00:00 | 0.089326 | 0.12923 | 0.76479 | 26.97 | -26.97 | 26.97 | 132.8 | -90.47 | 1000 | 1000 | -26.97 | 26.97 | 26.97 | 56.92 | 26.97
2016-07-11 22:00:00 | 0.089326 | 0.12923 | 0.70234 | 25.09 | -25.09 | 25.09 | 130.92 | -88.59 | 1000 | 1000 | -25.09 | 25.09 | 25.09 | 55.76 | 25.09
2016-07-11 23:00:00 | 0.089326 | 0.12923 | 0.55862 | 23.98 | -23.98 | 23.98 | 129.81 | -87.48 | 1000 | 1000 | -23.98 | 23.98 | 23.98 | 48.8 | 23.98
2016-07-12 00:00:00 | 0.089326 | 0.12923 | 0.38499 | 22.39 | -22.39 | 22.39 | 128.22 | -85.89 | 1000 | 1000 | -22.39 | 22.39 | 22.39 | 45.4 | 22.39
2016-07-12 01:00:00 | 0.089326 | 0.12923 | 0.29435 | 22.59 | -22.59 | 22.59 | 128.42 | -86.09 | 1000 | 1000 | -22.59 | 22.59 | 22.59 | 42.4 | 22.59
2016-07-12 02:00:00 | 0.089326 | 0.12923 | 0.26838 | 22.58 | -22.58 | 22.58 | 128.41 | -86.08 | 1000 | 1000 | -22.58 | 22.58 | 22.58 | 40.71 | 22.58
2016-07-12 03:00:00 | 0.089326 | 0.12923 | 0.25636 | 24.51 | -24.51 | 24.51 | 130.34 | -88.01 | 1000 | 1000 | -24.51 | 24.51 | 24.51 | 40.25 | 24.51
2016-07-12 04:00:00 | 0.089326 | 0.12923 | 0.27574 | 28.53 | -28.53 | 28.53 | 134.36 | -92.03 | 1000 | 1000 | -28.53 | 28.53 | 28.53 | 40.12 | 28.53
2016-07-12 05:00:00 | 0.089326 | 0.12923 | 0.32711 | 33.63 | -33.63 | 33.63 | 139.46 | -97.13 | 1000 | 1000 | -33.63 | 33.63 | 33.63 | 42.29 | 33.63
2016-07-12 06:00:00 | 0.089326 | 0.12923 | 0.49677 | 34.94 | -34.94 | 34.94 | 140.77 | -98.44 | 1000 | 1000 | -34.94 | 34.94 | 34.94 | 45.36 | 34.94
2016-07-12 07:00:00 | 0.089326 | 0.12923 | 0.66071 | 31.98 | -31.98 | 31.98 | 137.81 | -95.48 | 1000 | 1000 | -31.98 | 31.98 | 31.98 | 55.26 | 31.98
2016-07-12 08:00:00 | 0.089326 | 0.12923 | 0.77487 | 31.96 | -31.96 | 31.96 | 137.79 | -95.46 | 1000 | 1000 | -31.96 | 31.96 | 31.96 | 59.09 | 31.96
2016-07-12 09:00:00 | 0.089326 | 0.12923 | 0.82093 | 32.7 | -32.7 | 32.7 | 138.53 | -96.2 | 1000 | 1000 | -32.7 | 32.7 | 32.7 | 57.43 | 32.7
2016-07-12 10:00:00 | 0.089326 | 0.12923 | 0.80488 | 31.44 | -31.44 | 31.44 | 137.27 | -94.94 | 1000 | 1000 | -31.44 | 31.44 | 31.44 | 58.14 | 31.44
2016-07-12 11:00:00 | 0.089326 | 0.12923 | 0.82247 | 29.99 | -29.99 | 29.99 | 135.82 | -93.49 | 1000 | 1000 | -29.99 | 29.99 | 29.99 | 59.06 | 29.99
2016-07-12 12:00:00 | 0.089326 | 0.12923 | 0.87793 | 30.22 | -30.22 | 30.22 | 136.05 | -93.72 | 1000 | 1000 | -30.22 | 30.22 | 30.22 | 57.07 | 30.22
2016-07-12 13:00:00 | 0.089326 | 0.12923 | 0.83028 | 30.42 | -30.42 | 30.42 | 136.25 | -93.92 | 1000 | 1000 | -30.42 | 30.42 | 30.42 | 57.23 | 30.42
2016-07-12 14:00:00 | 0.089326 | 0.12923 | 0.73403 | 30.32 | -30.32 | 30.32 | 136.15 | -93.82 | 1000 | 1000 | -30.32 | 30.32 | 30.32 | 57.59 | 30.32
2016-07-12 15:00:00 | 0.089326 | 0.12923 | 0.68907 | 31.91 | -31.91 | 31.91 | 137.74 | -95.41 | 1000 | 1000 | -31.91 | 31.91 | 31.91 | 55.52 | 31.91
2016-07-12 16:00:00 | 0.089326 | 0.12923 | 0.6725 | 33.03 | -33.03 | 33.03 | 138.86 | -96.53 | 1000 | 1000 | -33.03 | 33.03 | 33.03 | 54.15 | 33.03
2016-07-12 17:00:00 | 0.089326 | 0.12923 | 0.69967 | 33.61 | -33.61 | 33.61 | 139.44 | -97.11 | 1000 | 1000 | -33.61 | 33.61 | 33.61 | 54.59 | 33.61
2016-07-12 18:00:00 | 0.089326 | 0.12923 | 0.75257 | 33.06 | -33.06 | 33.06 | 138.89 | -96.56 | 1000 | 1000 | -33.06 | 33.06 | 33.06 | 56.06 | 33.06
2016-07-12 19:00:00 | 0.089326 | 0.12923 | 0.80864 | 33.67 | -33.67 | 33.67 | 139.5 | -97.17 | 1000 | 1000 | -33.67 | 33.67 | 33.67 | 53.25 | 33.67
2016-07-12 20:00:00 | 0.089326 | 0.12923 | 0.80522 | 33.38 | -33.38 | 33.38 | 139.21 | -96.88 | 1000 | 1000 | -33.38 | 33.38 | 33.38 | 52.39 | 33.38
2016-07-12 21:00:00 | 0.089326 | 0.12923 | 0.76479 | 30.84 | -30.84 | 30.84 | 136.67 | -94.34 | 1000 | 1000 | -30.84 | 30.84 | 30.84 | 48.87 | 30.84
2016-07-12 22:00:00 | 0.089326 | 0.12923 | 0.70234 | 27.95 | -27.95 | 27.95 | 133.78 | -91.45 | 1000 | 1000 | -27.95 | 27.95 | 27.95 | 49.64 | 27.95
2016-07-12 23:00:00 | 0.089326 | 0.12923 | 0.55862 | 27.16 | -27.16 | 27.16 | 132.99 | -90.66 | 1000 | 1000 | -27.16 | 27.16 | 27.16 | 43.27 | 27.16
2016-07-13 00:00:00 | 0.095762 | 0.13538 | 0.38499 | 26.05 | -26.05 | 26.05 | 131.88 | -89.55 | 1000 | 1000 | -26.05 | 26.05 | 26.05 | 41.51 | 26.05
2016-07-13 01:00:00 | 0.11507 | 0.15385 | 0.29435 | 25 | -25 | 25 | 130.83 | -88.5 | 1000 | 1000 | -25 | 25 | 25 | 38.16 | 25
2016-07-13 02:00:00 | 0.12794 | 0.16615 | 0.26838 | 25.1 | -25.1 | 25.1 | 130.93 | -88.6 | 1000 | 1000 | -25.1 | 25.1 | 25.1 | 36.13 | 25.1
2016-07-13 03:00:00 | 0.14725 | 0.18462 | 0.25636 | 26.18 | -26.18 | 26.18 | 132.01 | -89.68 | 1000 | 1000 | -26.18 | 26.18 | 26.18 | 35.09 | 26.18
2016-07-13 04:00:00 | 0.15368 | 0.19077 | 0.27574 | 31.85 | -31.85 | 31.85 | 137.68 | -95.35 | 1000 | 1000 | -31.85 | 31.85 | 31.85 | 36.07 | 31.85
2016-07-13 05:00:00 | 0.09898 | 0.13846 | 0.32711 | 34.94 | -34.94 | 34.94 | 140.77 | -98.44 | 1000 | 1000 | -34.94 | 34.94 | 34.94 | 40.6 | 34.94
2016-07-13 06:00:00 | 0.089326 | 0.12923 | 0.49677 | 40.42 | -40.42 | 40.42 | 146.25 | -103.92 | 1000 | 1000 | -40.42 | 40.42 | 40.42 | 46.13 | 40.42
2016-07-13 07:00:00 | 0.089326 | 0.12923 | 0.66071 | 40.62 | -40.62 | 40.62 | 146.45 | -104.12 | 1000 | 1000 | -40.62 | 40.62 | 40.62 | 54.01 | 40.62
2016-07-13 08:00:00 | 0.089326 | 0.12923 | 0.77487 | 39.36 | -39.36 | 39.36 | 145.19 | -102.86 | 1000 | 1000 | -39.36 | 39.36 | 39.36 | 54.16 | 39.36
2016-07-13 09:00:00 | 0.089326 | 0.12923 | 0.82093 | 39.66 | -39.66 | 39.66 | 145.49 | -103.16 | 1000 | 1000 | -39.66 | 39.66 | 39.66 | 59.49 | 39.66
2016-07-13 10:00:00 | 0.089326 | 0.12923 | 0.80488 | 36.03 | -36.03 | 36.03 | 141.86 | -99.53 | 1000 | 1000 | -36.03 | 36.03 | 36.03 | 60.93 | 36.03
2016-07-13 11:00:00 | 0.089326 | 0.12923 | 0.82247 | 36.05 | -36.05 | 36.05 | 141.88 | -99.55 | 1000 | 1000 | -36.05 | 36.05 | 36.05 | 61.26 | 36.05
2016-07-13 12:00:00 | 0.089326 | 0.12923 | 0.87793 | 35.36 | -35.36 | 35.36 | 141.19 | -98.86 | 1000 | 1000 | -35.36 | 35.36 | 35.36 | 59.75 | 35.36
2016-07-13 13:00:00 | 0.089326 | 0.12923 | 0.83028 | 32.87 | -32.87 | 32.87 | 138.7 | -96.37 | 1000 | 1000 | -32.87 | 32.87 | 32.87 | 59.91 | 32.87
2016-07-13 14:00:00 | 0.089326 | 0.12923 | 0.73403 | 31.94 | -31.94 | 31.94 | 137.77 | -95.44 | 1000 | 1000 | -31.94 | 31.94 | 31.94 | 58.83 | 31.94
2016-07-13 15:00:00 | 0.089326 | 0.12923 | 0.68907 | 32.94 | -32.94 | 32.94 | 138.77 | -96.44 | 1000 | 1000 | -32.94 | 32.94 | 32.94 | 60.63 | 32.94
2016-07-13 16:00:00 | 0.089326 | 0.12923 | 0.6725 | 34.22 | -34.22 | 34.22 | 140.05 | -97.72 | 1000 | 1000 | -34.22 | 34.22 | 34.22 | 59 | 34.22
2016-07-13 17:00:00 | 0.089326 | 0.12923 | 0.69967 | 35.06 | -35.06 | 35.06 | 140.89 | -98.56 | 1000 | 1000 | -35.06 | 35.06 | 35.06 | 58.8 | 35.06
2016-07-13 18:00:00 | 0.089326 | 0.12923 | 0.75257 | 33.01 | -33.01 | 33.01 | 138.84 | -96.51 | 1000 | 1000 | -33.01 | 33.01 | 33.01 | 54.08 | 33.01
2016-07-13 19:00:00 | 0.089326 | 0.12923 | 0.80864 | 30.81 | -30.81 | 30.81 | 136.64 | -94.31 | 1000 | 1000 | -30.81 | 30.81 | 30.81 | 51.11 | 30.81
2016-07-13 20:00:00 | 0.089326 | 0.12923 | 0.80522 | 31.4 | -31.4 | 31.4 | 137.23 | -94.9 | 1000 | 1000 | -31.4 | 31.4 | 31.4 | 48.39 | 31.4
2016-07-13 21:00:00 | 0.092544 | 0.13231 | 0.76479 | 27.86 | -27.86 | 27.86 | 133.69 | -91.36 | 1000 | 1000 | -27.86 | 27.86 | 27.86 | 47.69 | 27.86
2016-07-13 22:00:00 | 0.11829 | 0.15692 | 0.70234 | 23.46 | -23.46 | 23.46 | 129.29 | -86.96 | 1000 | 1000 | -23.46 | 23.46 | 23.46 | 50.39 | 23.46
2016-07-13 23:00:00 | 0.11185 | 0.15077 | 0.55862 | 23.24 | -23.24 | 23.24 | 129.07 | -86.74 | 1000 | 1000 | -23.24 | 23.24 | 23.24 | 43.09 | 23.24
2016-07-14 00:00:00 | 0.12151 | 0.16 | 0.38499 | 22.1 | -22.1 | 22.1 | 127.93 | -85.6 | 1000 | 1000 | -22.1 | 22.1 | 22.1 | 42.2 | 22.1
2016-07-14 01:00:00 | 0.13438 | 0.17231 | 0.29435 | 21.83 | -21.83 | 21.83 | 127.66 | -85.33 | 1000 | 1000 | -21.83 | 21.83 | 21.83 | 39.49 | 21.83
2016-07-14 02:00:00 | 0.1376 | 0.17538 | 0.26838 | 21.06 | -21.06 | 21.06 | 126.89 | -84.56 | 1000 | 1000 | -21.06 | 21.06 | 21.06 | 35.01 | 21.06
2016-07-14 03:00:00 | 0.1376 | 0.17538 | 0.25636 | 22.05 | -22.05 | 22.05 | 127.88 | -85.55 | 1000 | 1000 | -22.05 | 22.05 | 22.05 | 30.42 | 22.05
2016-07-14 04:00:00 | 0.13438 | 0.17231 | 0.27574 | 24.06 | -24.06 | 24.06 | 129.89 | -87.56 | 1000 | 1000 | -24.06 | 24.06 | 24.06 | 30.02 | 24.06
2016-07-14 05:00:00 | 0.13116 | 0.16923 | 0.32711 | 29.42 | -29.42 | 29.42 | 135.25 | -92.92 | 1000 | 1000 | -29.42 | 29.42 | 29.42 | 39.53 | 29.42
2016-07-14 06:00:00 | 0.10863 | 0.14769 | 0.49677 | 32.05 | -32.05 | 32.05 | 137.88 | -95.55 | 1000 | 1000 | -32.05 | 32.05 | 32.05 | 49.6 | 32.05
2016-07-14 07:00:00 | 0.089326 | 0.12923 | 0.66071 | 31.02 | -31.02 | 31.02 | 136.85 | -94.52 | 1000 | 1000 | -31.02 | 31.02 | 31.02 | 56.03 | 31.02
2016-07-14 08:00:00 | 0.089326 | 0.12923 | 0.77487 | 29.8 | -29.8 | 29.8 | 135.63 | -93.3 | 1000 | 1000 | -29.8 | 29.8 | 29.8 | 58.61 | 29.8
2016-07-14 09:00:00 | 0.089326 | 0.12923 | 0.82093 | 30.43 | -30.43 | 30.43 | 136.26 | -93.93 | 1000 | 1000 | -30.43 | 30.43 | 30.43 | 58.99 | 30.43
2016-07-14 10:00:00 | 0.089326 | 0.12923 | 0.80488 | 27.58 | -27.58 | 27.58 | 133.41 | -91.08 | 1000 | 1000 | -27.58 | 27.58 | 27.58 | 58.56 | 27.58
2016-07-14 11:00:00 | 0.089326 | 0.12923 | 0.82247 | 25.06 | -25.06 | 25.06 | 130.89 | -88.56 | 1000 | 1000 | -25.06 | 25.06 | 25.06 | 58.96 | 25.06
2016-07-14 12:00:00 | 0.089326 | 0.12923 | 0.87793 | 22.54 | -22.54 | 22.54 | 128.37 | -86.04 | 1000 | 1000 | -22.54 | 22.54 | 22.54 | 53.17 | 22.54
2016-07-14 13:00:00 | 0.089326 | 0.12923 | 0.83028 | 20.65 | -20.65 | 20.65 | 126.48 | -84.15 | 1000 | 1000 | -20.65 | 20.65 | 20.65 | 52.93 | 20.65
2016-07-14 14:00:00 | 0.089326 | 0.12923 | 0.73403 | 20.66 | -20.66 | 20.66 | 126.49 | -84.16 | 1000 | 1000 | -20.66 | 20.66 | 20.66 | 49.34 | 20.66
2016-07-14 15:00:00 | 0.089326 | 0.12923 | 0.68907 | 22.09 | -22.09 | 22.09 | 127.92 | -85.59 | 1000 | 1000 | -22.09 | 22.09 | 22.09 | 48.42 | 22.09
2016-07-14 16:00:00 | 0.089326 | 0.12923 | 0.6725 | 25.74 | -25.74 | 25.74 | 131.57 | -89.24 | 1000 | 1000 | -25.74 | 25.74 | 25.74 | 47.95 | 25.74
2016-07-14 17:00:00 | 0.089326 | 0.12923 | 0.69967 | 28.95 | -28.95 | 28.95 | 134.78 | -92.45 | 1000 | 1000 | -28.95 | 28.95 | 28.95 | 49.49 | 28.95
2016-07-14 18:00:00 | 0.089326 | 0.12923 | 0.75257 | 27.93 | -27.93 | 27.93 | 133.76 | -91.43 | 1000 | 1000 | -27.93 | 27.93 | 27.93 | 52 | 27.93
2016-07-14 19:00:00 | 0.089326 | 0.12923 | 0.80864 | 25.65 | -25.65 | 25.65 | 131.48 | -89.15 | 1000 | 1000 | -25.65 | 25.65 | 25.65 | 53.07 | 25.65
2016-07-14 20:00:00 | 0.089326 | 0.12923 | 0.80522 | 25.56 | -25.56 | 25.56 | 131.39 | -89.06 | 1000 | 1000 | -25.56 | 25.56 | 25.56 | 54.01 | 25.56
2016-07-14 21:00:00 | 0.089326 | 0.12923 | 0.76479 | 21.85 | -21.85 | 21.85 | 127.68 | -85.35 | 1000 | 1000 | -21.85 | 21.85 | 21.85 | 53.71 | 21.85
2016-07-14 22:00:00 | 0.089326 | 0.12923 | 0.70234 | 18.92 | -18.92 | 18.92 | 124.75 | -82.42 | 1000 | 1000 | -18.92 | 18.92 | 18.92 | 47.6 | 18.92
2016-07-14 23:00:00 | 0.092544 | 0.13231 | 0.55862 | 19.87 | -19.87 | 19.87 | 125.7 | -83.37 | 1000 | 1000 | -19.87 | 19.87 | 19.87 | 42.52 | 19.87
2016-07-15 00:00:00 | 0.1022 | 0.14154 | 0.38499 | 17.02 | -17.02 | 17.02 | 122.85 | -80.52 | 1000 | 1000 | -17.02 | 17.02 | 17.02 | 40.22 | 17.02
2016-07-15 01:00:00 | 0.11185 | 0.15077 | 0.29435 | 13.16 | -13.16 | 13.16 | 118.99 | -76.66 | 1000 | 1000 | -13.16 | 13.16 | 13.16 | 35.58 | 13.16
2016-07-15 02:00:00 | 0.14081 | 0.17846 | 0.26838 | 15.06 | -15.06 | 15.06 | 120.89 | -78.56 | 1000 | 1000 | -15.06 | 15.06 | 15.06 | 28.34 | 15.06
2016-07-15 03:00:00 | 0.12472 | 0.16308 | 0.25636 | 18.88 | -18.88 | 18.88 | 124.71 | -82.38 | 1000 | 1000 | -18.88 | 18.88 | 18.88 | 27.91 | 18.88
2016-07-15 04:00:00 | 0.12794 | 0.16615 | 0.27574 | 23.44 | -23.44 | 23.44 | 129.27 | -86.94 | 1000 | 1000 | -23.44 | 23.44 | 23.44 | 27.98 | 23.44
2016-07-15 05:00:00 | 0.12794 | 0.16615 | 0.32711 | 29.08 | -29.08 | 29.08 | 134.91 | -92.58 | 1000 | 1000 | -29.08 | 29.08 | 29.08 | 38.95 | 29.08
2016-07-15 06:00:00 | 0.13116 | 0.16923 | 0.49677 | 30.08 | -30.08 | 30.08 | 135.91 | -93.58 | 1000 | 1000 | -30.08 | 30.08 | 30.08 | 43.59 | 30.08
2016-07-15 07:00:00 | 0.089326 | 0.12923 | 0.66071 | 31.82 | -31.82 | 31.82 | 137.65 | -95.32 | 1000 | 1000 | -31.82 | 31.82 | 31.82 | 45.26 | 31.82
2016-07-15 08:00:00 | 0.089326 | 0.12923 | 0.77487 | 29.94 | -29.94 | 29.94 | 135.77 | -93.44 | 1000 | 1000 | -29.94 | 29.94 | 29.94 | 50.8 | 29.94
2016-07-15 09:00:00 | 0.089326 | 0.12923 | 0.82093 | 29.73 | -29.73 | 29.73 | 135.56 | -93.23 | 1000 | 1000 | -29.73 | 29.73 | 29.73 | 52.43 | 29.73
2016-07-15 10:00:00 | 0.089326 | 0.12923 | 0.80488 | 27.39 | -27.39 | 27.39 | 133.22 | -90.89 | 1000 | 1000 | -27.39 | 27.39 | 27.39 | 52.44 | 27.39
2016-07-15 11:00:00 | 0.089326 | 0.12923 | 0.82247 | 23.8 | -23.8 | 23.8 | 129.63 | -87.3 | 1000 | 1000 | -23.8 | 23.8 | 23.8 | 54.99 | 23.8
2016-07-15 12:00:00 | 0.089326 | 0.12923 | 0.87793 | 22.93 | -22.93 | 22.93 | 128.76 | -86.43 | 1000 | 1000 | -22.93 | 22.93 | 22.93 | 54.93 | 22.93
2016-07-15 13:00:00 | 0.089326 | 0.12923 | 0.83028 | 22.02 | -22.02 | 22.02 | 127.85 | -85.52 | 1000 | 1000 | -22.02 | 22.02 | 22.02 | 54.94 | 22.02
2016-07-15 14:00:00 | 0.089326 | 0.12923 | 0.73403 | 22.82 | -22.82 | 22.82 | 128.65 | -86.32 | 1000 | 1000 | -22.82 | 22.82 | 22.82 | 55.2 | 22.82
2016-07-15 15:00:00 | 0.089326 | 0.12923 | 0.68907 | 27.71 | -27.71 | 27.71 | 133.54 | -91.21 | 1000 | 1000 | -27.71 | 27.71 | 27.71 | 53.61 | 27.71
2016-07-15 16:00:00 | 0.089326 | 0.12923 | 0.6725 | 31.92 | -31.92 | 31.92 | 137.75 | -95.42 | 1000 | 1000 | -31.92 | 31.92 | 31.92 | 51.61 | 31.92
2016-07-15 17:00:00 | 0.089326 | 0.12923 | 0.69967 | 34.67 | -34.67 | 34.67 | 140.5 | -98.17 | 1000 | 1000 | -34.67 | 34.67 | 34.67 | 53.29 | 34.67
2016-07-15 18:00:00 | 0.089326 | 0.12923 | 0.75257 | 32.73 | -32.73 | 32.73 | 138.56 | -96.23 | 1000 | 1000 | -32.73 | 32.73 | 32.73 | 56.63 | 32.73
2016-07-15 19:00:00 | 0.089326 | 0.12923 | 0.80864 | 32.25 | -32.25 | 32.25 | 138.08 | -95.75 | 1000 | 1000 | -32.25 | 32.25 | 32.25 | 54.01 | 32.25
2016-07-15 20:00:00 | 0.089326 | 0.12923 | 0.80522 | 34.94 | -34.94 | 34.94 | 140.77 | -98.44 | 1000 | 1000 | -34.94 | 34.94 | 34.94 | 53.96 | 34.94
2016-07-15 21:00:00 | 0.089326 | 0.12923 | 0.76479 | 33.78 | -33.78 | 33.78 | 139.61 | -97.28 | 1000 | 1000 | -33.78 | 33.78 | 33.78 | 55.13 | 33.78
2016-07-15 22:00:00 | 0.092544 | 0.13231 | 0.70234 | 27.53 | -27.53 | 27.53 | 133.36 | -91.03 | 1000 | 1000 | -27.53 | 27.53 | 27.53 | 59.16 | 27.53
2016-07-15 23:00:00 | 0.16656 | 0.20308 | 0.55862 | 23.82 | -23.82 | 23.82 | 129.65 | -87.32 | 1000 | 1000 | -23.82 | 23.82 | 23.82 | 54.35 | 23.82
2016-07-16 00:00:00 | 0.1923 | 0.22769 | 0.43448 | 23 | -23 | 23 | 128.83 | -86.5 | 1000 | 1000 | -23 | 23 | 23 | 44.46 | 23
2016-07-16 01:00:00 | 0.14081 | 0.17846 | 0.35271 | 22 | -22 | 22 | 127.83 | -85.5 | 1000 | 1000 | -22 | 22 | 22 | 42.15 | 22
2016-07-16 02:00:00 | 0.20517 | 0.24 | 0.29453 | 21.91 | -21.91 | 21.91 | 127.74 | -85.41 | 1000 | 1000 | -21.91 | 21.91 | 21.91 | 42.1 | 21.91
2016-07-16 03:00:00 | 0.24057 | 0.27385 | 0.28312 | 21.79 | -21.79 | 21.79 | 127.62 | -85.29 | 1000 | 1000 | -21.79 | 21.79 | 21.79 | 40.92 | 21.79
2016-07-16 04:00:00 | 0.23092 | 0.26462 | 0.28766 | 22.01 | -22.01 | 22.01 | 127.84 | -85.51 | 1000 | 1000 | -22.01 | 22.01 | 22.01 | 40.23 | 22.01
2016-07-16 05:00:00 | 0.16977 | 0.20615 | 0.29561 | 22.47 | -22.47 | 22.47 | 128.3 | -85.97 | 1000 | 1000 | -22.47 | 22.47 | 22.47 | 39.29 | 22.47
2016-07-16 06:00:00 | 0.11829 | 0.15692 | 0.35179 | 23.34 | -23.34 | 23.34 | 129.17 | -86.84 | 1000 | 1000 | -23.34 | 23.34 | 23.34 | 39.03 | 23.34
2016-07-16 07:00:00 | 0.089326 | 0.12923 | 0.5156 | 22.96 | -22.96 | 22.96 | 128.79 | -86.46 | 1000 | 1000 | -22.96 | 22.96 | 22.96 | 43.55 | 22.96
2016-07-16 08:00:00 | 0.089326 | 0.12923 | 0.71509 | 21.99 | -21.99 | 21.99 | 127.82 | -85.49 | 1000 | 1000 | -21.99 | 21.99 | 21.99 | 45.07 | 21.99
2016-07-16 09:00:00 | 0.089326 | 0.12923 | 0.84809 | 21.93 | -21.93 | 21.93 | 127.76 | -85.43 | 1000 | 1000 | -21.93 | 21.93 | 21.93 | 46.34 | 21.93
2016-07-16 10:00:00 | 0.089326 | 0.12923 | 0.89163 | 22.89 | -22.89 | 22.89 | 128.72 | -86.39 | 1000 | 1000 | -22.89 | 22.89 | 22.89 | 46.5 | 22.89
2016-07-16 11:00:00 | 0.089326 | 0.12923 | 0.92322 | 21.98 | -21.98 | 21.98 | 127.81 | -85.48 | 1000 | 1000 | -21.98 | 21.98 | 21.98 | 45.32 | 21.98
2016-07-16 12:00:00 | 0.089326 | 0.12923 | 0.96569 | 21.93 | -21.93 | 21.93 | 127.76 | -85.43 | 1000 | 1000 | -21.93 | 21.93 | 21.93 | 43.35 | 21.93
2016-07-16 13:00:00 | 0.089326 | 0.12923 | 0.9165 | 22.21 | -22.21 | 22.21 | 128.04 | -85.71 | 1000 | 1000 | -22.21 | 22.21 | 22.21 | 42.1 | 22.21
2016-07-16 14:00:00 | 0.089326 | 0.12923 | 0.79457 | 23.36 | -23.36 | 23.36 | 129.19 | -86.86 | 1000 | 1000 | -23.36 | 23.36 | 23.36 | 41.9 | 23.36
2016-07-16 15:00:00 | 0.089326 | 0.12923 | 0.72708 | 25.38 | -25.38 | 25.38 | 131.21 | -88.88 | 1000 | 1000 | -25.38 | 25.38 | 25.38 | 41.11 | 25.38
2016-07-16 16:00:00 | 0.089326 | 0.12923 | 0.70007 | 30.3 | -30.3 | 30.3 | 136.13 | -93.8 | 1000 | 1000 | -30.3 | 30.3 | 30.3 | 41.94 | 30.3
2016-07-16 17:00:00 | 0.089326 | 0.12923 | 0.71577 | 31.92 | -31.92 | 31.92 | 137.75 | -95.42 | 1000 | 1000 | -31.92 | 31.92 | 31.92 | 43.32 | 31.92
2016-07-16 18:00:00 | 0.089326 | 0.12923 | 0.79423 | 30.61 | -30.61 | 30.61 | 136.44 | -94.11 | 1000 | 1000 | -30.61 | 30.61 | 30.61 | 45.17 | 30.61
2016-07-16 19:00:00 | 0.089326 | 0.12923 | 0.85492 | 30.99 | -30.99 | 30.99 | 136.82 | -94.49 | 1000 | 1000 | -30.99 | 30.99 | 30.99 | 45.32 | 30.99
2016-07-16 20:00:00 | 0.089326 | 0.12923 | 0.82777 | 32.16 | -32.16 | 32.16 | 137.99 | -95.66 | 1000 | 1000 | -32.16 | 32.16 | 32.16 | 45.22 | 32.16
2016-07-16 21:00:00 | 0.089326 | 0.12923 | 0.74686 | 27.78 | -27.78 | 27.78 | 133.61 | -91.28 | 1000 | 1000 | -27.78 | 27.78 | 27.78 | 42.48 | 27.78
2016-07-16 22:00:00 | 0.089326 | 0.12923 | 0.71732 | 24.53 | -24.53 | 24.53 | 130.36 | -88.03 | 1000 | 1000 | -24.53 | 24.53 | 24.53 | 42.38 | 24.53
2016-07-16 23:00:00 | 0.089326 | 0.12923 | 0.60822 | 21.04 | -21.04 | 21.04 | 126.87 | -84.54 | 1000 | 1000 | -21.04 | 21.04 | 21.04 | 39.09 | 21.04
2016-07-17 00:00:00 | 0.089326 | 0.12923 | 0.45214 | 21.03 | -21.03 | 21.03 | 126.86 | -84.53 | 1000 | 1000 | -21.03 | 21.03 | 21.03 | 33.8 | 21.03
2016-07-17 01:00:00 | 0.089326 | 0.12923 | 0.34401 | 20.17 | -20.17 | 20.17 | 126 | -83.67 | 1000 | 1000 | -20.17 | 20.17 | 20.17 | 25 | 20.17
2016-07-17 02:00:00 | 0.089326 | 0.12923 | 0.28601 | 19.57 | -19.57 | 19.57 | 125.4 | -83.07 | 1000 | 1000 | -19.57 | 19.57 | 19.57 | 19.18 | 19.57
2016-07-17 03:00:00 | 0.089326 | 0.12923 | 0.26624 | 19.4 | -19.4 | 19.4 | 125.23 | -82.9 | 1000 | 1000 | -19.4 | 19.4 | 19.4 | 19.68 | 19.4
2016-07-17 04:00:00 | 0.089326 | 0.12923 | 0.26199 | 19.01 | -19.01 | 19.01 | 124.84 | -82.51 | 1000 | 1000 | -19.01 | 19.01 | 19.01 | 14.78 | 19.01
2016-07-17 05:00:00 | 0.089326 | 0.12923 | 0.25637 | 20.96 | -20.96 | 20.96 | 126.79 | -84.46 | 1000 | 1000 | -20.96 | 20.96 | 20.96 | 9.92 | 20.96
2016-07-17 06:00:00 | 0.089326 | 0.12923 | 0.26819 | 21.13 | -21.13 | 21.13 | 126.96 | -84.63 | 1000 | 1000 | -21.13 | 21.13 | 21.13 | 10.8 | 21.13
2016-07-17 07:00:00 | 0.089326 | 0.12923 | 0.35225 | 22.3 | -22.3 | 22.3 | 128.13 | -85.8 | 1000 | 1000 | -22.3 | 22.3 | 22.3 | 19.96 | 22.3
2016-07-17 08:00:00 | 0.089326 | 0.12923 | 0.53724 | 20.77 | -20.77 | 20.77 | 126.6 | -84.27 | 1000 | 1000 | -20.77 | 20.77 | 20.77 | 35.06 | 20.77
2016-07-17 09:00:00 | 0.089326 | 0.12923 | 0.74695 | 21.99 | -21.99 | 21.99 | 127.82 | -85.49 | 1000 | 1000 | -21.99 | 21.99 | 21.99 | 40.37 | 21.99
2016-07-17 10:00:00 | 0.089326 | 0.12923 | 0.86788 | 21.03 | -21.03 | 21.03 | 126.86 | -84.53 | 1000 | 1000 | -21.03 | 21.03 | 21.03 | 42.91 | 21.03
2016-07-17 11:00:00 | 0.089326 | 0.12923 | 0.95599 | 16.19 | -16.19 | 16.19 | 122.02 | -79.69 | 1000 | 1000 | -16.19 | 16.19 | 16.19 | 45 | 16.19
2016-07-17 12:00:00 | 0.089326 | 0.12923 | 0.97702 | 13.06 | -13.06 | 13.06 | 118.89 | -76.56 | 1000 | 1000 | -13.06 | 13.06 | 13.06 | 42.72 | 13.06
2016-07-17 13:00:00 | 0.089326 | 0.12923 | 0.83282 | 13.06 | -13.06 | 13.06 | 118.89 | -76.56 | 1000 | 1000 | -13.06 | 13.06 | 13.06 | 41.37 | 13.06
2016-07-17 14:00:00 | 0.089326 | 0.12923 | 0.69241 | 13.02 | -13.02 | 13.02 | 118.85 | -76.52 | 1000 | 1000 | -13.02 | 13.02 | 13.02 | 40 | 13.02
2016-07-17 15:00:00 | 0.089326 | 0.12923 | 0.59885 | 20.03 | -20.03 | 20.03 | 125.86 | -83.53 | 1000 | 1000 | -20.03 | 20.03 | 20.03 | 39.94 | 20.03
2016-07-17 16:00:00 | 0.089326 | 0.12923 | 0.52621 | 22.4 | -22.4 | 22.4 | 128.23 | -85.9 | 1000 | 1000 | -22.4 | 22.4 | 22.4 | 41.55 | 22.4
2016-07-17 17:00:00 | 0.089326 | 0.12923 | 0.53897 | 27.37 | -27.37 | 27.37 | 133.2 | -90.87 | 1000 | 1000 | -27.37 | 27.37 | 27.37 | 44 | 27.37
2016-07-17 18:00:00 | 0.089326 | 0.12923 | 0.62018 | 28.07 | -28.07 | 28.07 | 133.9 | -91.57 | 1000 | 1000 | -28.07 | 28.07 | 28.07 | 50 | 28.07
2016-07-17 19:00:00 | 0.089326 | 0.12923 | 0.73239 | 30.09 | -30.09 | 30.09 | 135.92 | -93.59 | 1000 | 1000 | -30.09 | 30.09 | 30.09 | 48.6 | 30.09
2016-07-17 20:00:00 | 0.089326 | 0.12923 | 0.76848 | 30.57 | -30.57 | 30.57 | 136.4 | -94.07 | 1000 | 1000 | -30.57 | 30.57 | 30.57 | 48.43 | 30.57
2016-07-17 21:00:00 | 0.089326 | 0.12923 | 0.7291 | 29 | -29 | 29 | 134.83 | -92.5 | 1000 | 1000 | -29 | 29 | 29 | 46.35 | 29
2016-07-17 22:00:00 | 0.089326 | 0.12923 | 0.67717 | 26.03 | -26.03 | 26.03 | 131.86 | -89.53 | 1000 | 1000 | -26.03 | 26.03 | 26.03 | 48.85 | 26.03
2016-07-17 23:00:00 | 0.089326 | 0.12923 | 0.53066 | 24.05 | -24.05 | 24.05 | 129.88 | -87.55 | 1000 | 1000 | -24.05 | 24.05 | 24.05 | 41.95 | 24.05
2016-07-18 00:00:00 | 0.089326 | 0.12923 | 0.38499 | 23.31 | -23.31 | 23.31 | 129.14 | -86.81 | 1000 | 1000 | -23.31 | 23.31 | 23.31 | 38.64 | 23.31
2016-07-18 01:00:00 | 0.089326 | 0.12923 | 0.29435 | 22.58 | -22.58 | 22.58 | 128.41 | -86.08 | 1000 | 1000 | -22.58 | 22.58 | 22.58 | 27.8 | 22.58
2016-07-18 02:00:00 | 0.089326 | 0.12923 | 0.26838 | 23.02 | -23.02 | 23.02 | 128.85 | -86.52 | 1000 | 1000 | -23.02 | 23.02 | 23.02 | 20.38 | 23.02
2016-07-18 03:00:00 | 0.089326 | 0.12923 | 0.25636 | 23.81 | -23.81 | 23.81 | 129.64 | -87.31 | 1000 | 1000 | -23.81 | 23.81 | 23.81 | 17.87 | 23.81
2016-07-18 04:00:00 | 0.089326 | 0.12923 | 0.27574 | 28.82 | -28.82 | 28.82 | 134.65 | -92.32 | 1000 | 1000 | -28.82 | 28.82 | 28.82 | 19.13 | 28.82
2016-07-18 05:00:00 | 0.089326 | 0.12923 | 0.32711 | 33.09 | -33.09 | 33.09 | 138.92 | -96.59 | 1000 | 1000 | -33.09 | 33.09 | 33.09 | 30.05 | 33.09
2016-07-18 06:00:00 | 0.089326 | 0.12923 | 0.49677 | 35.39 | -35.39 | 35.39 | 141.22 | -98.89 | 1000 | 1000 | -35.39 | 35.39 | 35.39 | 39.87 | 35.39
2016-07-18 07:00:00 | 0.089326 | 0.12923 | 0.66071 | 32.98 | -32.98 | 32.98 | 138.81 | -96.48 | 1000 | 1000 | -32.98 | 32.98 | 32.98 | 46.08 | 32.98
2016-07-18 08:00:00 | 0.089326 | 0.12923 | 0.77487 | 30.53 | -30.53 | 30.53 | 136.36 | -94.03 | 1000 | 1000 | -30.53 | 30.53 | 30.53 | 50.62 | 30.53
2016-07-18 09:00:00 | 0.089326 | 0.12923 | 0.82093 | 30.22 | -30.22 | 30.22 | 136.05 | -93.72 | 1000 | 1000 | -30.22 | 30.22 | 30.22 | 49.93 | 30.22
2016-07-18 10:00:00 | 0.089326 | 0.12923 | 0.80488 | 27.17 | -27.17 | 27.17 | 133 | -90.67 | 1000 | 1000 | -27.17 | 27.17 | 27.17 | 50.5 | 27.17
2016-07-18 11:00:00 | 0.089326 | 0.12923 | 0.82247 | 27.92 | -27.92 | 27.92 | 133.75 | -91.42 | 1000 | 1000 | -27.92 | 27.92 | 27.92 | 53.02 | 27.92
2016-07-18 12:00:00 | 0.089326 | 0.12923 | 0.87793 | 26.4 | -26.4 | 26.4 | 132.23 | -89.9 | 1000 | 1000 | -26.4 | 26.4 | 26.4 | 51.39 | 26.4
2016-07-18 13:00:00 | 0.089326 | 0.12923 | 0.83028 | 26.51 | -26.51 | 26.51 | 132.34 | -90.01 | 1000 | 1000 | -26.51 | 26.51 | 26.51 | 50.84 | 26.51
2016-07-18 14:00:00 | 0.089326 | 0.12923 | 0.73403 | 26.76 | -26.76 | 26.76 | 132.59 | -90.26 | 1000 | 1000 | -26.76 | 26.76 | 26.76 | 50.55 | 26.76
2016-07-18 15:00:00 | 0.089326 | 0.12923 | 0.68907 | 29.95 | -29.95 | 29.95 | 135.78 | -93.45 | 1000 | 1000 | -29.95 | 29.95 | 29.95 | 47.09 | 29.95
2016-07-18 16:00:00 | 0.089326 | 0.12923 | 0.6725 | 33 | -33 | 33 | 138.83 | -96.5 | 1000 | 1000 | -33 | 33 | 33 | 47.14 | 33
2016-07-18 17:00:00 | 0.089326 | 0.12923 | 0.69967 | 39.39 | -39.39 | 39.39 | 145.22 | -102.89 | 1000 | 1000 | -39.39 | 39.39 | 39.39 | 50.56 | 39.39
2016-07-18 18:00:00 | 0.089326 | 0.12923 | 0.75257 | 40 | -40 | 40 | 145.83 | -103.5 | 1000 | 1000 | -40 | 40 | 40 | 53.98 | 40
2016-07-18 19:00:00 | 0.089326 | 0.12923 | 0.80864 | 38.61 | -38.61 | 38.61 | 144.44 | -102.11 | 1000 | 1000 | -38.61 | 38.61 | 38.61 | 54.03 | 38.61
2016-07-18 20:00:00 | 0.089326 | 0.12923 | 0.80522 | 35.9 | -35.9 | 35.9 | 141.73 | -99.4 | 1000 | 1000 | -35.9 | 35.9 | 35.9 | 52.93 | 35.9
2016-07-18 21:00:00 | 0.089326 | 0.12923 | 0.76479 | 30.45 | -30.45 | 30.45 | 136.28 | -93.95 | 1000 | 1000 | -30.45 | 30.45 | 30.45 | 48.86 | 30.45
2016-07-18 22:00:00 | 0.089326 | 0.12923 | 0.70234 | 27.59 | -27.59 | 27.59 | 133.42 | -91.09 | 1000 | 1000 | -27.59 | 27.59 | 27.59 | 51.12 | 27.59
2016-07-18 23:00:00 | 0.089326 | 0.12923 | 0.55862 | 27.09 | -27.09 | 27.09 | 132.92 | -90.59 | 1000 | 1000 | -27.09 | 27.09 | 27.09 | 44.93 | 27.09
2016-07-19 00:00:00 | 0.089326 | 0.12923 | 0.38499 | 26.41 | -26.41 | 26.41 | 132.24 | -89.91 | 1000 | 1000 | -26.41 | 26.41 | 26.41 | 40.35 | 26.41
2016-07-19 01:00:00 | 0.089326 | 0.12923 | 0.29435 | 25.89 | -25.89 | 25.89 | 131.72 | -89.39 | 1000 | 1000 | -25.89 | 25.89 | 25.89 | 39.22 | 25.89
2016-07-19 02:00:00 | 0.089326 | 0.12923 | 0.26838 | 25.61 | -25.61 | 25.61 | 131.44 | -89.11 | 1000 | 1000 | -25.61 | 25.61 | 25.61 | 38.01 | 25.61
2016-07-19 03:00:00 | 0.089326 | 0.12923 | 0.25636 | 26.14 | -26.14 | 26.14 | 131.97 | -89.64 | 1000 | 1000 | -26.14 | 26.14 | 26.14 | 38.12 | 26.14
2016-07-19 04:00:00 | 0.089326 | 0.12923 | 0.27574 | 31 | -31 | 31 | 136.83 | -94.5 | 1000 | 1000 | -31 | 31 | 31 | 37.95 | 31
2016-07-19 05:00:00 | 0.089326 | 0.12923 | 0.32711 | 36.99 | -36.99 | 36.99 | 142.82 | -100.49 | 1000 | 1000 | -36.99 | 36.99 | 36.99 | 39.25 | 36.99
2016-07-19 06:00:00 | 0.089326 | 0.12923 | 0.49677 | 40.01 | -40.01 | 40.01 | 145.84 | -103.51 | 1000 | 1000 | -40.01 | 40.01 | 40.01 | 44.96 | 40.01
2016-07-19 07:00:00 | 0.089326 | 0.12923 | 0.66071 | 35.7 | -35.7 | 35.7 | 141.53 | -99.2 | 1000 | 1000 | -35.7 | 35.7 | 35.7 | 59.69 | 35.7
2016-07-19 08:00:00 | 0.089326 | 0.12923 | 0.77487 | 32.99 | -32.99 | 32.99 | 138.82 | -96.49 | 1000 | 1000 | -32.99 | 32.99 | 32.99 | 54.98 | 32.99
2016-07-19 09:00:00 | 0.089326 | 0.12923 | 0.82093 | 32.91 | -32.91 | 32.91 | 138.74 | -96.41 | 1000 | 1000 | -32.91 | 32.91 | 32.91 | 58.04 | 32.91
2016-07-19 10:00:00 | 0.089326 | 0.12923 | 0.80488 | 31.38 | -31.38 | 31.38 | 137.21 | -94.88 | 1000 | 1000 | -31.38 | 31.38 | 31.38 | 56.2 | 31.38
2016-07-19 11:00:00 | 0.089326 | 0.12923 | 0.82247 | 30.91 | -30.91 | 30.91 | 136.74 | -94.41 | 1000 | 1000 | -30.91 | 30.91 | 30.91 | 59.79 | 30.91
2016-07-19 12:00:00 | 0.089326 | 0.12923 | 0.87793 | 30.08 | -30.08 | 30.08 | 135.91 | -93.58 | 1000 | 1000 | -30.08 | 30.08 | 30.08 | 58.91 | 30.08
2016-07-19 13:00:00 | 0.089326 | 0.12923 | 0.83028 | 31.28 | -31.28 | 31.28 | 137.11 | -94.78 | 1000 | 1000 | -31.28 | 31.28 | 31.28 | 58.93 | 31.28
2016-07-19 14:00:00 | 0.089326 | 0.12923 | 0.73403 | 32.4 | -32.4 | 32.4 | 138.23 | -95.9 | 1000 | 1000 | -32.4 | 32.4 | 32.4 | 58.57 | 32.4
2016-07-19 15:00:00 | 0.089326 | 0.12923 | 0.68907 | 35.25 | -35.25 | 35.25 | 141.08 | -98.75 | 1000 | 1000 | -35.25 | 35.25 | 35.25 | 57.99 | 35.25
2016-07-19 16:00:00 | 0.089326 | 0.12923 | 0.6725 | 39.91 | -39.91 | 39.91 | 145.74 | -103.41 | 1000 | 1000 | -39.91 | 39.91 | 39.91 | 56.08 | 39.91
2016-07-19 17:00:00 | 0.089326 | 0.12923 | 0.69967 | 44 | -44 | 44 | 149.83 | -107.5 | 1000 | 1000 | -44 | 44 | 44 | 57.92 | 44
2016-07-19 18:00:00 | 0.089326 | 0.12923 | 0.75257 | 37.03 | -37.03 | 37.03 | 142.86 | -100.53 | 1000 | 1000 | -37.03 | 37.03 | 37.03 | 58.93 | 37.03
2016-07-19 19:00:00 | 0.089326 | 0.12923 | 0.80864 | 37 | -37 | 37 | 142.83 | -100.5 | 1000 | 1000 | -37 | 37 | 37 | 58.12 | 37
2016-07-19 20:00:00 | 0.089326 | 0.12923 | 0.80522 | 32.92 | -32.92 | 32.92 | 138.75 | -96.42 | 1000 | 1000 | -32.92 | 32.92 | 32.92 | 59.02 | 32.92
2016-07-19 21:00:00 | 0.089326 | 0.12923 | 0.76479 | 27.91 | -27.91 | 27.91 | 133.74 | -91.41 | 1000 | 1000 | -27.91 | 27.91 | 27.91 | 54.51 | 27.91
2016-07-19 22:00:00 | 0.089326 | 0.12923 | 0.70234 | 28.01 | -28.01 | 28.01 | 133.84 | -91.51 | 1000 | 1000 | -28.01 | 28.01 | 28.01 | 53.18 | 28.01
2016-07-19 23:00:00 | 0.089326 | 0.12923 | 0.55862 | 26.32 | -26.32 | 26.32 | 132.15 | -89.82 | 1000 | 1000 | -26.32 | 26.32 | 26.32 | 47.37 | 26.32
2016-07-20 00:00:00 | 0.089326 | 0.12923 | 0.38499 | 25.1 | -25.1 | 25.1 | 130.93 | -88.6 | 1000 | 1000 | -25.1 | 25.1 | 25.1 | 42.18 | 25.1
2016-07-20 01:00:00 | 0.089326 | 0.12923 | 0.29435 | 24.79 | -24.79 | 24.79 | 130.62 | -88.29 | 1000 | 1000 | -24.79 | 24.79 | 24.79 | 40.86 | 24.79
2016-07-20 02:00:00 | 0.089326 | 0.12923 | 0.26838 | 24.83 | -24.83 | 24.83 | 130.66 | -88.33 | 1000 | 1000 | -24.83 | 24.83 | 24.83 | 39.98 | 24.83
2016-07-20 03:00:00 | 0.089326 | 0.12923 | 0.25636 | 25.85 | -25.85 | 25.85 | 131.68 | -89.35 | 1000 | 1000 | -25.85 | 25.85 | 25.85 | 39.94 | 25.85
2016-07-20 04:00:00 | 0.089326 | 0.12923 | 0.27574 | 29.35 | -29.35 | 29.35 | 135.18 | -92.85 | 1000 | 1000 | -29.35 | 29.35 | 29.35 | 39.53 | 29.35
2016-07-20 05:00:00 | 0.089326 | 0.12923 | 0.32711 | 33.52 | -33.52 | 33.52 | 139.35 | -97.02 | 1000 | 1000 | -33.52 | 33.52 | 33.52 | 40.99 | 33.52
2016-07-20 06:00:00 | 0.089326 | 0.12923 | 0.49677 | 36.79 | -36.79 | 36.79 | 142.62 | -100.29 | 1000 | 1000 | -36.79 | 36.79 | 36.79 | 43.8 | 36.79
2016-07-20 07:00:00 | 0.089326 | 0.12923 | 0.66071 | 34.1 | -34.1 | 34.1 | 139.93 | -97.6 | 1000 | 1000 | -34.1 | 34.1 | 34.1 | 52.44 | 34.1
2016-07-20 08:00:00 | 0.089326 | 0.12923 | 0.77487 | 32.39 | -32.39 | 32.39 | 138.22 | -95.89 | 1000 | 1000 | -32.39 | 32.39 | 32.39 | 59.03 | 32.39
2016-07-20 09:00:00 | 0.089326 | 0.12923 | 0.82093 | 31.43 | -31.43 | 31.43 | 137.26 | -94.93 | 1000 | 1000 | -31.43 | 31.43 | 31.43 | 60.09 | 31.43
2016-07-20 10:00:00 | 0.089326 | 0.12923 | 0.80488 | 28.02 | -28.02 | 28.02 | 133.85 | -91.52 | 1000 | 1000 | -28.02 | 28.02 | 28.02 | 62.45 | 28.02
2016-07-20 11:00:00 | 0.089326 | 0.12923 | 0.82247 | 26.63 | -26.63 | 26.63 | 132.46 | -90.13 | 1000 | 1000 | -26.63 | 26.63 | 26.63 | 64.77 | 26.63
2016-07-20 12:00:00 | 0.089326 | 0.12923 | 0.87793 | 25.93 | -25.93 | 25.93 | 131.76 | -89.43 | 1000 | 1000 | -25.93 | 25.93 | 25.93 | 61.74 | 25.93
2016-07-20 13:00:00 | 0.089326 | 0.12923 | 0.83028 | 26.43 | -26.43 | 26.43 | 132.26 | -89.93 | 1000 | 1000 | -26.43 | 26.43 | 26.43 | 61.1 | 26.43
2016-07-20 14:00:00 | 0.089326 | 0.12923 | 0.73403 | 28.08 | -28.08 | 28.08 | 133.91 | -91.58 | 1000 | 1000 | -28.08 | 28.08 | 28.08 | 60.23 | 28.08
2016-07-20 15:00:00 | 0.089326 | 0.12923 | 0.68907 | 31.66 | -31.66 | 31.66 | 137.49 | -95.16 | 1000 | 1000 | -31.66 | 31.66 | 31.66 | 58.06 | 31.66
2016-07-20 16:00:00 | 0.089326 | 0.12923 | 0.6725 | 33.3 | -33.3 | 33.3 | 139.13 | -96.8 | 1000 | 1000 | -33.3 | 33.3 | 33.3 | 52.85 | 33.3
2016-07-20 17:00:00 | 0.089326 | 0.12923 | 0.69967 | 34.48 | -34.48 | 34.48 | 140.31 | -97.98 | 1000 | 1000 | -34.48 | 34.48 | 34.48 | 52.23 | 34.48
2016-07-20 18:00:00 | 0.089326 | 0.12923 | 0.75257 | 33.41 | -33.41 | 33.41 | 139.24 | -96.91 | 1000 | 1000 | -33.41 | 33.41 | 33.41 | 50 | 33.41
2016-07-20 19:00:00 | 0.089326 | 0.12923 | 0.80864 | 31.96 | -31.96 | 31.96 | 137.79 | -95.46 | 1000 | 1000 | -31.96 | 31.96 | 31.96 | 47.97 | 31.96
2016-07-20 20:00:00 | 0.089326 | 0.12923 | 0.80522 | 28.94 | -28.94 | 28.94 | 134.77 | -92.44 | 1000 | 1000 | -28.94 | 28.94 | 28.94 | 47 | 28.94
2016-07-20 21:00:00 | 0.089326 | 0.12923 | 0.76479 | 25.35 | -25.35 | 25.35 | 131.18 | -88.85 | 1000 | 1000 | -25.35 | 25.35 | 25.35 | 45.91 | 25.35
2016-07-20 22:00:00 | 0.089326 | 0.12923 | 0.70234 | 26.43 | -26.43 | 26.43 | 132.26 | -89.93 | 1000 | 1000 | -26.43 | 26.43 | 26.43 | 48.36 | 26.43
2016-07-20 23:00:00 | 0.089326 | 0.12923 | 0.55862 | 26.46 | -26.46 | 26.46 | 132.29 | -89.96 | 1000 | 1000 | -26.46 | 26.46 | 26.46 | 43.45 | 26.46
2016-07-21 00:00:00 | 0.089326 | 0.12923 | 0.38499 | 25.9 | -25.9 | 25.9 | 131.73 | -89.4 | 1000 | 1000 | -25.9 | 25.9 | 25.9 | 43.68 | 25.9
2016-07-21 01:00:00 | 0.089326 | 0.12923 | 0.29435 | 25.52 | -25.52 | 25.52 | 131.35 | -89.02 | 1000 | 1000 | -25.52 | 25.52 | 25.52 | 40.45 | 25.52
2016-07-21 02:00:00 | 0.089326 | 0.12923 | 0.26838 | 25.55 | -25.55 | 25.55 | 131.38 | -89.05 | 1000 | 1000 | -25.55 | 25.55 | 25.55 | 39.31 | 25.55
2016-07-21 03:00:00 | 0.10863 | 0.14769 | 0.25636 | 27.49 | -27.49 | 27.49 | 133.32 | -90.99 | 1000 | 1000 | -27.49 | 27.49 | 27.49 | 38.95 | 27.49
2016-07-21 04:00:00 | 0.10863 | 0.14769 | 0.27574 | 32.84 | -32.84 | 32.84 | 138.67 | -96.34 | 1000 | 1000 | -32.84 | 32.84 | 32.84 | 38.99 | 32.84
2016-07-21 05:00:00 | 0.089326 | 0.12923 | 0.32711 | 36.61 | -36.61 | 36.61 | 142.44 | -100.11 | 1000 | 1000 | -36.61 | 36.61 | 36.61 | 40.96 | 36.61
2016-07-21 06:00:00 | 0.089326 | 0.12923 | 0.49677 | 39.16 | -39.16 | 39.16 | 144.99 | -102.66 | 1000 | 1000 | -39.16 | 39.16 | 39.16 | 46.51 | 39.16
2016-07-21 07:00:00 | 0.089326 | 0.12923 | 0.66071 | 36.04 | -36.04 | 36.04 | 141.87 | -99.54 | 1000 | 1000 | -36.04 | 36.04 | 36.04 | 54.46 | 36.04
2016-07-21 08:00:00 | 0.089326 | 0.12923 | 0.77487 | 37.02 | -37.02 | 37.02 | 142.85 | -100.52 | 1000 | 1000 | -37.02 | 37.02 | 37.02 | 57.94 | 37.02
2016-07-21 09:00:00 | 0.089326 | 0.12923 | 0.82093 | 36.01 | -36.01 | 36.01 | 141.84 | -99.51 | 1000 | 1000 | -36.01 | 36.01 | 36.01 | 58.01 | 36.01
2016-07-21 10:00:00 | 0.089326 | 0.12923 | 0.80488 | 35.04 | -35.04 | 35.04 | 140.87 | -98.54 | 1000 | 1000 | -35.04 | 35.04 | 35.04 | 57.96 | 35.04
2016-07-21 11:00:00 | 0.089326 | 0.12923 | 0.82247 | 34.24 | -34.24 | 34.24 | 140.07 | -97.74 | 1000 | 1000 | -34.24 | 34.24 | 34.24 | 59.97 | 34.24
2016-07-21 12:00:00 | 0.089326 | 0.12923 | 0.87793 | 32.94 | -32.94 | 32.94 | 138.77 | -96.44 | 1000 | 1000 | -32.94 | 32.94 | 32.94 | 58.03 | 32.94
2016-07-21 13:00:00 | 0.089326 | 0.12923 | 0.83028 | 33 | -33 | 33 | 138.83 | -96.5 | 1000 | 1000 | -33 | 33 | 33 | 54.87 | 33
2016-07-21 14:00:00 | 0.089326 | 0.12923 | 0.73403 | 33.31 | -33.31 | 33.31 | 139.14 | -96.81 | 1000 | 1000 | -33.31 | 33.31 | 33.31 | 52.93 | 33.31
2016-07-21 15:00:00 | 0.089326 | 0.12923 | 0.68907 | 34.37 | -34.37 | 34.37 | 140.2 | -97.87 | 1000 | 1000 | -34.37 | 34.37 | 34.37 | 52.15 | 34.37
2016-07-21 16:00:00 | 0.089326 | 0.12923 | 0.6725 | 34.76 | -34.76 | 34.76 | 140.59 | -98.26 | 1000 | 1000 | -34.76 | 34.76 | 34.76 | 52 | 34.76
2016-07-21 17:00:00 | 0.089326 | 0.12923 | 0.69967 | 38.38 | -38.38 | 38.38 | 144.21 | -101.88 | 1000 | 1000 | -38.38 | 38.38 | 38.38 | 53.49 | 38.38
2016-07-21 18:00:00 | 0.089326 | 0.12923 | 0.75257 | 35.95 | -35.95 | 35.95 | 141.78 | -99.45 | 1000 | 1000 | -35.95 | 35.95 | 35.95 | 55.3 | 35.95
2016-07-21 19:00:00 | 0.089326 | 0.12923 | 0.80864 | 35.7 | -35.7 | 35.7 | 141.53 | -99.2 | 1000 | 1000 | -35.7 | 35.7 | 35.7 | 54.25 | 35.7
2016-07-21 20:00:00 | 0.089326 | 0.12923 | 0.80522 | 32.92 | -32.92 | 32.92 | 138.75 | -96.42 | 1000 | 1000 | -32.92 | 32.92 | 32.92 | 54.74 | 32.92
2016-07-21 21:00:00 | 0.089326 | 0.12923 | 0.76479 | 31.01 | -31.01 | 31.01 | 136.84 | -94.51 | 1000 | 1000 | -31.01 | 31.01 | 31.01 | 55.38 | 31.01
2016-07-21 22:00:00 | 0.089326 | 0.12923 | 0.70234 | 29.26 | -29.26 | 29.26 | 135.09 | -92.76 | 1000 | 1000 | -29.26 | 29.26 | 29.26 | 56.38 | 29.26
2016-07-21 23:00:00 | 0.089326 | 0.12923 | 0.55862 | 27.24 | -27.24 | 27.24 | 133.07 | -90.74 | 1000 | 1000 | -27.24 | 27.24 | 27.24 | 49.88 | 27.24
2016-07-22 00:00:00 | 0.089326 | 0.12923 | 0.38499 | 27.1 | -27.1 | 27.1 | 132.93 | -90.6 | 1000 | 1000 | -27.1 | 27.1 | 27.1 | 42.04 | 27.1
2016-07-22 01:00:00 | 0.089326 | 0.12923 | 0.29435 | 26.56 | -26.56 | 26.56 | 132.39 | -90.06 | 1000 | 1000 | -26.56 | 26.56 | 26.56 | 37.93 | 26.56
2016-07-22 02:00:00 | 0.089326 | 0.12923 | 0.26838 | 26.5 | -26.5 | 26.5 | 132.33 | -90 | 1000 | 1000 | -26.5 | 26.5 | 26.5 | 32.12 | 26.5
2016-07-22 03:00:00 | 0.089326 | 0.12923 | 0.25636 | 28.06 | -28.06 | 28.06 | 133.89 | -91.56 | 1000 | 1000 | -28.06 | 28.06 | 28.06 | 25.67 | 28.06
2016-07-22 04:00:00 | 0.13116 | 0.16923 | 0.27574 | 32.36 | -32.36 | 32.36 | 138.19 | -95.86 | 1000 | 1000 | -32.36 | 32.36 | 32.36 | 25.61 | 32.36
2016-07-22 05:00:00 | 0.089326 | 0.12923 | 0.32711 | 35.99 | -35.99 | 35.99 | 141.82 | -99.49 | 1000 | 1000 | -35.99 | 35.99 | 35.99 | 37.82 | 35.99
2016-07-22 06:00:00 | 0.089326 | 0.12923 | 0.49677 | 36.81 | -36.81 | 36.81 | 142.64 | -100.31 | 1000 | 1000 | -36.81 | 36.81 | 36.81 | 45.01 | 36.81
2016-07-22 07:00:00 | 0.089326 | 0.12923 | 0.66071 | 36 | -36 | 36 | 141.83 | -99.5 | 1000 | 1000 | -36 | 36 | 36 | 54.35 | 36
2016-07-22 08:00:00 | 0.089326 | 0.12923 | 0.77487 | 35.16 | -35.16 | 35.16 | 140.99 | -98.66 | 1000 | 1000 | -35.16 | 35.16 | 35.16 | 59.68 | 35.16
2016-07-22 09:00:00 | 0.089326 | 0.12923 | 0.82093 | 34.41 | -34.41 | 34.41 | 140.24 | -97.91 | 1000 | 1000 | -34.41 | 34.41 | 34.41 | 59.49 | 34.41
2016-07-22 10:00:00 | 0.089326 | 0.12923 | 0.80488 | 32.15 | -32.15 | 32.15 | 137.98 | -95.65 | 1000 | 1000 | -32.15 | 32.15 | 32.15 | 60.05 | 32.15
2016-07-22 11:00:00 | 0.089326 | 0.12923 | 0.82247 | 30.78 | -30.78 | 30.78 | 136.61 | -94.28 | 1000 | 1000 | -30.78 | 30.78 | 30.78 | 60.85 | 30.78
2016-07-22 12:00:00 | 0.089326 | 0.12923 | 0.87793 | 30.68 | -30.68 | 30.68 | 136.51 | -94.18 | 1000 | 1000 | -30.68 | 30.68 | 30.68 | 56.09 | 30.68
2016-07-22 13:00:00 | 0.089326 | 0.12923 | 0.83028 | 31.19 | -31.19 | 31.19 | 137.02 | -94.69 | 1000 | 1000 | -31.19 | 31.19 | 31.19 | 53.01 | 31.19
2016-07-22 14:00:00 | 0.089326 | 0.12923 | 0.73403 | 31.62 | -31.62 | 31.62 | 137.45 | -95.12 | 1000 | 1000 | -31.62 | 31.62 | 31.62 | 51.02 | 31.62
2016-07-22 15:00:00 | 0.089326 | 0.12923 | 0.68907 | 32.93 | -32.93 | 32.93 | 138.76 | -96.43 | 1000 | 1000 | -32.93 | 32.93 | 32.93 | 50.52 | 32.93
2016-07-22 16:00:00 | 0.089326 | 0.12923 | 0.6725 | 34.91 | -34.91 | 34.91 | 140.74 | -98.41 | 1000 | 1000 | -34.91 | 34.91 | 34.91 | 47.37 | 34.91
2016-07-22 17:00:00 | 0.089326 | 0.12923 | 0.69967 | 35.96 | -35.96 | 35.96 | 141.79 | -99.46 | 1000 | 1000 | -35.96 | 35.96 | 35.96 | 50.51 | 35.96
2016-07-22 18:00:00 | 0.089326 | 0.12923 | 0.75257 | 33.26 | -33.26 | 33.26 | 139.09 | -96.76 | 1000 | 1000 | -33.26 | 33.26 | 33.26 | 53.01 | 33.26
2016-07-22 19:00:00 | 0.089326 | 0.12923 | 0.80864 | 31.97 | -31.97 | 31.97 | 137.8 | -95.47 | 1000 | 1000 | -31.97 | 31.97 | 31.97 | 51.09 | 31.97
2016-07-22 20:00:00 | 0.089326 | 0.12923 | 0.80522 | 31.96 | -31.96 | 31.96 | 137.79 | -95.46 | 1000 | 1000 | -31.96 | 31.96 | 31.96 | 49.99 | 31.96
2016-07-22 21:00:00 | 0.089326 | 0.12923 | 0.76479 | 29 | -29 | 29 | 134.83 | -92.5 | 1000 | 1000 | -29 | 29 | 29 | 50.6 | 29
2016-07-22 22:00:00 | 0.089326 | 0.12923 | 0.70234 | 31.8 | -31.8 | 31.8 | 137.63 | -95.3 | 1000 | 1000 | -31.8 | 31.8 | 31.8 | 53.19 | 31.8
2016-07-22 23:00:00 | 0.089326 | 0.12923 | 0.55862 | 30.83 | -30.83 | 30.83 | 136.66 | -94.33 | 1000 | 1000 | -30.83 | 30.83 | 30.83 | 50.55 | 30.83
2016-07-23 00:00:00 | 0.089326 | 0.12923 | 0.43448 | 29.1 | -29.1 | 29.1 | 134.93 | -92.6 | 1000 | 1000 | -29.1 | 29.1 | 29.1 | 25.01 | 29.1
2016-07-23 01:00:00 | 0.1022 | 0.14154 | 0.35271 | 27.02 | -27.02 | 27.02 | 132.85 | -90.52 | 1000 | 1000 | -27.02 | 27.02 | 27.02 | 19.74 | 27.02
2016-07-23 02:00:00 | 0.11507 | 0.15385 | 0.29453 | 25.77 | -25.77 | 25.77 | 131.6 | -89.27 | 1000 | 1000 | -25.77 | 25.77 | 25.77 | 17.05 | 25.77
2016-07-23 03:00:00 | 0.13438 | 0.17231 | 0.28312 | 25.65 | -25.65 | 25.65 | 131.48 | -89.15 | 1000 | 1000 | -25.65 | 25.65 | 25.65 | 10.19 | 25.65
2016-07-23 04:00:00 | 0.10863 | 0.14769 | 0.28766 | 26.22 | -26.22 | 26.22 | 132.05 | -89.72 | 1000 | 1000 | -26.22 | 26.22 | 26.22 | 10.19 | 26.22
2016-07-23 05:00:00 | 0.089326 | 0.12923 | 0.29561 | 30.32 | -30.32 | 30.32 | 136.15 | -93.82 | 1000 | 1000 | -30.32 | 30.32 | 30.32 | 9.88 | 30.32
2016-07-23 06:00:00 | 0.089326 | 0.12923 | 0.35179 | 31.96 | -31.96 | 31.96 | 137.79 | -95.46 | 1000 | 1000 | -31.96 | 31.96 | 31.96 | 9.9 | 31.96
2016-07-23 07:00:00 | 0.089326 | 0.12923 | 0.5156 | 32.53 | -32.53 | 32.53 | 138.36 | -96.03 | 1000 | 1000 | -32.53 | 32.53 | 32.53 | 24.26 | 32.53
2016-07-23 08:00:00 | 0.089326 | 0.12923 | 0.71509 | 32.26 | -32.26 | 32.26 | 138.09 | -95.76 | 1000 | 1000 | -32.26 | 32.26 | 32.26 | 36.66 | 32.26
2016-07-23 09:00:00 | 0.089326 | 0.12923 | 0.84809 | 31.97 | -31.97 | 31.97 | 137.8 | -95.47 | 1000 | 1000 | -31.97 | 31.97 | 31.97 | 37.42 | 31.97
2016-07-23 10:00:00 | 0.089326 | 0.12923 | 0.89163 | 29.02 | -29.02 | 29.02 | 134.85 | -92.52 | 1000 | 1000 | -29.02 | 29.02 | 29.02 | 35.03 | 29.02
2016-07-23 11:00:00 | 0.089326 | 0.12923 | 0.92322 | 25.25 | -25.25 | 25.25 | 131.08 | -88.75 | 1000 | 1000 | -25.25 | 25.25 | 25.25 | 35.37 | 25.25
2016-07-23 12:00:00 | 0.089326 | 0.12923 | 0.96569 | 24.52 | -24.52 | 24.52 | 130.35 | -88.02 | 1000 | 1000 | -24.52 | 24.52 | 24.52 | 30.05 | 24.52
2016-07-23 13:00:00 | 0.089326 | 0.12923 | 0.9165 | 24.97 | -24.97 | 24.97 | 130.8 | -88.47 | 1000 | 1000 | -24.97 | 24.97 | 24.97 | 30.04 | 24.97
2016-07-23 14:00:00 | 0.089326 | 0.12923 | 0.79457 | 27.72 | -27.72 | 27.72 | 133.55 | -91.22 | 1000 | 1000 | -27.72 | 27.72 | 27.72 | 24.25 | 27.72
2016-07-23 15:00:00 | 0.089326 | 0.12923 | 0.72708 | 30.57 | -30.57 | 30.57 | 136.4 | -94.07 | 1000 | 1000 | -30.57 | 30.57 | 30.57 | 24.25 | 30.57
2016-07-23 16:00:00 | 0.089326 | 0.12923 | 0.70007 | 31.86 | -31.86 | 31.86 | 137.69 | -95.36 | 1000 | 1000 | -31.86 | 31.86 | 31.86 | 25.65 | 31.86
2016-07-23 17:00:00 | 0.089326 | 0.12923 | 0.71577 | 33.62 | -33.62 | 33.62 | 139.45 | -97.12 | 1000 | 1000 | -33.62 | 33.62 | 33.62 | 36.8 | 33.62
2016-07-23 18:00:00 | 0.089326 | 0.12923 | 0.79423 | 32.9 | -32.9 | 32.9 | 138.73 | -96.4 | 1000 | 1000 | -32.9 | 32.9 | 32.9 | 38.07 | 32.9
2016-07-23 19:00:00 | 0.089326 | 0.12923 | 0.85492 | 32.38 | -32.38 | 32.38 | 138.21 | -95.88 | 1000 | 1000 | -32.38 | 32.38 | 32.38 | 39.18 | 32.38
2016-07-23 20:00:00 | 0.089326 | 0.12923 | 0.82777 | 32.14 | -32.14 | 32.14 | 137.97 | -95.64 | 1000 | 1000 | -32.14 | 32.14 | 32.14 | 39.91 | 32.14
2016-07-23 21:00:00 | 0.089326 | 0.12923 | 0.74686 | 29.07 | -29.07 | 29.07 | 134.9 | -92.57 | 1000 | 1000 | -29.07 | 29.07 | 29.07 | 38.91 | 29.07
2016-07-23 22:00:00 | 0.089326 | 0.12923 | 0.71732 | 30.11 | -30.11 | 30.11 | 135.94 | -93.61 | 1000 | 1000 | -30.11 | 30.11 | 30.11 | 41.71 | 30.11
2016-07-23 23:00:00 | 0.089326 | 0.12923 | 0.60822 | 28.11 | -28.11 | 28.11 | 133.94 | -91.61 | 1000 | 1000 | -28.11 | 28.11 | 28.11 | 24.24 | 28.11
2016-07-24 00:00:00 | 0.089326 | 0.12923 | 0.45214 | 25.99 | -25.99 | 25.99 | 131.82 | -89.49 | 1000 | 1000 | -25.99 | 25.99 | 25.99 | 14.15 | 25.99
2016-07-24 01:00:00 | 0.089326 | 0.12923 | 0.34401 | 24.93 | -24.93 | 24.93 | 130.76 | -88.43 | 1000 | 1000 | -24.93 | 24.93 | 24.93 | 10.17 | 24.93
2016-07-24 02:00:00 | 0.089326 | 0.12923 | 0.28601 | 24.25 | -24.25 | 24.25 | 130.08 | -87.75 | 1000 | 1000 | -24.25 | 24.25 | 24.25 | 7.91 | 24.25
2016-07-24 03:00:00 | 0.089326 | 0.12923 | 0.26624 | 23.98 | -23.98 | 23.98 | 129.81 | -87.48 | 1000 | 1000 | -23.98 | 23.98 | 23.98 | 3.98 | 23.98
2016-07-24 04:00:00 | 0.089326 | 0.12923 | 0.26199 | 23.92 | -23.92 | 23.92 | 129.75 | -87.42 | 1000 | 1000 | -23.92 | 23.92 | 23.92 | 3.48 | 23.92
2016-07-24 05:00:00 | 0.089326 | 0.12923 | 0.25637 | 24.79 | -24.79 | 24.79 | 130.62 | -88.29 | 1000 | 1000 | -24.79 | 24.79 | 24.79 | 1.91 | 24.79
2016-07-24 06:00:00 | 0.089326 | 0.12923 | 0.26819 | 25.67 | -25.67 | 25.67 | 131.5 | -89.17 | 1000 | 1000 | -25.67 | 25.67 | 25.67 | 1.61 | 25.67
2016-07-24 07:00:00 | 0.089326 | 0.12923 | 0.35225 | 25.95 | -25.95 | 25.95 | 131.78 | -89.45 | 1000 | 1000 | -25.95 | 25.95 | 25.95 | 5.93 | 25.95
2016-07-24 08:00:00 | 0.089326 | 0.12923 | 0.53724 | 24.87 | -24.87 | 24.87 | 130.7 | -88.37 | 1000 | 1000 | -24.87 | 24.87 | 24.87 | 6.27 | 24.87
2016-07-24 09:00:00 | 0.089326 | 0.12923 | 0.74695 | 25.13 | -25.13 | 25.13 | 130.96 | -88.63 | 1000 | 1000 | -25.13 | 25.13 | 25.13 | 13.83 | 25.13
2016-07-24 10:00:00 | 0.089326 | 0.12923 | 0.86788 | 23.47 | -23.47 | 23.47 | 129.3 | -86.97 | 1000 | 1000 | -23.47 | 23.47 | 23.47 | 20.35 | 23.47
2016-07-24 11:00:00 | 0.089326 | 0.12923 | 0.95599 | 23.82 | -23.82 | 23.82 | 129.65 | -87.32 | 1000 | 1000 | -23.82 | 23.82 | 23.82 | 26.98 | 23.82
2016-07-24 12:00:00 | 0.089326 | 0.12923 | 0.97702 | 23.3 | -23.3 | 23.3 | 129.13 | -86.8 | 1000 | 1000 | -23.3 | 23.3 | 23.3 | 24.18 | 23.3
2016-07-24 13:00:00 | 0.089326 | 0.12923 | 0.83282 | 23.48 | -23.48 | 23.48 | 129.31 | -86.98 | 1000 | 1000 | -23.48 | 23.48 | 23.48 | 19.78 | 23.48
2016-07-24 14:00:00 | 0.089326 | 0.12923 | 0.69241 | 24.76 | -24.76 | 24.76 | 130.59 | -88.26 | 1000 | 1000 | -24.76 | 24.76 | 24.76 | 19.21 | 24.76
2016-07-24 15:00:00 | 0.089326 | 0.12923 | 0.59885 | 26.42 | -26.42 | 26.42 | 132.25 | -89.92 | 1000 | 1000 | -26.42 | 26.42 | 26.42 | 19.18 | 26.42
2016-07-24 16:00:00 | 0.089326 | 0.12923 | 0.52621 | 29.91 | -29.91 | 29.91 | 135.74 | -93.41 | 1000 | 1000 | -29.91 | 29.91 | 29.91 | 20.86 | 29.91
2016-07-24 17:00:00 | 0.089326 | 0.12923 | 0.53897 | 31.94 | -31.94 | 31.94 | 137.77 | -95.44 | 1000 | 1000 | -31.94 | 31.94 | 31.94 | 29.93 | 31.94
2016-07-24 18:00:00 | 0.089326 | 0.12923 | 0.62018 | 32.95 | -32.95 | 32.95 | 138.78 | -96.45 | 1000 | 1000 | -32.95 | 32.95 | 32.95 | 39 | 32.95
2016-07-24 19:00:00 | 0.089326 | 0.12923 | 0.73239 | 33.22 | -33.22 | 33.22 | 139.05 | -96.72 | 1000 | 1000 | -33.22 | 33.22 | 33.22 | 39.06 | 33.22
2016-07-24 20:00:00 | 0.089326 | 0.12923 | 0.76848 | 35.93 | -35.93 | 35.93 | 141.76 | -99.43 | 1000 | 1000 | -35.93 | 35.93 | 35.93 | 35.86 | 35.93
2016-07-24 21:00:00 | 0.089326 | 0.12923 | 0.7291 | 33.3 | -33.3 | 33.3 | 139.13 | -96.8 | 1000 | 1000 | -33.3 | 33.3 | 33.3 | 40.37 | 33.3
2016-07-24 22:00:00 | 0.089326 | 0.12923 | 0.67717 | 29.8 | -29.8 | 29.8 | 135.63 | -93.3 | 1000 | 1000 | -29.8 | 29.8 | 29.8 | 40.3 | 29.8
2016-07-24 23:00:00 | 0.089326 | 0.12923 | 0.53066 | 27.32 | -27.32 | 27.32 | 133.15 | -90.82 | 1000 | 1000 | -27.32 | 27.32 | 27.32 | 31.41 | 27.32
2016-07-25 00:00:00 | 0.089326 | 0.12923 | 0.38499 | 26.32 | -26.32 | 26.32 | 132.15 | -89.82 | 1000 | 1000 | -26.32 | 26.32 | 26.32 | 25.69 | 26.32
2016-07-25 01:00:00 | 0.089326 | 0.12923 | 0.29435 | 25.93 | -25.93 | 25.93 | 131.76 | -89.43 | 1000 | 1000 | -25.93 | 25.93 | 25.93 | 14.78 | 25.93
2016-07-25 02:00:00 | 0.089326 | 0.12923 | 0.26838 | 25.92 | -25.92 | 25.92 | 131.75 | -89.42 | 1000 | 1000 | -25.92 | 25.92 | 25.92 | 10.99 | 25.92
2016-07-25 03:00:00 | 0.089326 | 0.12923 | 0.25636 | 27.8 | -27.8 | 27.8 | 133.63 | -91.3 | 1000 | 1000 | -27.8 | 27.8 | 27.8 | 10.2 | 27.8
2016-07-25 04:00:00 | 0.089326 | 0.12923 | 0.27574 | 35 | -35 | 35 | 140.83 | -98.5 | 1000 | 1000 | -35 | 35 | 35 | 10.2 | 35
2016-07-25 05:00:00 | 0.089326 | 0.12923 | 0.32711 | 38.08 | -38.08 | 38.08 | 143.91 | -101.58 | 1000 | 1000 | -38.08 | 38.08 | 38.08 | 28.51 | 38.08
2016-07-25 06:00:00 | 0.089326 | 0.12923 | 0.49677 | 39.52 | -39.52 | 39.52 | 145.35 | -103.02 | 1000 | 1000 | -39.52 | 39.52 | 39.52 | 41.33 | 39.52
2016-07-25 07:00:00 | 0.089326 | 0.12923 | 0.66071 | 37.94 | -37.94 | 37.94 | 143.77 | -101.44 | 1000 | 1000 | -37.94 | 37.94 | 37.94 | 50.54 | 37.94
2016-07-25 08:00:00 | 0.089326 | 0.12923 | 0.77487 | 36.47 | -36.47 | 36.47 | 142.3 | -99.97 | 1000 | 1000 | -36.47 | 36.47 | 36.47 | 55.22 | 36.47
2016-07-25 09:00:00 | 0.089326 | 0.12923 | 0.82093 | 36.05 | -36.05 | 36.05 | 141.88 | -99.55 | 1000 | 1000 | -36.05 | 36.05 | 36.05 | 54.02 | 36.05
2016-07-25 10:00:00 | 0.089326 | 0.12923 | 0.80488 | 33.64 | -33.64 | 33.64 | 139.47 | -97.14 | 1000 | 1000 | -33.64 | 33.64 | 33.64 | 56.51 | 33.64
2016-07-25 11:00:00 | 0.089326 | 0.12923 | 0.82247 | 32.95 | -32.95 | 32.95 | 138.78 | -96.45 | 1000 | 1000 | -32.95 | 32.95 | 32.95 | 58.63 | 32.95
2016-07-25 12:00:00 | 0.089326 | 0.12923 | 0.87793 | 32.35 | -32.35 | 32.35 | 138.18 | -95.85 | 1000 | 1000 | -32.35 | 32.35 | 32.35 | 57.98 | 32.35
2016-07-25 13:00:00 | 0.089326 | 0.12923 | 0.83028 | 32.6 | -32.6 | 32.6 | 138.43 | -96.1 | 1000 | 1000 | -32.6 | 32.6 | 32.6 | 58.1 | 32.6
2016-07-25 14:00:00 | 0.089326 | 0.12923 | 0.73403 | 33.32 | -33.32 | 33.32 | 139.15 | -96.82 | 1000 | 1000 | -33.32 | 33.32 | 33.32 | 56.28 | 33.32
2016-07-25 15:00:00 | 0.089326 | 0.12923 | 0.68907 | 35.18 | -35.18 | 35.18 | 141.01 | -98.68 | 1000 | 1000 | -35.18 | 35.18 | 35.18 | 54.95 | 35.18
2016-07-25 16:00:00 | 0.089326 | 0.12923 | 0.6725 | 35.99 | -35.99 | 35.99 | 141.82 | -99.49 | 1000 | 1000 | -35.99 | 35.99 | 35.99 | 55.74 | 35.99
2016-07-25 17:00:00 | 0.089326 | 0.12923 | 0.69967 | 36.59 | -36.59 | 36.59 | 142.42 | -100.09 | 1000 | 1000 | -36.59 | 36.59 | 36.59 | 56.92 | 36.59
2016-07-25 18:00:00 | 0.089326 | 0.12923 | 0.75257 | 36.47 | -36.47 | 36.47 | 142.3 | -99.97 | 1000 | 1000 | -36.47 | 36.47 | 36.47 | 57.95 | 36.47
2016-07-25 19:00:00 | 0.089326 | 0.12923 | 0.80864 | 36.08 | -36.08 | 36.08 | 141.91 | -99.58 | 1000 | 1000 | -36.08 | 36.08 | 36.08 | 57.44 | 36.08
2016-07-25 20:00:00 | 0.089326 | 0.12923 | 0.80522 | 35.47 | -35.47 | 35.47 | 141.3 | -98.97 | 1000 | 1000 | -35.47 | 35.47 | 35.47 | 54.07 | 35.47
2016-07-25 21:00:00 | 0.089326 | 0.12923 | 0.76479 | 30.4 | -30.4 | 30.4 | 136.23 | -93.9 | 1000 | 1000 | -30.4 | 30.4 | 30.4 | 52.81 | 30.4
2016-07-25 22:00:00 | 0.089326 | 0.12923 | 0.70234 | 27.98 | -27.98 | 27.98 | 133.81 | -91.48 | 1000 | 1000 | -27.98 | 27.98 | 27.98 | 52.05 | 27.98
2016-07-25 23:00:00 | 0.089326 | 0.12923 | 0.55862 | 27.5 | -27.5 | 27.5 | 133.33 | -91 | 1000 | 1000 | -27.5 | 27.5 | 27.5 | 44.92 | 27.5
2016-07-26 00:00:00 | 0.089326 | 0.12923 | 0.38499 | 26.38 | -26.38 | 26.38 | 132.21 | -89.88 | 1000 | 1000 | -26.38 | 26.38 | 26.38 | 44.01 | 26.38
2016-07-26 01:00:00 | 0.089326 | 0.12923 | 0.29435 | 25.88 | -25.88 | 25.88 | 131.71 | -89.38 | 1000 | 1000 | -25.88 | 25.88 | 25.88 | 39.92 | 25.88
2016-07-26 02:00:00 | 0.089326 | 0.12923 | 0.26838 | 25.91 | -25.91 | 25.91 | 131.74 | -89.41 | 1000 | 1000 | -25.91 | 25.91 | 25.91 | 38.72 | 25.91
2016-07-26 03:00:00 | 0.089326 | 0.12923 | 0.25636 | 26.53 | -26.53 | 26.53 | 132.36 | -90.03 | 1000 | 1000 | -26.53 | 26.53 | 26.53 | 38.83 | 26.53
2016-07-26 04:00:00 | 0.089326 | 0.12923 | 0.27574 | 30.97 | -30.97 | 30.97 | 136.8 | -94.47 | 1000 | 1000 | -30.97 | 30.97 | 30.97 | 37.74 | 30.97
2016-07-26 05:00:00 | 0.089326 | 0.12923 | 0.32711 | 35.9 | -35.9 | 35.9 | 141.73 | -99.4 | 1000 | 1000 | -35.9 | 35.9 | 35.9 | 40.84 | 35.9
2016-07-26 06:00:00 | 0.089326 | 0.12923 | 0.49677 | 39.16 | -39.16 | 39.16 | 144.99 | -102.66 | 1000 | 1000 | -39.16 | 39.16 | 39.16 | 49.1 | 39.16
2016-07-26 07:00:00 | 0.089326 | 0.12923 | 0.66071 | 37.45 | -37.45 | 37.45 | 143.28 | -100.95 | 1000 | 1000 | -37.45 | 37.45 | 37.45 | 54.1 | 37.45
2016-07-26 08:00:00 | 0.089326 | 0.12923 | 0.77487 | 36.46 | -36.46 | 36.46 | 142.29 | -99.96 | 1000 | 1000 | -36.46 | 36.46 | 36.46 | 51.58 | 36.46
2016-07-26 09:00:00 | 0.089326 | 0.12923 | 0.82093 | 37.01 | -37.01 | 37.01 | 142.84 | -100.51 | 1000 | 1000 | -37.01 | 37.01 | 37.01 | 53.02 | 37.01
2016-07-26 10:00:00 | 0.089326 | 0.12923 | 0.80488 | 33.13 | -33.13 | 33.13 | 138.96 | -96.63 | 1000 | 1000 | -33.13 | 33.13 | 33.13 | 55.9 | 33.13
2016-07-26 11:00:00 | 0.089326 | 0.12923 | 0.82247 | 32.91 | -32.91 | 32.91 | 138.74 | -96.41 | 1000 | 1000 | -32.91 | 32.91 | 32.91 | 58.66 | 32.91
2016-07-26 12:00:00 | 0.089326 | 0.12923 | 0.87793 | 31.8 | -31.8 | 31.8 | 137.63 | -95.3 | 1000 | 1000 | -31.8 | 31.8 | 31.8 | 56.46 | 31.8
2016-07-26 13:00:00 | 0.089326 | 0.12923 | 0.83028 | 32.92 | -32.92 | 32.92 | 138.75 | -96.42 | 1000 | 1000 | -32.92 | 32.92 | 32.92 | 55.29 | 32.92
2016-07-26 14:00:00 | 0.089326 | 0.12923 | 0.73403 | 32.26 | -32.26 | 32.26 | 138.09 | -95.76 | 1000 | 1000 | -32.26 | 32.26 | 32.26 | 55.08 | 32.26
2016-07-26 15:00:00 | 0.089326 | 0.12923 | 0.68907 | 34.07 | -34.07 | 34.07 | 139.9 | -97.57 | 1000 | 1000 | -34.07 | 34.07 | 34.07 | 52.82 | 34.07
2016-07-26 16:00:00 | 0.089326 | 0.12923 | 0.6725 | 37.13 | -37.13 | 37.13 | 142.96 | -100.63 | 1000 | 1000 | -37.13 | 37.13 | 37.13 | 50.56 | 37.13
2016-07-26 17:00:00 | 0.089326 | 0.12923 | 0.69967 | 39.3 | -39.3 | 39.3 | 145.13 | -102.8 | 1000 | 1000 | -39.3 | 39.3 | 39.3 | 51.97 | 39.3
2016-07-26 18:00:00 | 0.089326 | 0.12923 | 0.75257 | 37.28 | -37.28 | 37.28 | 143.11 | -100.78 | 1000 | 1000 | -37.28 | 37.28 | 37.28 | 54.6 | 37.28
2016-07-26 19:00:00 | 0.089326 | 0.12923 | 0.80864 | 36.54 | -36.54 | 36.54 | 142.37 | -100.04 | 1000 | 1000 | -36.54 | 36.54 | 36.54 | 52.47 | 36.54
2016-07-26 20:00:00 | 0.089326 | 0.12923 | 0.80522 | 35.81 | -35.81 | 35.81 | 141.64 | -99.31 | 1000 | 1000 | -35.81 | 35.81 | 35.81 | 55.01 | 35.81
2016-07-26 21:00:00 | 0.089326 | 0.12923 | 0.76479 | 30.2 | -30.2 | 30.2 | 136.03 | -93.7 | 1000 | 1000 | -30.2 | 30.2 | 30.2 | 52.02 | 30.2
2016-07-26 22:00:00 | 0.089326 | 0.12923 | 0.70234 | 28.12 | -28.12 | 28.12 | 133.95 | -91.62 | 1000 | 1000 | -28.12 | 28.12 | 28.12 | 49.92 | 28.12
2016-07-26 23:00:00 | 0.089326 | 0.12923 | 0.55862 | 27.61 | -27.61 | 27.61 | 133.44 | -91.11 | 1000 | 1000 | -27.61 | 27.61 | 27.61 | 45.77 | 27.61
2016-07-27 00:00:00 | 0.089326 | 0.12923 | 0.38499 | 26.53 | -26.53 | 26.53 | 132.36 | -90.03 | 1000 | 1000 | -26.53 | 26.53 | 26.53 | 40.36 | 26.53
2016-07-27 01:00:00 | 0.1569 | 0.19385 | 0.29435 | 25.87 | -25.87 | 25.87 | 131.7 | -89.37 | 1000 | 1000 | -25.87 | 25.87 | 25.87 | 39.96 | 25.87
2016-07-27 02:00:00 | 0.15047 | 0.18769 | 0.26838 | 26 | -26 | 26 | 131.83 | -89.5 | 1000 | 1000 | -26 | 26 | 26 | 39.5 | 26
2016-07-27 03:00:00 | 0.11829 | 0.15692 | 0.25636 | 26.63 | -26.63 | 26.63 | 132.46 | -90.13 | 1000 | 1000 | -26.63 | 26.63 | 26.63 | 40.37 | 26.63
2016-07-27 04:00:00 | 0.09898 | 0.13846 | 0.27574 | 31.53 | -31.53 | 31.53 | 137.36 | -95.03 | 1000 | 1000 | -31.53 | 31.53 | 31.53 | 41.04 | 31.53
2016-07-27 05:00:00 | 0.089326 | 0.12923 | 0.32711 | 36.43 | -36.43 | 36.43 | 142.26 | -99.93 | 1000 | 1000 | -36.43 | 36.43 | 36.43 | 41.99 | 36.43
2016-07-27 06:00:00 | 0.089326 | 0.12923 | 0.49677 | 39.11 | -39.11 | 39.11 | 144.94 | -102.61 | 1000 | 1000 | -39.11 | 39.11 | 39.11 | 49.94 | 39.11
2016-07-27 07:00:00 | 0.089326 | 0.12923 | 0.66071 | 40.67 | -40.67 | 40.67 | 146.5 | -104.17 | 1000 | 1000 | -40.67 | 40.67 | 40.67 | 54.64 | 40.67
2016-07-27 08:00:00 | 0.089326 | 0.12923 | 0.77487 | 40.92 | -40.92 | 40.92 | 146.75 | -104.42 | 1000 | 1000 | -40.92 | 40.92 | 40.92 | 56.57 | 40.92
2016-07-27 09:00:00 | 0.089326 | 0.12923 | 0.82093 | 41.25 | -41.25 | 41.25 | 147.08 | -104.75 | 1000 | 1000 | -41.25 | 41.25 | 41.25 | 57.08 | 41.25
2016-07-27 10:00:00 | 0.089326 | 0.12923 | 0.80488 | 37.09 | -37.09 | 37.09 | 142.92 | -100.59 | 1000 | 1000 | -37.09 | 37.09 | 37.09 | 54.93 | 37.09
2016-07-27 11:00:00 | 0.089326 | 0.12923 | 0.82247 | 36.53 | -36.53 | 36.53 | 142.36 | -100.03 | 1000 | 1000 | -36.53 | 36.53 | 36.53 | 55.53 | 36.53
2016-07-27 12:00:00 | 0.089326 | 0.12923 | 0.87793 | 33.19 | -33.19 | 33.19 | 139.02 | -96.69 | 1000 | 1000 | -33.19 | 33.19 | 33.19 | 55.28 | 33.19
2016-07-27 13:00:00 | 0.089326 | 0.12923 | 0.83028 | 32.6 | -32.6 | 32.6 | 138.43 | -96.1 | 1000 | 1000 | -32.6 | 32.6 | 32.6 | 53.2 | 32.6
2016-07-27 14:00:00 | 0.089326 | 0.12923 | 0.73403 | 32.7 | -32.7 | 32.7 | 138.53 | -96.2 | 1000 | 1000 | -32.7 | 32.7 | 32.7 | 54.51 | 32.7
2016-07-27 15:00:00 | 0.089326 | 0.12923 | 0.68907 | 33.15 | -33.15 | 33.15 | 138.98 | -96.65 | 1000 | 1000 | -33.15 | 33.15 | 33.15 | 53.13 | 33.15
2016-07-27 16:00:00 | 0.089326 | 0.12923 | 0.6725 | 35.97 | -35.97 | 35.97 | 141.8 | -99.47 | 1000 | 1000 | -35.97 | 35.97 | 35.97 | 52.28 | 35.97
2016-07-27 17:00:00 | 0.089326 | 0.12923 | 0.69967 | 36.61 | -36.61 | 36.61 | 142.44 | -100.11 | 1000 | 1000 | -36.61 | 36.61 | 36.61 | 53.02 | 36.61
2016-07-27 18:00:00 | 0.089326 | 0.12923 | 0.75257 | 36.37 | -36.37 | 36.37 | 142.2 | -99.87 | 1000 | 1000 | -36.37 | 36.37 | 36.37 | 53.2 | 36.37
2016-07-27 19:00:00 | 0.089326 | 0.12923 | 0.80864 | 35.56 | -35.56 | 35.56 | 141.39 | -99.06 | 1000 | 1000 | -35.56 | 35.56 | 35.56 | 53.21 | 35.56
2016-07-27 20:00:00 | 0.089326 | 0.12923 | 0.80522 | 34.04 | -34.04 | 34.04 | 139.87 | -97.54 | 1000 | 1000 | -34.04 | 34.04 | 34.04 | 50.83 | 34.04
2016-07-27 21:00:00 | 0.089326 | 0.12923 | 0.76479 | 29.94 | -29.94 | 29.94 | 135.77 | -93.44 | 1000 | 1000 | -29.94 | 29.94 | 29.94 | 50.84 | 29.94
2016-07-27 22:00:00 | 0.089326 | 0.12923 | 0.70234 | 26.9 | -26.9 | 26.9 | 132.73 | -90.4 | 1000 | 1000 | -26.9 | 26.9 | 26.9 | 51.7 | 26.9
2016-07-27 23:00:00 | 0.089326 | 0.12923 | 0.55862 | 26.39 | -26.39 | 26.39 | 132.22 | -89.89 | 1000 | 1000 | -26.39 | 26.39 | 26.39 | 46.25 | 26.39
2016-07-28 00:00:00 | 0.089326 | 0.12923 | 0.38499 | 25.8 | -25.8 | 25.8 | 131.63 | -89.3 | 1000 | 1000 | -25.8 | 25.8 | 25.8 | 41.59 | 25.8
2016-07-28 01:00:00 | 0.089326 | 0.12923 | 0.29435 | 25.29 | -25.29 | 25.29 | 131.12 | -88.79 | 1000 | 1000 | -25.29 | 25.29 | 25.29 | 40.04 | 25.29
2016-07-28 02:00:00 | 0.089326 | 0.12923 | 0.26838 | 25.26 | -25.26 | 25.26 | 131.09 | -88.76 | 1000 | 1000 | -25.26 | 25.26 | 25.26 | 39.97 | 25.26
2016-07-28 03:00:00 | 0.089326 | 0.12923 | 0.25636 | 26.39 | -26.39 | 26.39 | 132.22 | -89.89 | 1000 | 1000 | -26.39 | 26.39 | 26.39 | 39.25 | 26.39
2016-07-28 04:00:00 | 0.089326 | 0.12923 | 0.27574 | 29.92 | -29.92 | 29.92 | 135.75 | -93.42 | 1000 | 1000 | -29.92 | 29.92 | 29.92 | 39.55 | 29.92
2016-07-28 05:00:00 | 0.089326 | 0.12923 | 0.32711 | 34.91 | -34.91 | 34.91 | 140.74 | -98.41 | 1000 | 1000 | -34.91 | 34.91 | 34.91 | 41.02 | 34.91
2016-07-28 06:00:00 | 0.089326 | 0.12923 | 0.49677 | 36.94 | -36.94 | 36.94 | 142.77 | -100.44 | 1000 | 1000 | -36.94 | 36.94 | 36.94 | 48.13 | 36.94
2016-07-28 07:00:00 | 0.089326 | 0.12923 | 0.66071 | 35.79 | -35.79 | 35.79 | 141.62 | -99.29 | 1000 | 1000 | -35.79 | 35.79 | 35.79 | 55.85 | 35.79
2016-07-28 08:00:00 | 0.089326 | 0.12923 | 0.77487 | 33.93 | -33.93 | 33.93 | 139.76 | -97.43 | 1000 | 1000 | -33.93 | 33.93 | 33.93 | 52.59 | 33.93
2016-07-28 09:00:00 | 0.089326 | 0.12923 | 0.82093 | 33.75 | -33.75 | 33.75 | 139.58 | -97.25 | 1000 | 1000 | -33.75 | 33.75 | 33.75 | 54.99 | 33.75
2016-07-28 10:00:00 | 0.089326 | 0.12923 | 0.80488 | 33.81 | -33.81 | 33.81 | 139.64 | -97.31 | 1000 | 1000 | -33.81 | 33.81 | 33.81 | 58 | 33.81
2016-07-28 11:00:00 | 0.089326 | 0.12923 | 0.82247 | 31.79 | -31.79 | 31.79 | 137.62 | -95.29 | 1000 | 1000 | -31.79 | 31.79 | 31.79 | 60 | 31.79
2016-07-28 12:00:00 | 0.089326 | 0.12923 | 0.87793 | 30.97 | -30.97 | 30.97 | 136.8 | -94.47 | 1000 | 1000 | -30.97 | 30.97 | 30.97 | 55.13 | 30.97
2016-07-28 13:00:00 | 0.089326 | 0.12923 | 0.83028 | 31.43 | -31.43 | 31.43 | 137.26 | -94.93 | 1000 | 1000 | -31.43 | 31.43 | 31.43 | 54.25 | 31.43
2016-07-28 14:00:00 | 0.089326 | 0.12923 | 0.73403 | 31.43 | -31.43 | 31.43 | 137.26 | -94.93 | 1000 | 1000 | -31.43 | 31.43 | 31.43 | 53.96 | 31.43
2016-07-28 15:00:00 | 0.089326 | 0.12923 | 0.68907 | 32.98 | -32.98 | 32.98 | 138.81 | -96.48 | 1000 | 1000 | -32.98 | 32.98 | 32.98 | 53 | 32.98
2016-07-28 16:00:00 | 0.089326 | 0.12923 | 0.6725 | 34.97 | -34.97 | 34.97 | 140.8 | -98.47 | 1000 | 1000 | -34.97 | 34.97 | 34.97 | 50.28 | 34.97
2016-07-28 17:00:00 | 0.089326 | 0.12923 | 0.69967 | 36.72 | -36.72 | 36.72 | 142.55 | -100.22 | 1000 | 1000 | -36.72 | 36.72 | 36.72 | 49.98 | 36.72
2016-07-28 18:00:00 | 0.089326 | 0.12923 | 0.75257 | 35.5 | -35.5 | 35.5 | 141.33 | -99 | 1000 | 1000 | -35.5 | 35.5 | 35.5 | 50.86 | 35.5
2016-07-28 19:00:00 | 0.089326 | 0.12923 | 0.80864 | 34.04 | -34.04 | 34.04 | 139.87 | -97.54 | 1000 | 1000 | -34.04 | 34.04 | 34.04 | 50.87 | 34.04
2016-07-28 20:00:00 | 0.089326 | 0.12923 | 0.80522 | 33.93 | -33.93 | 33.93 | 139.76 | -97.43 | 1000 | 1000 | -33.93 | 33.93 | 33.93 | 53.29 | 33.93
2016-07-28 21:00:00 | 0.089326 | 0.12923 | 0.76479 | 29.92 | -29.92 | 29.92 | 135.75 | -93.42 | 1000 | 1000 | -29.92 | 29.92 | 29.92 | 53.28 | 29.92
2016-07-28 22:00:00 | 0.089326 | 0.12923 | 0.70234 | 28.21 | -28.21 | 28.21 | 134.04 | -91.71 | 1000 | 1000 | -28.21 | 28.21 | 28.21 | 51.37 | 28.21
2016-07-28 23:00:00 | 0.089326 | 0.12923 | 0.55862 | 27.04 | -27.04 | 27.04 | 132.87 | -90.54 | 1000 | 1000 | -27.04 | 27.04 | 27.04 | 46.14 | 27.04
2016-07-29 00:00:00 | 0.089326 | 0.12923 | 0.38499 | 26.03 | -26.03 | 26.03 | 131.86 | -89.53 | 1000 | 1000 | -26.03 | 26.03 | 26.03 | 42.71 | 26.03
2016-07-29 01:00:00 | 0.089326 | 0.12923 | 0.29435 | 24.58 | -24.58 | 24.58 | 130.41 | -88.08 | 1000 | 1000 | -24.58 | 24.58 | 24.58 | 40.04 | 24.58
2016-07-29 02:00:00 | 0.089326 | 0.12923 | 0.26838 | 24.84 | -24.84 | 24.84 | 130.67 | -88.34 | 1000 | 1000 | -24.84 | 24.84 | 24.84 | 38.06 | 24.84
2016-07-29 03:00:00 | 0.089326 | 0.12923 | 0.25636 | 25.95 | -25.95 | 25.95 | 131.78 | -89.45 | 1000 | 1000 | -25.95 | 25.95 | 25.95 | 35.94 | 25.95
2016-07-29 04:00:00 | 0.089326 | 0.12923 | 0.27574 | 29.68 | -29.68 | 29.68 | 135.51 | -93.18 | 1000 | 1000 | -29.68 | 29.68 | 29.68 | 35.09 | 29.68
2016-07-29 05:00:00 | 0.089326 | 0.12923 | 0.32711 | 33.99 | -33.99 | 33.99 | 139.82 | -97.49 | 1000 | 1000 | -33.99 | 33.99 | 33.99 | 40.01 | 33.99
2016-07-29 06:00:00 | 0.089326 | 0.12923 | 0.49677 | 36.13 | -36.13 | 36.13 | 141.96 | -99.63 | 1000 | 1000 | -36.13 | 36.13 | 36.13 | 49.45 | 36.13
2016-07-29 07:00:00 | 0.089326 | 0.12923 | 0.66071 | 36.09 | -36.09 | 36.09 | 141.92 | -99.59 | 1000 | 1000 | -36.09 | 36.09 | 36.09 | 55.92 | 36.09
2016-07-29 08:00:00 | 0.089326 | 0.12923 | 0.77487 | 33.75 | -33.75 | 33.75 | 139.58 | -97.25 | 1000 | 1000 | -33.75 | 33.75 | 33.75 | 57.92 | 33.75
2016-07-29 09:00:00 | 0.089326 | 0.12923 | 0.82093 | 33.21 | -33.21 | 33.21 | 139.04 | -96.71 | 1000 | 1000 | -33.21 | 33.21 | 33.21 | 58 | 33.21
2016-07-29 10:00:00 | 0.089326 | 0.12923 | 0.80488 | 31.67 | -31.67 | 31.67 | 137.5 | -95.17 | 1000 | 1000 | -31.67 | 31.67 | 31.67 | 57.51 | 31.67
2016-07-29 11:00:00 | 0.089326 | 0.12923 | 0.82247 | 29.5 | -29.5 | 29.5 | 135.33 | -93 | 1000 | 1000 | -29.5 | 29.5 | 29.5 | 58.26 | 29.5
2016-07-29 12:00:00 | 0.089326 | 0.12923 | 0.87793 | 27.94 | -27.94 | 27.94 | 133.77 | -91.44 | 1000 | 1000 | -27.94 | 27.94 | 27.94 | 56.09 | 27.94
2016-07-29 13:00:00 | 0.089326 | 0.12923 | 0.83028 | 27.37 | -27.37 | 27.37 | 133.2 | -90.87 | 1000 | 1000 | -27.37 | 27.37 | 27.37 | 53.18 | 27.37
2016-07-29 14:00:00 | 0.089326 | 0.12923 | 0.73403 | 28.09 | -28.09 | 28.09 | 133.92 | -91.59 | 1000 | 1000 | -28.09 | 28.09 | 28.09 | 52 | 28.09
2016-07-29 15:00:00 | 0.089326 | 0.12923 | 0.68907 | 29.11 | -29.11 | 29.11 | 134.94 | -92.61 | 1000 | 1000 | -29.11 | 29.11 | 29.11 | 49.7 | 29.11
2016-07-29 16:00:00 | 0.089326 | 0.12923 | 0.6725 | 31.5 | -31.5 | 31.5 | 137.33 | -95 | 1000 | 1000 | -31.5 | 31.5 | 31.5 | 47.97 | 31.5
2016-07-29 17:00:00 | 0.089326 | 0.12923 | 0.69967 | 34.13 | -34.13 | 34.13 | 139.96 | -97.63 | 1000 | 1000 | -34.13 | 34.13 | 34.13 | 49.41 | 34.13
2016-07-29 18:00:00 | 0.089326 | 0.12923 | 0.75257 | 32.98 | -32.98 | 32.98 | 138.81 | -96.48 | 1000 | 1000 | -32.98 | 32.98 | 32.98 | 50.93 | 32.98
2016-07-29 19:00:00 | 0.089326 | 0.12923 | 0.80864 | 30.86 | -30.86 | 30.86 | 136.69 | -94.36 | 1000 | 1000 | -30.86 | 30.86 | 30.86 | 49.95 | 30.86
2016-07-29 20:00:00 | 0.089326 | 0.12923 | 0.80522 | 29.81 | -29.81 | 29.81 | 135.64 | -93.31 | 1000 | 1000 | -29.81 | 29.81 | 29.81 | 50.95 | 29.81
2016-07-29 21:00:00 | 0.089326 | 0.12923 | 0.76479 | 28.87 | -28.87 | 28.87 | 134.7 | -92.37 | 1000 | 1000 | -28.87 | 28.87 | 28.87 | 49.53 | 28.87
2016-07-29 22:00:00 | 0.089326 | 0.12923 | 0.70234 | 31.07 | -31.07 | 31.07 | 136.9 | -94.57 | 1000 | 1000 | -31.07 | 31.07 | 31.07 | 50.83 | 31.07
2016-07-29 23:00:00 | 0.089326 | 0.12923 | 0.55862 | 26.51 | -26.51 | 26.51 | 132.34 | -90.01 | 1000 | 1000 | -26.51 | 26.51 | 26.51 | 44.6 | 26.51
2016-07-30 00:00:00 | 0.089326 | 0.12923 | 0.43448 | 25.59 | -25.59 | 25.59 | 131.42 | -89.09 | 1000 | 1000 | -25.59 | 25.59 | 25.59 | 45 | 25.59
2016-07-30 01:00:00 | 0.089326 | 0.12923 | 0.35271 | 24.56 | -24.56 | 24.56 | 130.39 | -88.06 | 1000 | 1000 | -24.56 | 24.56 | 24.56 | 38.97 | 24.56
2016-07-30 02:00:00 | 0.089326 | 0.12923 | 0.29453 | 24.17 | -24.17 | 24.17 | 130 | -87.67 | 1000 | 1000 | -24.17 | 24.17 | 24.17 | 36.16 | 24.17
2016-07-30 03:00:00 | 0.089326 | 0.12923 | 0.28312 | 24.39 | -24.39 | 24.39 | 130.22 | -87.89 | 1000 | 1000 | -24.39 | 24.39 | 24.39 | 32.34 | 24.39
2016-07-30 04:00:00 | 0.089326 | 0.12923 | 0.28766 | 24.72 | -24.72 | 24.72 | 130.55 | -88.22 | 1000 | 1000 | -24.72 | 24.72 | 24.72 | 31.15 | 24.72
2016-07-30 05:00:00 | 0.089326 | 0.12923 | 0.29561 | 25.46 | -25.46 | 25.46 | 131.29 | -88.96 | 1000 | 1000 | -25.46 | 25.46 | 25.46 | 29.66 | 25.46
2016-07-30 06:00:00 | 0.089326 | 0.12923 | 0.35179 | 26.74 | -26.74 | 26.74 | 132.57 | -90.24 | 1000 | 1000 | -26.74 | 26.74 | 26.74 | 32.67 | 26.74
2016-07-30 07:00:00 | 0.089326 | 0.12923 | 0.5156 | 28.97 | -28.97 | 28.97 | 134.8 | -92.47 | 1000 | 1000 | -28.97 | 28.97 | 28.97 | 38.58 | 28.97
2016-07-30 08:00:00 | 0.089326 | 0.12923 | 0.71509 | 28.38 | -28.38 | 28.38 | 134.21 | -91.88 | 1000 | 1000 | -28.38 | 28.38 | 28.38 | 44.42 | 28.38
2016-07-30 09:00:00 | 0.089326 | 0.12923 | 0.84809 | 27.93 | -27.93 | 27.93 | 133.76 | -91.43 | 1000 | 1000 | -27.93 | 27.93 | 27.93 | 47.48 | 27.93
2016-07-30 10:00:00 | 0.089326 | 0.12923 | 0.89163 | 26.33 | -26.33 | 26.33 | 132.16 | -89.83 | 1000 | 1000 | -26.33 | 26.33 | 26.33 | 50.03 | 26.33
2016-07-30 11:00:00 | 0.089326 | 0.12923 | 0.92322 | 24.79 | -24.79 | 24.79 | 130.62 | -88.29 | 1000 | 1000 | -24.79 | 24.79 | 24.79 | 50.02 | 24.79
2016-07-30 12:00:00 | 0.089326 | 0.12923 | 0.96569 | 23.99 | -23.99 | 23.99 | 129.82 | -87.49 | 1000 | 1000 | -23.99 | 23.99 | 23.99 | 50 | 23.99
2016-07-30 13:00:00 | 0.089326 | 0.12923 | 0.9165 | 24.04 | -24.04 | 24.04 | 129.87 | -87.54 | 1000 | 1000 | -24.04 | 24.04 | 24.04 | 43.93 | 24.04
2016-07-30 14:00:00 | 0.089326 | 0.12923 | 0.79457 | 25.04 | -25.04 | 25.04 | 130.87 | -88.54 | 1000 | 1000 | -25.04 | 25.04 | 25.04 | 43.56 | 25.04
2016-07-30 15:00:00 | 0.089326 | 0.12923 | 0.72708 | 26.1 | -26.1 | 26.1 | 131.93 | -89.6 | 1000 | 1000 | -26.1 | 26.1 | 26.1 | 39.93 | 26.1
2016-07-30 16:00:00 | 0.089326 | 0.12923 | 0.70007 | 30.51 | -30.51 | 30.51 | 136.34 | -94.01 | 1000 | 1000 | -30.51 | 30.51 | 30.51 | 39.98 | 30.51
2016-07-30 17:00:00 | 0.089326 | 0.12923 | 0.71577 | 31.92 | -31.92 | 31.92 | 137.75 | -95.42 | 1000 | 1000 | -31.92 | 31.92 | 31.92 | 44.72 | 31.92
2016-07-30 18:00:00 | 0.089326 | 0.12923 | 0.79423 | 32.55 | -32.55 | 32.55 | 138.38 | -96.05 | 1000 | 1000 | -32.55 | 32.55 | 32.55 | 49.94 | 32.55
2016-07-30 19:00:00 | 0.089326 | 0.12923 | 0.85492 | 32.09 | -32.09 | 32.09 | 137.92 | -95.59 | 1000 | 1000 | -32.09 | 32.09 | 32.09 | 49.84 | 32.09
2016-07-30 20:00:00 | 0.089326 | 0.12923 | 0.82777 | 36.02 | -36.02 | 36.02 | 141.85 | -99.52 | 1000 | 1000 | -36.02 | 36.02 | 36.02 | 47.98 | 36.02
2016-07-30 21:00:00 | 0.089326 | 0.12923 | 0.74686 | 32.96 | -32.96 | 32.96 | 138.79 | -96.46 | 1000 | 1000 | -32.96 | 32.96 | 32.96 | 48.2 | 32.96
2016-07-30 22:00:00 | 0.089326 | 0.12923 | 0.71732 | 28.08 | -28.08 | 28.08 | 133.91 | -91.58 | 1000 | 1000 | -28.08 | 28.08 | 28.08 | 45.5 | 28.08
2016-07-30 23:00:00 | 0.089326 | 0.12923 | 0.60822 | 25.36 | -25.36 | 25.36 | 131.19 | -88.86 | 1000 | 1000 | -25.36 | 25.36 | 25.36 | 35.91 | 25.36
2016-07-31 00:00:00 | 0.089326 | 0.12923 | 0.45214 | 23.8 | -23.8 | 23.8 | 129.63 | -87.3 | 1000 | 1000 | -23.8 | 23.8 | 23.8 | 31.06 | 23.8
2016-07-31 01:00:00 | 0.089326 | 0.12923 | 0.34401 | 22.56 | -22.56 | 22.56 | 128.39 | -86.06 | 1000 | 1000 | -22.56 | 22.56 | 22.56 | 31.47 | 22.56
2016-07-31 02:00:00 | 0.089326 | 0.12923 | 0.28601 | 22.14 | -22.14 | 22.14 | 127.97 | -85.64 | 1000 | 1000 | -22.14 | 22.14 | 22.14 | 24.92 | 22.14
2016-07-31 03:00:00 | 0.095762 | 0.13538 | 0.26624 | 21.65 | -21.65 | 21.65 | 127.48 | -85.15 | 1000 | 1000 | -21.65 | 21.65 | 21.65 | 24 | 21.65
2016-07-31 04:00:00 | 0.089326 | 0.12923 | 0.26199 | 20.98 | -20.98 | 20.98 | 126.81 | -84.48 | 1000 | 1000 | -20.98 | 20.98 | 20.98 | 24 | 20.98
2016-07-31 05:00:00 | 0.089326 | 0.12923 | 0.25637 | 21.99 | -21.99 | 21.99 | 127.82 | -85.49 | 1000 | 1000 | -21.99 | 21.99 | 21.99 | 23.45 | 21.99
2016-07-31 06:00:00 | 0.089326 | 0.12923 | 0.26819 | 23.8 | -23.8 | 23.8 | 129.63 | -87.3 | 1000 | 1000 | -23.8 | 23.8 | 23.8 | 23.42 | 23.8
2016-07-31 07:00:00 | 0.089326 | 0.12923 | 0.35225 | 25.12 | -25.12 | 25.12 | 130.95 | -88.62 | 1000 | 1000 | -25.12 | 25.12 | 25.12 | 31.66 | 25.12
2016-07-31 08:00:00 | 0.089326 | 0.12923 | 0.53724 | 25.28 | -25.28 | 25.28 | 131.11 | -88.78 | 1000 | 1000 | -25.28 | 25.28 | 25.28 | 35 | 25.28
2016-07-31 09:00:00 | 0.089326 | 0.12923 | 0.74695 | 26.77 | -26.77 | 26.77 | 132.6 | -90.27 | 1000 | 1000 | -26.77 | 26.77 | 26.77 | 39.91 | 26.77
2016-07-31 10:00:00 | 0.089326 | 0.12923 | 0.86788 | 26.34 | -26.34 | 26.34 | 132.17 | -89.84 | 1000 | 1000 | -26.34 | 26.34 | 26.34 | 47.15 | 26.34
2016-07-31 11:00:00 | 0.089326 | 0.12923 | 0.95599 | 25.56 | -25.56 | 25.56 | 131.39 | -89.06 | 1000 | 1000 | -25.56 | 25.56 | 25.56 | 51.75 | 25.56
2016-07-31 12:00:00 | 0.089326 | 0.12923 | 0.97702 | 24.35 | -24.35 | 24.35 | 130.18 | -87.85 | 1000 | 1000 | -24.35 | 24.35 | 24.35 | 50.08 | 24.35
2016-07-31 13:00:00 | 0.089326 | 0.12923 | 0.83282 | 23.32 | -23.32 | 23.32 | 129.15 | -86.82 | 1000 | 1000 | -23.32 | 23.32 | 23.32 | 47.55 | 23.32
2016-07-31 14:00:00 | 0.089326 | 0.12923 | 0.69241 | 22.78 | -22.78 | 22.78 | 128.61 | -86.28 | 1000 | 1000 | -22.78 | 22.78 | 22.78 | 43.2 | 22.78
2016-07-31 15:00:00 | 0.089326 | 0.12923 | 0.59885 | 25.25 | -25.25 | 25.25 | 131.08 | -88.75 | 1000 | 1000 | -25.25 | 25.25 | 25.25 | 40.19 | 25.25
2016-07-31 16:00:00 | 0.089326 | 0.12923 | 0.52621 | 25.09 | -25.09 | 25.09 | 130.92 | -88.59 | 1000 | 1000 | -25.09 | 25.09 | 25.09 | 42.27 | 25.09
2016-07-31 17:00:00 | 0.089326 | 0.12923 | 0.53897 | 28.23 | -28.23 | 28.23 | 134.06 | -91.73 | 1000 | 1000 | -28.23 | 28.23 | 28.23 | 49.13 | 28.23
2016-07-31 18:00:00 | 0.089326 | 0.12923 | 0.62018 | 28.92 | -28.92 | 28.92 | 134.75 | -92.42 | 1000 | 1000 | -28.92 | 28.92 | 28.92 | 50.61 | 28.92
2016-07-31 19:00:00 | 0.089326 | 0.12923 | 0.73239 | 30.19 | -30.19 | 30.19 | 136.02 | -93.69 | 1000 | 1000 | -30.19 | 30.19 | 30.19 | 50.68 | 30.19
2016-07-31 20:00:00 | 0.089326 | 0.12923 | 0.76848 | 31.39 | -31.39 | 31.39 | 137.22 | -94.89 | 1000 | 1000 | -31.39 | 31.39 | 31.39 | 50.6 | 31.39
2016-07-31 21:00:00 | 0.089326 | 0.12923 | 0.7291 | 27.78 | -27.78 | 27.78 | 133.61 | -91.28 | 1000 | 1000 | -27.78 | 27.78 | 27.78 | 51.92 | 27.78
2016-07-31 22:00:00 | 0.089326 | 0.12923 | 0.67717 | 24.91 | -24.91 | 24.91 | 130.74 | -88.41 | 1000 | 1000 | -24.91 | 24.91 | 24.91 | 52.07 | 24.91
2016-07-31 23:00:00 | 0.089326 | 0.12923 | 0.53066 | 23.79 | -23.79 | 23.79 | 129.62 | -87.29 | 1000 | 1000 | -23.79 | 23.79 | 23.79 | 46.4 | 23.79
2016-08-01 00:00:00 | 0.089326 | 0.12923 | 0.38499 | 22.55 | -22.55 | 22.55 | 128.38 | -86.05 | 1000 | 1000 | -22.55 | 22.55 | 22.55 | 46.26 | 22.55
2016-08-01 01:00:00 | 0.09898 | 0.13846 | 0.29435 | 22.14 | -22.14 | 22.14 | 127.97 | -85.64 | 1000 | 1000 | -22.14 | 22.14 | 22.14 | 40.41 | 22.14
2016-08-01 02:00:00 | 0.10542 | 0.14462 | 0.26838 | 22.42 | -22.42 | 22.42 | 128.25 | -85.92 | 1000 | 1000 | -22.42 | 22.42 | 22.42 | 37.83 | 22.42
2016-08-01 03:00:00 | 0.14403 | 0.18154 | 0.25636 | 23.93 | -23.93 | 23.93 | 129.76 | -87.43 | 1000 | 1000 | -23.93 | 23.93 | 23.93 | 37.27 | 23.93
2016-08-01 04:00:00 | 0.1569 | 0.19385 | 0.27574 | 29.06 | -29.06 | 29.06 | 134.89 | -92.56 | 1000 | 1000 | -29.06 | 29.06 | 29.06 | 36.45 | 29.06
2016-08-01 05:00:00 | 0.10863 | 0.14769 | 0.32711 | 32.17 | -32.17 | 32.17 | 138 | -95.67 | 1000 | 1000 | -32.17 | 32.17 | 32.17 | 42.19 | 32.17
2016-08-01 06:00:00 | 0.089326 | 0.12923 | 0.49677 | 35 | -35 | 35 | 140.83 | -98.5 | 1000 | 1000 | -35 | 35 | 35 | 48.98 | 35
2016-08-01 07:00:00 | 0.089326 | 0.12923 | 0.66071 | 33.21 | -33.21 | 33.21 | 139.04 | -96.71 | 1000 | 1000 | -33.21 | 33.21 | 33.21 | 54.94 | 33.21
2016-08-01 08:00:00 | 0.089326 | 0.12923 | 0.77487 | 30.13 | -30.13 | 30.13 | 135.96 | -93.63 | 1000 | 1000 | -30.13 | 30.13 | 30.13 | 54.94 | 30.13
2016-08-01 09:00:00 | 0.089326 | 0.12923 | 0.82093 | 29.8 | -29.8 | 29.8 | 135.63 | -93.3 | 1000 | 1000 | -29.8 | 29.8 | 29.8 | 54.93 | 29.8
2016-08-01 10:00:00 | 0.089326 | 0.12923 | 0.80488 | 27.92 | -27.92 | 27.92 | 133.75 | -91.42 | 1000 | 1000 | -27.92 | 27.92 | 27.92 | 54.1 | 27.92
2016-08-01 11:00:00 | 0.089326 | 0.12923 | 0.82247 | 25.93 | -25.93 | 25.93 | 131.76 | -89.43 | 1000 | 1000 | -25.93 | 25.93 | 25.93 | 56 | 25.93
2016-08-01 12:00:00 | 0.089326 | 0.12923 | 0.87793 | 27.03 | -27.03 | 27.03 | 132.86 | -90.53 | 1000 | 1000 | -27.03 | 27.03 | 27.03 | 57.91 | 27.03
2016-08-01 13:00:00 | 0.089326 | 0.12923 | 0.83028 | 27.01 | -27.01 | 27.01 | 132.84 | -90.51 | 1000 | 1000 | -27.01 | 27.01 | 27.01 | 56.18 | 27.01
2016-08-01 14:00:00 | 0.089326 | 0.12923 | 0.73403 | 28.48 | -28.48 | 28.48 | 134.31 | -91.98 | 1000 | 1000 | -28.48 | 28.48 | 28.48 | 51.49 | 28.48
2016-08-01 15:00:00 | 0.089326 | 0.12923 | 0.68907 | 32.05 | -32.05 | 32.05 | 137.88 | -95.55 | 1000 | 1000 | -32.05 | 32.05 | 32.05 | 52.93 | 32.05
2016-08-01 16:00:00 | 0.089326 | 0.12923 | 0.6725 | 35.97 | -35.97 | 35.97 | 141.8 | -99.47 | 1000 | 1000 | -35.97 | 35.97 | 35.97 | 52.72 | 35.97
2016-08-01 17:00:00 | 0.089326 | 0.12923 | 0.69967 | 37.15 | -37.15 | 37.15 | 142.98 | -100.65 | 1000 | 1000 | -37.15 | 37.15 | 37.15 | 55.02 | 37.15
2016-08-01 18:00:00 | 0.089326 | 0.12923 | 0.75257 | 38.33 | -38.33 | 38.33 | 144.16 | -101.83 | 1000 | 1000 | -38.33 | 38.33 | 38.33 | 54.99 | 38.33
2016-08-01 19:00:00 | 0.089326 | 0.12923 | 0.80864 | 36.95 | -36.95 | 36.95 | 142.78 | -100.45 | 1000 | 1000 | -36.95 | 36.95 | 36.95 | 55.92 | 36.95
2016-08-01 20:00:00 | 0.089326 | 0.12923 | 0.80522 | 35.99 | -35.99 | 35.99 | 141.82 | -99.49 | 1000 | 1000 | -35.99 | 35.99 | 35.99 | 50.98 | 35.99
2016-08-01 21:00:00 | 0.089326 | 0.12923 | 0.76479 | 31.63 | -31.63 | 31.63 | 137.46 | -95.13 | 1000 | 1000 | -31.63 | 31.63 | 31.63 | 52.12 | 31.63
2016-08-01 22:00:00 | 0.11829 | 0.15692 | 0.70234 | 27.56 | -27.56 | 27.56 | 133.39 | -91.06 | 1000 | 1000 | -27.56 | 27.56 | 27.56 | 49.95 | 27.56
2016-08-01 23:00:00 | 0.14081 | 0.17846 | 0.55862 | 25.79 | -25.79 | 25.79 | 131.62 | -89.29 | 1000 | 1000 | -25.79 | 25.79 | 25.79 | 42.78 | 25.79
2016-08-02 00:00:00 | 0.1569 | 0.19385 | 0.38499 | 25.35 | -25.35 | 25.35 | 131.18 | -88.85 | 1000 | 1000 | -25.35 | 25.35 | 25.35 | 40.03 | 25.35
2016-08-02 01:00:00 | 0.16656 | 0.20308 | 0.29435 | 24.7 | -24.7 | 24.7 | 130.53 | -88.2 | 1000 | 1000 | -24.7 | 24.7 | 24.7 | 37.05 | 24.7
2016-08-02 02:00:00 | 0.19552 | 0.23077 | 0.26838 | 24.27 | -24.27 | 24.27 | 130.1 | -87.77 | 1000 | 1000 | -24.27 | 24.27 | 24.27 | 35 | 24.27
2016-08-02 03:00:00 | 0.1923 | 0.22769 | 0.25636 | 25.9 | -25.9 | 25.9 | 131.73 | -89.4 | 1000 | 1000 | -25.9 | 25.9 | 25.9 | 35.04 | 25.9
2016-08-02 04:00:00 | 0.18908 | 0.22462 | 0.27574 | 30.43 | -30.43 | 30.43 | 136.26 | -93.93 | 1000 | 1000 | -30.43 | 30.43 | 30.43 | 36.33 | 30.43
2016-08-02 05:00:00 | 0.15368 | 0.19077 | 0.32711 | 34.87 | -34.87 | 34.87 | 140.7 | -98.37 | 1000 | 1000 | -34.87 | 34.87 | 34.87 | 38.94 | 34.87
2016-08-02 06:00:00 | 0.092544 | 0.13231 | 0.49677 | 36.87 | -36.87 | 36.87 | 142.7 | -100.37 | 1000 | 1000 | -36.87 | 36.87 | 36.87 | 45.69 | 36.87
2016-08-02 07:00:00 | 0.089326 | 0.12923 | 0.66071 | 36.92 | -36.92 | 36.92 | 142.75 | -100.42 | 1000 | 1000 | -36.92 | 36.92 | 36.92 | 51.97 | 36.92
2016-08-02 08:00:00 | 0.089326 | 0.12923 | 0.77487 | 36.97 | -36.97 | 36.97 | 142.8 | -100.47 | 1000 | 1000 | -36.97 | 36.97 | 36.97 | 55.85 | 36.97
2016-08-02 09:00:00 | 0.089326 | 0.12923 | 0.82093 | 38.09 | -38.09 | 38.09 | 143.92 | -101.59 | 1000 | 1000 | -38.09 | 38.09 | 38.09 | 53.19 | 38.09
2016-08-02 10:00:00 | 0.089326 | 0.12923 | 0.80488 | 37.83 | -37.83 | 37.83 | 143.66 | -101.33 | 1000 | 1000 | -37.83 | 37.83 | 37.83 | 54.94 | 37.83
2016-08-02 11:00:00 | 0.089326 | 0.12923 | 0.82247 | 36.85 | -36.85 | 36.85 | 142.68 | -100.35 | 1000 | 1000 | -36.85 | 36.85 | 36.85 | 56 | 36.85
2016-08-02 12:00:00 | 0.089326 | 0.12923 | 0.87793 | 35.98 | -35.98 | 35.98 | 141.81 | -99.48 | 1000 | 1000 | -35.98 | 35.98 | 35.98 | 53.19 | 35.98
2016-08-02 13:00:00 | 0.089326 | 0.12923 | 0.83028 | 35.73 | -35.73 | 35.73 | 141.56 | -99.23 | 1000 | 1000 | -35.73 | 35.73 | 35.73 | 54 | 35.73
2016-08-02 14:00:00 | 0.089326 | 0.12923 | 0.73403 | 34.92 | -34.92 | 34.92 | 140.75 | -98.42 | 1000 | 1000 | -34.92 | 34.92 | 34.92 | 53.2 | 34.92
2016-08-02 15:00:00 | 0.089326 | 0.12923 | 0.68907 | 35.94 | -35.94 | 35.94 | 141.77 | -99.44 | 1000 | 1000 | -35.94 | 35.94 | 35.94 | 52.45 | 35.94
2016-08-02 16:00:00 | 0.089326 | 0.12923 | 0.6725 | 35.92 | -35.92 | 35.92 | 141.75 | -99.42 | 1000 | 1000 | -35.92 | 35.92 | 35.92 | 51.82 | 35.92
2016-08-02 17:00:00 | 0.089326 | 0.12923 | 0.69967 | 34.95 | -34.95 | 34.95 | 140.78 | -98.45 | 1000 | 1000 | -34.95 | 34.95 | 34.95 | 53.66 | 34.95
2016-08-02 18:00:00 | 0.089326 | 0.12923 | 0.75257 | 32.83 | -32.83 | 32.83 | 138.66 | -96.33 | 1000 | 1000 | -32.83 | 32.83 | 32.83 | 56.21 | 32.83
2016-08-02 19:00:00 | 0.089326 | 0.12923 | 0.80864 | 32.4 | -32.4 | 32.4 | 138.23 | -95.9 | 1000 | 1000 | -32.4 | 32.4 | 32.4 | 56.79 | 32.4
2016-08-02 20:00:00 | 0.12472 | 0.16308 | 0.80522 | 31.19 | -31.19 | 31.19 | 137.02 | -94.69 | 1000 | 1000 | -31.19 | 31.19 | 31.19 | 53.09 | 31.19
2016-08-02 21:00:00 | 0.16012 | 0.19692 | 0.76479 | 28.98 | -28.98 | 28.98 | 134.81 | -92.48 | 1000 | 1000 | -28.98 | 28.98 | 28.98 | 50.73 | 28.98
2016-08-02 22:00:00 | 0.17299 | 0.20923 | 0.70234 | 26.03 | -26.03 | 26.03 | 131.86 | -89.53 | 1000 | 1000 | -26.03 | 26.03 | 26.03 | 50.94 | 26.03
2016-08-02 23:00:00 | 0.21161 | 0.24615 | 0.55862 | 24.53 | -24.53 | 24.53 | 130.36 | -88.03 | 1000 | 1000 | -24.53 | 24.53 | 24.53 | 41.31 | 24.53
2016-08-03 00:00:00 | 0.20517 | 0.24 | 0.38499 | 23.74 | -23.74 | 23.74 | 129.57 | -87.24 | 1000 | 1000 | -23.74 | 23.74 | 23.74 | 37.37 | 23.74
2016-08-03 01:00:00 | 0.22126 | 0.25538 | 0.29435 | 22.69 | -22.69 | 22.69 | 128.52 | -86.19 | 1000 | 1000 | -22.69 | 22.69 | 22.69 | 33.58 | 22.69
2016-08-03 02:00:00 | 0.20195 | 0.23692 | 0.26838 | 22.48 | -22.48 | 22.48 | 128.31 | -85.98 | 1000 | 1000 | -22.48 | 22.48 | 22.48 | 30.93 | 22.48
2016-08-03 03:00:00 | 0.2277 | 0.26154 | 0.25636 | 23.66 | -23.66 | 23.66 | 129.49 | -87.16 | 1000 | 1000 | -23.66 | 23.66 | 23.66 | 30.03 | 23.66
2016-08-03 04:00:00 | 0.2277 | 0.26154 | 0.27574 | 27.06 | -27.06 | 27.06 | 132.89 | -90.56 | 1000 | 1000 | -27.06 | 27.06 | 27.06 | 31.15 | 27.06
2016-08-03 05:00:00 | 0.14725 | 0.18462 | 0.32711 | 31.82 | -31.82 | 31.82 | 137.65 | -95.32 | 1000 | 1000 | -31.82 | 31.82 | 31.82 | 35.96 | 31.82
2016-08-03 06:00:00 | 0.12151 | 0.16 | 0.49677 | 33.95 | -33.95 | 33.95 | 139.78 | -97.45 | 1000 | 1000 | -33.95 | 33.95 | 33.95 | 44.14 | 33.95
2016-08-03 07:00:00 | 0.092544 | 0.13231 | 0.66071 | 34.97 | -34.97 | 34.97 | 140.8 | -98.47 | 1000 | 1000 | -34.97 | 34.97 | 34.97 | 49.35 | 34.97
2016-08-03 08:00:00 | 0.089326 | 0.12923 | 0.77487 | 35.02 | -35.02 | 35.02 | 140.85 | -98.52 | 1000 | 1000 | -35.02 | 35.02 | 35.02 | 52.66 | 35.02
2016-08-03 09:00:00 | 0.089326 | 0.12923 | 0.82093 | 34.95 | -34.95 | 34.95 | 140.78 | -98.45 | 1000 | 1000 | -34.95 | 34.95 | 34.95 | 54.62 | 34.95
2016-08-03 10:00:00 | 0.089326 | 0.12923 | 0.80488 | 33.57 | -33.57 | 33.57 | 139.4 | -97.07 | 1000 | 1000 | -33.57 | 33.57 | 33.57 | 54.97 | 33.57
2016-08-03 11:00:00 | 0.089326 | 0.12923 | 0.82247 | 30.04 | -30.04 | 30.04 | 135.87 | -93.54 | 1000 | 1000 | -30.04 | 30.04 | 30.04 | 54.98 | 30.04
2016-08-03 12:00:00 | 0.089326 | 0.12923 | 0.87793 | 28.13 | -28.13 | 28.13 | 133.96 | -91.63 | 1000 | 1000 | -28.13 | 28.13 | 28.13 | 53.55 | 28.13
2016-08-03 13:00:00 | 0.089326 | 0.12923 | 0.83028 | 28.38 | -28.38 | 28.38 | 134.21 | -91.88 | 1000 | 1000 | -28.38 | 28.38 | 28.38 | 53.99 | 28.38
2016-08-03 14:00:00 | 0.089326 | 0.12923 | 0.73403 | 28.45 | -28.45 | 28.45 | 134.28 | -91.95 | 1000 | 1000 | -28.45 | 28.45 | 28.45 | 54.31 | 28.45
2016-08-03 15:00:00 | 0.089326 | 0.12923 | 0.68907 | 29.95 | -29.95 | 29.95 | 135.78 | -93.45 | 1000 | 1000 | -29.95 | 29.95 | 29.95 | 53.75 | 29.95
2016-08-03 16:00:00 | 0.089326 | 0.12923 | 0.6725 | 32.52 | -32.52 | 32.52 | 138.35 | -96.02 | 1000 | 1000 | -32.52 | 32.52 | 32.52 | 53 | 32.52
2016-08-03 17:00:00 | 0.089326 | 0.12923 | 0.69967 | 33 | -33 | 33 | 138.83 | -96.5 | 1000 | 1000 | -33 | 33 | 33 | 54.9 | 33
2016-08-03 18:00:00 | 0.089326 | 0.12923 | 0.75257 | 31.25 | -31.25 | 31.25 | 137.08 | -94.75 | 1000 | 1000 | -31.25 | 31.25 | 31.25 | 55.05 | 31.25
2016-08-03 19:00:00 | 0.089326 | 0.12923 | 0.80864 | 30.33 | -30.33 | 30.33 | 136.16 | -93.83 | 1000 | 1000 | -30.33 | 30.33 | 30.33 | 54.94 | 30.33
2016-08-03 20:00:00 | 0.089326 | 0.12923 | 0.80522 | 28.99 | -28.99 | 28.99 | 134.82 | -92.49 | 1000 | 1000 | -28.99 | 28.99 | 28.99 | 52.04 | 28.99
2016-08-03 21:00:00 | 0.089326 | 0.12923 | 0.76479 | 26.91 | -26.91 | 26.91 | 132.74 | -90.41 | 1000 | 1000 | -26.91 | 26.91 | 26.91 | 50.94 | 26.91
2016-08-03 22:00:00 | 0.089326 | 0.12923 | 0.70234 | 23.55 | -23.55 | 23.55 | 129.38 | -87.05 | 1000 | 1000 | -23.55 | 23.55 | 23.55 | 50.93 | 23.55
2016-08-03 23:00:00 | 0.089326 | 0.12923 | 0.55862 | 22.43 | -22.43 | 22.43 | 128.26 | -85.93 | 1000 | 1000 | -22.43 | 22.43 | 22.43 | 45.2 | 22.43
2016-08-04 00:00:00 | 0.089326 | 0.12923 | 0.38499 | 20.05 | -20.05 | 20.05 | 125.88 | -83.55 | 1000 | 1000 | -20.05 | 20.05 | 20.05 | 40.43 | 20.05
2016-08-04 01:00:00 | 0.089326 | 0.12923 | 0.29435 | 19.42 | -19.42 | 19.42 | 125.25 | -82.92 | 1000 | 1000 | -19.42 | 19.42 | 19.42 | 37.62 | 19.42
2016-08-04 02:00:00 | 0.089326 | 0.12923 | 0.26838 | 19.83 | -19.83 | 19.83 | 125.66 | -83.33 | 1000 | 1000 | -19.83 | 19.83 | 19.83 | 35.91 | 19.83
2016-08-04 03:00:00 | 0.089326 | 0.12923 | 0.25636 | 22.42 | -22.42 | 22.42 | 128.25 | -85.92 | 1000 | 1000 | -22.42 | 22.42 | 22.42 | 35.08 | 22.42
2016-08-04 04:00:00 | 0.089326 | 0.12923 | 0.27574 | 25.49 | -25.49 | 25.49 | 131.32 | -88.99 | 1000 | 1000 | -25.49 | 25.49 | 25.49 | 35.58 | 25.49
2016-08-04 05:00:00 | 0.089326 | 0.12923 | 0.32711 | 30.01 | -30.01 | 30.01 | 135.84 | -93.51 | 1000 | 1000 | -30.01 | 30.01 | 30.01 | 39.55 | 30.01
2016-08-04 06:00:00 | 0.089326 | 0.12923 | 0.49677 | 33.05 | -33.05 | 33.05 | 138.88 | -96.55 | 1000 | 1000 | -33.05 | 33.05 | 33.05 | 47.39 | 33.05
2016-08-04 07:00:00 | 0.089326 | 0.12923 | 0.66071 | 32.03 | -32.03 | 32.03 | 137.86 | -95.53 | 1000 | 1000 | -32.03 | 32.03 | 32.03 | 55.04 | 32.03
2016-08-04 08:00:00 | 0.089326 | 0.12923 | 0.77487 | 29.01 | -29.01 | 29.01 | 134.84 | -92.51 | 1000 | 1000 | -29.01 | 29.01 | 29.01 | 55.97 | 29.01
2016-08-04 09:00:00 | 0.089326 | 0.12923 | 0.82093 | 27.98 | -27.98 | 27.98 | 133.81 | -91.48 | 1000 | 1000 | -27.98 | 27.98 | 27.98 | 56.09 | 27.98
2016-08-04 10:00:00 | 0.089326 | 0.12923 | 0.80488 | 25.45 | -25.45 | 25.45 | 131.28 | -88.95 | 1000 | 1000 | -25.45 | 25.45 | 25.45 | 58.05 | 25.45
2016-08-04 11:00:00 | 0.089326 | 0.12923 | 0.82247 | 23.58 | -23.58 | 23.58 | 129.41 | -87.08 | 1000 | 1000 | -23.58 | 23.58 | 23.58 | 58.02 | 23.58
2016-08-04 12:00:00 | 0.089326 | 0.12923 | 0.87793 | 23.97 | -23.97 | 23.97 | 129.8 | -87.47 | 1000 | 1000 | -23.97 | 23.97 | 23.97 | 57.81 | 23.97
2016-08-04 13:00:00 | 0.089326 | 0.12923 | 0.83028 | 27.02 | -27.02 | 27.02 | 132.85 | -90.52 | 1000 | 1000 | -27.02 | 27.02 | 27.02 | 53.19 | 27.02
2016-08-04 14:00:00 | 0.089326 | 0.12923 | 0.73403 | 29.29 | -29.29 | 29.29 | 135.12 | -92.79 | 1000 | 1000 | -29.29 | 29.29 | 29.29 | 50.97 | 29.29
2016-08-04 15:00:00 | 0.089326 | 0.12923 | 0.68907 | 32.98 | -32.98 | 32.98 | 138.81 | -96.48 | 1000 | 1000 | -32.98 | 32.98 | 32.98 | 51.91 | 32.98
2016-08-04 16:00:00 | 0.089326 | 0.12923 | 0.6725 | 34.58 | -34.58 | 34.58 | 140.41 | -98.08 | 1000 | 1000 | -34.58 | 34.58 | 34.58 | 51.3 | 34.58
2016-08-04 17:00:00 | 0.089326 | 0.12923 | 0.69967 | 34.9 | -34.9 | 34.9 | 140.73 | -98.4 | 1000 | 1000 | -34.9 | 34.9 | 34.9 | 53.07 | 34.9
2016-08-04 18:00:00 | 0.089326 | 0.12923 | 0.75257 | 34.58 | -34.58 | 34.58 | 140.41 | -98.08 | 1000 | 1000 | -34.58 | 34.58 | 34.58 | 54.37 | 34.58
2016-08-04 19:00:00 | 0.089326 | 0.12923 | 0.80864 | 34.46 | -34.46 | 34.46 | 140.29 | -97.96 | 1000 | 1000 | -34.46 | 34.46 | 34.46 | 53.92 | 34.46
2016-08-04 20:00:00 | 0.089326 | 0.12923 | 0.80522 | 33.91 | -33.91 | 33.91 | 139.74 | -97.41 | 1000 | 1000 | -33.91 | 33.91 | 33.91 | 56.79 | 33.91
2016-08-04 21:00:00 | 0.089326 | 0.12923 | 0.76479 | 29.37 | -29.37 | 29.37 | 135.2 | -92.87 | 1000 | 1000 | -29.37 | 29.37 | 29.37 | 55.09 | 29.37
2016-08-04 22:00:00 | 0.089326 | 0.12923 | 0.70234 | 28.13 | -28.13 | 28.13 | 133.96 | -91.63 | 1000 | 1000 | -28.13 | 28.13 | 28.13 | 52.47 | 28.13
2016-08-04 23:00:00 | 0.089326 | 0.12923 | 0.55862 | 26.83 | -26.83 | 26.83 | 132.66 | -90.33 | 1000 | 1000 | -26.83 | 26.83 | 26.83 | 46.87 | 26.83
2016-08-05 00:00:00 | 0.089326 | 0.12923 | 0.38499 | 25.12 | -25.12 | 25.12 | 130.95 | -88.62 | 1000 | 1000 | -25.12 | 25.12 | 25.12 | 39.8 | 25.12
2016-08-05 01:00:00 | 0.089326 | 0.12923 | 0.29435 | 23.95 | -23.95 | 23.95 | 129.78 | -87.45 | 1000 | 1000 | -23.95 | 23.95 | 23.95 | 37.6 | 23.95
2016-08-05 02:00:00 | 0.089326 | 0.12923 | 0.26838 | 24.07 | -24.07 | 24.07 | 129.9 | -87.57 | 1000 | 1000 | -24.07 | 24.07 | 24.07 | 35.19 | 24.07
2016-08-05 03:00:00 | 0.089326 | 0.12923 | 0.25636 | 26.24 | -26.24 | 26.24 | 132.07 | -89.74 | 1000 | 1000 | -26.24 | 26.24 | 26.24 | 34.36 | 26.24
2016-08-05 04:00:00 | 0.089326 | 0.12923 | 0.27574 | 30.45 | -30.45 | 30.45 | 136.28 | -93.95 | 1000 | 1000 | -30.45 | 30.45 | 30.45 | 34.99 | 30.45
2016-08-05 05:00:00 | 0.089326 | 0.12923 | 0.32711 | 34.01 | -34.01 | 34.01 | 139.84 | -97.51 | 1000 | 1000 | -34.01 | 34.01 | 34.01 | 38.63 | 34.01
2016-08-05 06:00:00 | 0.089326 | 0.12923 | 0.49677 | 37.19 | -37.19 | 37.19 | 143.02 | -100.69 | 1000 | 1000 | -37.19 | 37.19 | 37.19 | 43.27 | 37.19
2016-08-05 07:00:00 | 0.089326 | 0.12923 | 0.66071 | 38.69 | -38.69 | 38.69 | 144.52 | -102.19 | 1000 | 1000 | -38.69 | 38.69 | 38.69 | 50 | 38.69
2016-08-05 08:00:00 | 0.089326 | 0.12923 | 0.77487 | 38.54 | -38.54 | 38.54 | 144.37 | -102.04 | 1000 | 1000 | -38.54 | 38.54 | 38.54 | 52.68 | 38.54
2016-08-05 09:00:00 | 0.089326 | 0.12923 | 0.82093 | 38 | -38 | 38 | 143.83 | -101.5 | 1000 | 1000 | -38 | 38 | 38 | 53.51 | 38
2016-08-05 10:00:00 | 0.089326 | 0.12923 | 0.80488 | 36 | -36 | 36 | 141.83 | -99.5 | 1000 | 1000 | -36 | 36 | 36 | 57.25 | 36
2016-08-05 11:00:00 | 0.089326 | 0.12923 | 0.82247 | 33.96 | -33.96 | 33.96 | 139.79 | -97.46 | 1000 | 1000 | -33.96 | 33.96 | 33.96 | 58.01 | 33.96
2016-08-05 12:00:00 | 0.089326 | 0.12923 | 0.87793 | 31.39 | -31.39 | 31.39 | 137.22 | -94.89 | 1000 | 1000 | -31.39 | 31.39 | 31.39 | 58.01 | 31.39
2016-08-05 13:00:00 | 0.089326 | 0.12923 | 0.83028 | 28.23 | -28.23 | 28.23 | 134.06 | -91.73 | 1000 | 1000 | -28.23 | 28.23 | 28.23 | 55.04 | 28.23
2016-08-05 14:00:00 | 0.089326 | 0.12923 | 0.73403 | 28.46 | -28.46 | 28.46 | 134.29 | -91.96 | 1000 | 1000 | -28.46 | 28.46 | 28.46 | 52.78 | 28.46
2016-08-05 15:00:00 | 0.089326 | 0.12923 | 0.68907 | 31.29 | -31.29 | 31.29 | 137.12 | -94.79 | 1000 | 1000 | -31.29 | 31.29 | 31.29 | 51.64 | 31.29
2016-08-05 16:00:00 | 0.089326 | 0.12923 | 0.6725 | 33.89 | -33.89 | 33.89 | 139.72 | -97.39 | 1000 | 1000 | -33.89 | 33.89 | 33.89 | 51.65 | 33.89
2016-08-05 17:00:00 | 0.089326 | 0.12923 | 0.69967 | 34.4 | -34.4 | 34.4 | 140.23 | -97.9 | 1000 | 1000 | -34.4 | 34.4 | 34.4 | 52 | 34.4
2016-08-05 18:00:00 | 0.089326 | 0.12923 | 0.75257 | 34.15 | -34.15 | 34.15 | 139.98 | -97.65 | 1000 | 1000 | -34.15 | 34.15 | 34.15 | 51.87 | 34.15
2016-08-05 19:00:00 | 0.089326 | 0.12923 | 0.80864 | 33.02 | -33.02 | 33.02 | 138.85 | -96.52 | 1000 | 1000 | -33.02 | 33.02 | 33.02 | 50.44 | 33.02
2016-08-05 20:00:00 | 0.089326 | 0.12923 | 0.80522 | 32.3 | -32.3 | 32.3 | 138.13 | -95.8 | 1000 | 1000 | -32.3 | 32.3 | 32.3 | 49.53 | 32.3
2016-08-05 21:00:00 | 0.089326 | 0.12923 | 0.76479 | 28.84 | -28.84 | 28.84 | 134.67 | -92.34 | 1000 | 1000 | -28.84 | 28.84 | 28.84 | 48.02 | 28.84
2016-08-05 22:00:00 | 0.089326 | 0.12923 | 0.70234 | 29.58 | -29.58 | 29.58 | 135.41 | -93.08 | 1000 | 1000 | -29.58 | 29.58 | 29.58 | 50.91 | 29.58
2016-08-05 23:00:00 | 0.089326 | 0.12923 | 0.55862 | 26.68 | -26.68 | 26.68 | 132.51 | -90.18 | 1000 | 1000 | -26.68 | 26.68 | 26.68 | 44.97 | 26.68
2016-08-06 00:00:00 | 0.089326 | 0.12923 | 0.43448 | 25.34 | -25.34 | 25.34 | 131.17 | -88.84 | 1000 | 1000 | -25.34 | 25.34 | 25.34 | 43.69 | 25.34
2016-08-06 01:00:00 | 0.089326 | 0.12923 | 0.35271 | 23.77 | -23.77 | 23.77 | 129.6 | -87.27 | 1000 | 1000 | -23.77 | 23.77 | 23.77 | 42.02 | 23.77
2016-08-06 02:00:00 | 0.09898 | 0.13846 | 0.29453 | 22.4 | -22.4 | 22.4 | 128.23 | -85.9 | 1000 | 1000 | -22.4 | 22.4 | 22.4 | 38.69 | 22.4
2016-08-06 03:00:00 | 0.12472 | 0.16308 | 0.28312 | 22.01 | -22.01 | 22.01 | 127.84 | -85.51 | 1000 | 1000 | -22.01 | 22.01 | 22.01 | 37.46 | 22.01
2016-08-06 04:00:00 | 0.13116 | 0.16923 | 0.28766 | 22.97 | -22.97 | 22.97 | 128.8 | -86.47 | 1000 | 1000 | -22.97 | 22.97 | 22.97 | 35.99 | 22.97
2016-08-06 05:00:00 | 0.10542 | 0.14462 | 0.29561 | 25.02 | -25.02 | 25.02 | 130.85 | -88.52 | 1000 | 1000 | -25.02 | 25.02 | 25.02 | 37.68 | 25.02
2016-08-06 06:00:00 | 0.089326 | 0.12923 | 0.35179 | 26.36 | -26.36 | 26.36 | 132.19 | -89.86 | 1000 | 1000 | -26.36 | 26.36 | 26.36 | 40.05 | 26.36
2016-08-06 07:00:00 | 0.089326 | 0.12923 | 0.5156 | 26.47 | -26.47 | 26.47 | 132.3 | -89.97 | 1000 | 1000 | -26.47 | 26.47 | 26.47 | 42.67 | 26.47
2016-08-06 08:00:00 | 0.089326 | 0.12923 | 0.71509 | 24.94 | -24.94 | 24.94 | 130.77 | -88.44 | 1000 | 1000 | -24.94 | 24.94 | 24.94 | 49.12 | 24.94
2016-08-06 09:00:00 | 0.089326 | 0.12923 | 0.84809 | 23.71 | -23.71 | 23.71 | 129.54 | -87.21 | 1000 | 1000 | -23.71 | 23.71 | 23.71 | 50.97 | 23.71
2016-08-06 10:00:00 | 0.089326 | 0.12923 | 0.89163 | 22.07 | -22.07 | 22.07 | 127.9 | -85.57 | 1000 | 1000 | -22.07 | 22.07 | 22.07 | 52.7 | 22.07
2016-08-06 11:00:00 | 0.089326 | 0.12923 | 0.92322 | 19.81 | -19.81 | 19.81 | 125.64 | -83.31 | 1000 | 1000 | -19.81 | 19.81 | 19.81 | 52.38 | 19.81
2016-08-06 12:00:00 | 0.089326 | 0.12923 | 0.96569 | 18.38 | -18.38 | 18.38 | 124.21 | -81.88 | 1000 | 1000 | -18.38 | 18.38 | 18.38 | 48.77 | 18.38
2016-08-06 13:00:00 | 0.089326 | 0.12923 | 0.9165 | 17.83 | -17.83 | 17.83 | 123.66 | -81.33 | 1000 | 1000 | -17.83 | 17.83 | 17.83 | 48.97 | 17.83
2016-08-06 14:00:00 | 0.089326 | 0.12923 | 0.79457 | 17.18 | -17.18 | 17.18 | 123.01 | -80.68 | 1000 | 1000 | -17.18 | 17.18 | 17.18 | 45.1 | 17.18
2016-08-06 15:00:00 | 0.089326 | 0.12923 | 0.72708 | 22.03 | -22.03 | 22.03 | 127.86 | -85.53 | 1000 | 1000 | -22.03 | 22.03 | 22.03 | 45.09 | 22.03
2016-08-06 16:00:00 | 0.089326 | 0.12923 | 0.70007 | 26.32 | -26.32 | 26.32 | 132.15 | -89.82 | 1000 | 1000 | -26.32 | 26.32 | 26.32 | 46.47 | 26.32
2016-08-06 17:00:00 | 0.089326 | 0.12923 | 0.71577 | 28.96 | -28.96 | 28.96 | 134.79 | -92.46 | 1000 | 1000 | -28.96 | 28.96 | 28.96 | 49.65 | 28.96
2016-08-06 18:00:00 | 0.089326 | 0.12923 | 0.79423 | 28.92 | -28.92 | 28.92 | 134.75 | -92.42 | 1000 | 1000 | -28.92 | 28.92 | 28.92 | 50.75 | 28.92
2016-08-06 19:00:00 | 0.089326 | 0.12923 | 0.85492 | 30.32 | -30.32 | 30.32 | 136.15 | -93.82 | 1000 | 1000 | -30.32 | 30.32 | 30.32 | 47.49 | 30.32
2016-08-06 20:00:00 | 0.089326 | 0.12923 | 0.82777 | 30.44 | -30.44 | 30.44 | 136.27 | -93.94 | 1000 | 1000 | -30.44 | 30.44 | 30.44 | 47.14 | 30.44
2016-08-06 21:00:00 | 0.089326 | 0.12923 | 0.74686 | 28.12 | -28.12 | 28.12 | 133.95 | -91.62 | 1000 | 1000 | -28.12 | 28.12 | 28.12 | 47.08 | 28.12
2016-08-06 22:00:00 | 0.1376 | 0.17538 | 0.71732 | 24.6 | -24.6 | 24.6 | 130.43 | -88.1 | 1000 | 1000 | -24.6 | 24.6 | 24.6 | 45.04 | 24.6
2016-08-06 23:00:00 | 0.14403 | 0.18154 | 0.60822 | 20.05 | -20.05 | 20.05 | 125.88 | -83.55 | 1000 | 1000 | -20.05 | 20.05 | 20.05 | 39.59 | 20.05
2016-08-07 00:00:00 | 0.15368 | 0.19077 | 0.45214 | 17.99 | -17.99 | 17.99 | 123.82 | -81.49 | 1000 | 1000 | -17.99 | 17.99 | 17.99 | 26.88 | 17.99
2016-08-07 01:00:00 | 0.16012 | 0.19692 | 0.34401 | 12.86 | -12.86 | 12.86 | 118.69 | -76.36 | 1000 | 1000 | -12.86 | 12.86 | 12.86 | 21.92 | 12.86
2016-08-07 02:00:00 | 0.16334 | 0.2 | 0.28601 | 12.38 | -12.38 | 12.38 | 118.21 | -75.88 | 1000 | 1000 | -12.38 | 12.38 | 12.38 | 20.35 | 12.38
2016-08-07 03:00:00 | 0.17621 | 0.21231 | 0.26624 | 12.35 | -12.35 | 12.35 | 118.18 | -75.85 | 1000 | 1000 | -12.35 | 12.35 | 12.35 | 20.04 | 12.35
2016-08-07 04:00:00 | 0.18586 | 0.22154 | 0.26199 | 12.51 | -12.51 | 12.51 | 118.34 | -76.01 | 1000 | 1000 | -12.51 | 12.51 | 12.51 | 15.98 | 12.51
2016-08-07 05:00:00 | 0.14725 | 0.18462 | 0.25637 | 11.93 | -11.93 | 11.93 | 117.76 | -75.43 | 1000 | 1000 | -11.93 | 11.93 | 11.93 | 10.64 | 11.93
2016-08-07 06:00:00 | 0.09898 | 0.13846 | 0.26819 | 12.25 | -12.25 | 12.25 | 118.08 | -75.75 | 1000 | 1000 | -12.25 | 12.25 | 12.25 | 10.05 | 12.25
2016-08-07 07:00:00 | 0.089326 | 0.12923 | 0.35225 | 12.79 | -12.79 | 12.79 | 118.62 | -76.29 | 1000 | 1000 | -12.79 | 12.79 | 12.79 | 21.64 | 12.79
2016-08-07 08:00:00 | 0.089326 | 0.12923 | 0.53724 | 9.95 | -9.95 | 9.95 | 115.78 | -73.45 | 1000 | 1000 | -9.95 | 9.95 | 9.95 | 28.79 | 9.95
2016-08-07 09:00:00 | 0.089326 | 0.12923 | 0.74695 | 8.83 | -8.83 | 8.83 | 114.66 | -72.33 | 1000 | 1000 | -8.83 | 8.83 | 8.83 | 32.7 | 8.83
2016-08-07 10:00:00 | 0.089326 | 0.12923 | 0.86788 | 5.93 | -5.93 | 5.93 | 111.76 | -69.43 | 1000 | 1000 | -5.93 | 5.93 | 5.93 | 33.01 | 5.93
2016-08-07 11:00:00 | 0.089326 | 0.12923 | 0.95599 | 0.02 | -0.01999 | 0.02 | 105.85 | -63.52 | 1000 | 1000 | -0.02 | 0.02 | 0.02 | 39.81 | 0.02
2016-08-07 12:00:00 | 0.089326 | 0.12923 | 0.97702 | 0.04 | -0.03999 | 0.04 | 105.87 | -63.54 | 1000 | 1000 | -0.04 | 0.04 | 0.04 | 34.65 | 0.04
2016-08-07 13:00:00 | 0.089326 | 0.12923 | 0.83282 | 2.35 | -2.35 | 2.35 | 108.18 | -65.85 | 1000 | 1000 | -2.35 | 2.35 | 2.35 | 29.2 | 2.35
2016-08-07 14:00:00 | 0.089326 | 0.12923 | 0.69241 | 5.67 | -5.67 | 5.67 | 111.5 | -69.17 | 1000 | 1000 | -5.67 | 5.67 | 5.67 | 21.99 | 5.67
2016-08-07 15:00:00 | 0.089326 | 0.12923 | 0.59885 | 12.84 | -12.84 | 12.84 | 118.67 | -76.34 | 1000 | 1000 | -12.84 | 12.84 | 12.84 | 19.11 | 12.84
2016-08-07 16:00:00 | 0.089326 | 0.12923 | 0.52621 | 24.7 | -24.7 | 24.7 | 130.53 | -88.2 | 1000 | 1000 | -24.7 | 24.7 | 24.7 | 19.12 | 24.7
2016-08-07 17:00:00 | 0.089326 | 0.12923 | 0.53897 | 27.77 | -27.77 | 27.77 | 133.6 | -91.27 | 1000 | 1000 | -27.77 | 27.77 | 27.77 | 22.09 | 27.77
2016-08-07 18:00:00 | 0.089326 | 0.12923 | 0.62018 | 30.48 | -30.48 | 30.48 | 136.31 | -93.98 | 1000 | 1000 | -30.48 | 30.48 | 30.48 | 35.06 | 30.48
2016-08-07 19:00:00 | 0.089326 | 0.12923 | 0.73239 | 32.37 | -32.37 | 32.37 | 138.2 | -95.87 | 1000 | 1000 | -32.37 | 32.37 | 32.37 | 39.94 | 32.37
2016-08-07 20:00:00 | 0.089326 | 0.12923 | 0.76848 | 32.65 | -32.65 | 32.65 | 138.48 | -96.15 | 1000 | 1000 | -32.65 | 32.65 | 32.65 | 40.19 | 32.65
2016-08-07 21:00:00 | 0.089326 | 0.12923 | 0.7291 | 26.33 | -26.33 | 26.33 | 132.16 | -89.83 | 1000 | 1000 | -26.33 | 26.33 | 26.33 | 40.47 | 26.33
2016-08-07 22:00:00 | 0.089326 | 0.12923 | 0.67717 | 20.62 | -20.62 | 20.62 | 126.45 | -84.12 | 1000 | 1000 | -20.62 | 20.62 | 20.62 | 42.54 | 20.62
2016-08-07 23:00:00 | 0.089326 | 0.12923 | 0.53066 | 16.44 | -16.44 | 16.44 | 122.27 | -79.94 | 1000 | 1000 | -16.44 | 16.44 | 16.44 | 36.47 | 16.44
2016-08-08 00:00:00 | 0.089326 | 0.12923 | 0.38499 | 12.91 | -12.91 | 12.91 | 118.74 | -76.41 | 1000 | 1000 | -12.91 | 12.91 | 12.91 | 35.69 | 12.91
2016-08-08 01:00:00 | 0.089326 | 0.12923 | 0.29435 | 8.16 | -8.16 | 8.16 | 113.99 | -71.66 | 1000 | 1000 | -8.16 | 8.16 | 8.16 | 32.17 | 8.16
2016-08-08 02:00:00 | 0.089326 | 0.12923 | 0.26838 | 8.12 | -8.12 | 8.12 | 113.95 | -71.62 | 1000 | 1000 | -8.12 | 8.12 | 8.12 | 30.32 | 8.12
2016-08-08 03:00:00 | 0.089326 | 0.12923 | 0.25636 | 8.94 | -8.94 | 8.94 | 114.77 | -72.44 | 1000 | 1000 | -8.94 | 8.94 | 8.94 | 26.89 | 8.94
2016-08-08 04:00:00 | 0.089326 | 0.12923 | 0.27574 | 17.85 | -17.85 | 17.85 | 123.68 | -81.35 | 1000 | 1000 | -17.85 | 17.85 | 17.85 | 32.04 | 17.85
2016-08-08 05:00:00 | 0.089326 | 0.12923 | 0.32711 | 23.71 | -23.71 | 23.71 | 129.54 | -87.21 | 1000 | 1000 | -23.71 | 23.71 | 23.71 | 39.95 | 23.71
2016-08-08 06:00:00 | 0.089326 | 0.12923 | 0.49677 | 26.29 | -26.29 | 26.29 | 132.12 | -89.79 | 1000 | 1000 | -26.29 | 26.29 | 26.29 | 49.44 | 26.29
2016-08-08 07:00:00 | 0.089326 | 0.12923 | 0.66071 | 24.02 | -24.02 | 24.02 | 129.85 | -87.52 | 1000 | 1000 | -24.02 | 24.02 | 24.02 | 59.23 | 24.02
2016-08-08 08:00:00 | 0.089326 | 0.12923 | 0.77487 | 20.26 | -20.26 | 20.26 | 126.09 | -83.76 | 1000 | 1000 | -20.26 | 20.26 | 20.26 | 62.3 | 20.26
2016-08-08 09:00:00 | 0.089326 | 0.12923 | 0.82093 | 18.73 | -18.73 | 18.73 | 124.56 | -82.23 | 1000 | 1000 | -18.73 | 18.73 | 18.73 | 61.97 | 18.73
2016-08-08 10:00:00 | 0.089326 | 0.12923 | 0.80488 | 14.28 | -14.28 | 14.28 | 120.11 | -77.78 | 1000 | 1000 | -14.28 | 14.28 | 14.28 | 56 | 14.28
2016-08-08 11:00:00 | 0.089326 | 0.12923 | 0.82247 | 13.41 | -13.41 | 13.41 | 119.24 | -76.91 | 1000 | 1000 | -13.41 | 13.41 | 13.41 | 55.03 | 13.41
2016-08-08 12:00:00 | 0.089326 | 0.12923 | 0.87793 | 12.89 | -12.89 | 12.89 | 118.72 | -76.39 | 1000 | 1000 | -12.89 | 12.89 | 12.89 | 50.98 | 12.89
2016-08-08 13:00:00 | 0.089326 | 0.12923 | 0.83028 | 17.92 | -17.92 | 17.92 | 123.75 | -81.42 | 1000 | 1000 | -17.92 | 17.92 | 17.92 | 45.93 | 17.92
2016-08-08 14:00:00 | 0.089326 | 0.12923 | 0.73403 | 20.82 | -20.82 | 20.82 | 126.65 | -84.32 | 1000 | 1000 | -20.82 | 20.82 | 20.82 | 45.01 | 20.82
2016-08-08 15:00:00 | 0.089326 | 0.12923 | 0.68907 | 26.52 | -26.52 | 26.52 | 132.35 | -90.02 | 1000 | 1000 | -26.52 | 26.52 | 26.52 | 43.51 | 26.52
2016-08-08 16:00:00 | 0.089326 | 0.12923 | 0.6725 | 31.29 | -31.29 | 31.29 | 137.12 | -94.79 | 1000 | 1000 | -31.29 | 31.29 | 31.29 | 43.77 | 31.29
2016-08-08 17:00:00 | 0.089326 | 0.12923 | 0.69967 | 34.39 | -34.39 | 34.39 | 140.22 | -97.89 | 1000 | 1000 | -34.39 | 34.39 | 34.39 | 43.92 | 34.39
2016-08-08 18:00:00 | 0.089326 | 0.12923 | 0.75257 | 33.23 | -33.23 | 33.23 | 139.06 | -96.73 | 1000 | 1000 | -33.23 | 33.23 | 33.23 | 44.25 | 33.23
2016-08-08 19:00:00 | 0.089326 | 0.12923 | 0.80864 | 34 | -34 | 34 | 139.83 | -97.5 | 1000 | 1000 | -34 | 34 | 34 | 45.04 | 34
2016-08-08 20:00:00 | 0.089326 | 0.12923 | 0.80522 | 33.93 | -33.93 | 33.93 | 139.76 | -97.43 | 1000 | 1000 | -33.93 | 33.93 | 33.93 | 44.69 | 33.93
2016-08-08 21:00:00 | 0.089326 | 0.12923 | 0.76479 | 31.75 | -31.75 | 31.75 | 137.58 | -95.25 | 1000 | 1000 | -31.75 | 31.75 | 31.75 | 43.99 | 31.75
2016-08-08 22:00:00 | 0.089326 | 0.12923 | 0.70234 | 23.88 | -23.88 | 23.88 | 129.71 | -87.38 | 1000 | 1000 | -23.88 | 23.88 | 23.88 | 44.76 | 23.88
2016-08-08 23:00:00 | 0.089326 | 0.12923 | 0.55862 | 23.06 | -23.06 | 23.06 | 128.89 | -86.56 | 1000 | 1000 | -23.06 | 23.06 | 23.06 | 35.02 | 23.06
2016-08-09 00:00:00 | 0.092544 | 0.13231 | 0.38499 | 22.6 | -22.6 | 22.6 | 128.43 | -86.1 | 1000 | 1000 | -22.6 | 22.6 | 22.6 | 13.47 | 22.6
2016-08-09 01:00:00 | 0.12794 | 0.16615 | 0.29435 | 20.32 | -20.32 | 20.32 | 126.15 | -83.82 | 1000 | 1000 | -20.32 | 20.32 | 20.32 | 10.04 | 20.32
2016-08-09 02:00:00 | 0.14725 | 0.18462 | 0.26838 | 19.94 | -19.94 | 19.94 | 125.77 | -83.44 | 1000 | 1000 | -19.94 | 19.94 | 19.94 | 4.15 | 19.94
2016-08-09 03:00:00 | 0.17299 | 0.20923 | 0.25636 | 22.97 | -22.97 | 22.97 | 128.8 | -86.47 | 1000 | 1000 | -22.97 | 22.97 | 22.97 | 9.9 | 22.97
2016-08-09 04:00:00 | 0.15368 | 0.19077 | 0.27574 | 28.33 | -28.33 | 28.33 | 134.16 | -91.83 | 1000 | 1000 | -28.33 | 28.33 | 28.33 | 5.48 | 28.33
2016-08-09 05:00:00 | 0.14403 | 0.18154 | 0.32711 | 32.86 | -32.86 | 32.86 | 138.69 | -96.36 | 1000 | 1000 | -32.86 | 32.86 | 32.86 | 13.45 | 32.86
2016-08-09 06:00:00 | 0.12794 | 0.16615 | 0.49677 | 34.83 | -34.83 | 34.83 | 140.66 | -98.33 | 1000 | 1000 | -34.83 | 34.83 | 34.83 | 35.85 | 34.83
2016-08-09 07:00:00 | 0.089326 | 0.12923 | 0.66071 | 35.03 | -35.03 | 35.03 | 140.86 | -98.53 | 1000 | 1000 | -35.03 | 35.03 | 35.03 | 41.36 | 35.03
2016-08-09 08:00:00 | 0.089326 | 0.12923 | 0.77487 | 34.6 | -34.6 | 34.6 | 140.43 | -98.1 | 1000 | 1000 | -34.6 | 34.6 | 34.6 | 42.83 | 34.6
2016-08-09 09:00:00 | 0.089326 | 0.12923 | 0.82093 | 34.26 | -34.26 | 34.26 | 140.09 | -97.76 | 1000 | 1000 | -34.26 | 34.26 | 34.26 | 43 | 34.26
2016-08-09 10:00:00 | 0.089326 | 0.12923 | 0.80488 | 33.6 | -33.6 | 33.6 | 139.43 | -97.1 | 1000 | 1000 | -33.6 | 33.6 | 33.6 | 43 | 33.6
2016-08-09 11:00:00 | 0.089326 | 0.12923 | 0.82247 | 32.78 | -32.78 | 32.78 | 138.61 | -96.28 | 1000 | 1000 | -32.78 | 32.78 | 32.78 | 44 | 32.78
2016-08-09 12:00:00 | 0.089326 | 0.12923 | 0.87793 | 30.22 | -30.22 | 30.22 | 136.05 | -93.72 | 1000 | 1000 | -30.22 | 30.22 | 30.22 | 45.13 | 30.22
2016-08-09 13:00:00 | 0.089326 | 0.12923 | 0.83028 | 27.84 | -27.84 | 27.84 | 133.67 | -91.34 | 1000 | 1000 | -27.84 | 27.84 | 27.84 | 45.3 | 27.84
2016-08-09 14:00:00 | 0.089326 | 0.12923 | 0.73403 | 25.97 | -25.97 | 25.97 | 131.8 | -89.47 | 1000 | 1000 | -25.97 | 25.97 | 25.97 | 43.93 | 25.97
2016-08-09 15:00:00 | 0.089326 | 0.12923 | 0.68907 | 28.12 | -28.12 | 28.12 | 133.95 | -91.62 | 1000 | 1000 | -28.12 | 28.12 | 28.12 | 43 | 28.12
2016-08-09 16:00:00 | 0.089326 | 0.12923 | 0.6725 | 30.35 | -30.35 | 30.35 | 136.18 | -93.85 | 1000 | 1000 | -30.35 | 30.35 | 30.35 | 40.8 | 30.35
2016-08-09 17:00:00 | 0.089326 | 0.12923 | 0.69967 | 32.02 | -32.02 | 32.02 | 137.85 | -95.52 | 1000 | 1000 | -32.02 | 32.02 | 32.02 | 43.79 | 32.02
2016-08-09 18:00:00 | 0.089326 | 0.12923 | 0.75257 | 30.91 | -30.91 | 30.91 | 136.74 | -94.41 | 1000 | 1000 | -30.91 | 30.91 | 30.91 | 45.76 | 30.91
2016-08-09 19:00:00 | 0.089326 | 0.12923 | 0.80864 | 30.47 | -30.47 | 30.47 | 136.3 | -93.97 | 1000 | 1000 | -30.47 | 30.47 | 30.47 | 45.77 | 30.47
2016-08-09 20:00:00 | 0.1022 | 0.14154 | 0.80522 | 29.1 | -29.1 | 29.1 | 134.93 | -92.6 | 1000 | 1000 | -29.1 | 29.1 | 29.1 | 53.41 | 29.1
2016-08-09 21:00:00 | 0.13438 | 0.17231 | 0.76479 | 26.45 | -26.45 | 26.45 | 132.28 | -89.95 | 1000 | 1000 | -26.45 | 26.45 | 26.45 | 53.34 | 26.45
2016-08-09 22:00:00 | 0.18265 | 0.21846 | 0.70234 | 23.35 | -23.35 | 23.35 | 129.18 | -86.85 | 1000 | 1000 | -23.35 | 23.35 | 23.35 | 51.03 | 23.35
2016-08-09 23:00:00 | 0.19552 | 0.23077 | 0.55862 | 23.11 | -23.11 | 23.11 | 128.94 | -86.61 | 1000 | 1000 | -23.11 | 23.11 | 23.11 | 38.27 | 23.11
2016-08-10 00:00:00 | 0.21483 | 0.24923 | 0.38499 | 22 | -22 | 22 | 127.83 | -85.5 | 1000 | 1000 | -22 | 22 | 22 | 15.95 | 22
2016-08-10 01:00:00 | 0.24057 | 0.27385 | 0.29435 | 19.99 | -19.99 | 19.99 | 125.82 | -83.49 | 1000 | 1000 | -19.99 | 19.99 | 19.99 | 12.67 | 19.99
2016-08-10 02:00:00 | 0.26309 | 0.29538 | 0.26838 | 20.19 | -20.19 | 20.19 | 126.02 | -83.69 | 1000 | 1000 | -20.19 | 20.19 | 20.19 | 10.54 | 20.19
2016-08-10 03:00:00 | 0.27597 | 0.30769 | 0.25636 | 23.18 | -23.18 | 23.18 | 129.01 | -86.68 | 1000 | 1000 | -23.18 | 23.18 | 23.18 | 10.14 | 23.18
2016-08-10 04:00:00 | 0.29527 | 0.32615 | 0.27574 | 27.59 | -27.59 | 27.59 | 133.42 | -91.09 | 1000 | 1000 | -27.59 | 27.59 | 27.59 | 15.71 | 27.59
2016-08-10 05:00:00 | 0.24379 | 0.27692 | 0.32711 | 32.21 | -32.21 | 32.21 | 138.04 | -95.71 | 1000 | 1000 | -32.21 | 32.21 | 32.21 | 27.62 | 32.21
2016-08-10 06:00:00 | 0.19552 | 0.23077 | 0.49677 | 33.95 | -33.95 | 33.95 | 139.78 | -97.45 | 1000 | 1000 | -33.95 | 33.95 | 33.95 | 39.6 | 33.95
2016-08-10 07:00:00 | 0.1569 | 0.19385 | 0.66071 | 33.5 | -33.5 | 33.5 | 139.33 | -97 | 1000 | 1000 | -33.5 | 33.5 | 33.5 | 47.95 | 33.5
2016-08-10 08:00:00 | 0.14725 | 0.18462 | 0.77487 | 32.01 | -32.01 | 32.01 | 137.84 | -95.51 | 1000 | 1000 | -32.01 | 32.01 | 32.01 | 51.23 | 32.01
2016-08-10 09:00:00 | 0.1022 | 0.14154 | 0.82093 | 31.87 | -31.87 | 31.87 | 137.7 | -95.37 | 1000 | 1000 | -31.87 | 31.87 | 31.87 | 51.12 | 31.87
2016-08-10 10:00:00 | 0.089326 | 0.12923 | 0.80488 | 29.66 | -29.66 | 29.66 | 135.49 | -93.16 | 1000 | 1000 | -29.66 | 29.66 | 29.66 | 51.97 | 29.66
2016-08-10 11:00:00 | 0.089326 | 0.12923 | 0.82247 | 26.91 | -26.91 | 26.91 | 132.74 | -90.41 | 1000 | 1000 | -26.91 | 26.91 | 26.91 | 53.59 | 26.91
2016-08-10 12:00:00 | 0.089326 | 0.12923 | 0.87793 | 25.43 | -25.43 | 25.43 | 131.26 | -88.93 | 1000 | 1000 | -25.43 | 25.43 | 25.43 | 51.93 | 25.43
2016-08-10 13:00:00 | 0.089326 | 0.12923 | 0.83028 | 24.51 | -24.51 | 24.51 | 130.34 | -88.01 | 1000 | 1000 | -24.51 | 24.51 | 24.51 | 51.08 | 24.51
2016-08-10 14:00:00 | 0.089326 | 0.12923 | 0.73403 | 24.31 | -24.31 | 24.31 | 130.14 | -87.81 | 1000 | 1000 | -24.31 | 24.31 | 24.31 | 50.68 | 24.31
2016-08-10 15:00:00 | 0.089326 | 0.12923 | 0.68907 | 27.33 | -27.33 | 27.33 | 133.16 | -90.83 | 1000 | 1000 | -27.33 | 27.33 | 27.33 | 49 | 27.33
2016-08-10 16:00:00 | 0.089326 | 0.12923 | 0.6725 | 31.48 | -31.48 | 31.48 | 137.31 | -94.98 | 1000 | 1000 | -31.48 | 31.48 | 31.48 | 47.18 | 31.48
2016-08-10 17:00:00 | 0.089326 | 0.12923 | 0.69967 | 33.68 | -33.68 | 33.68 | 139.51 | -97.18 | 1000 | 1000 | -33.68 | 33.68 | 33.68 | 49.39 | 33.68
2016-08-10 18:00:00 | 0.089326 | 0.12923 | 0.75257 | 33.72 | -33.72 | 33.72 | 139.55 | -97.22 | 1000 | 1000 | -33.72 | 33.72 | 33.72 | 52.38 | 33.72
2016-08-10 19:00:00 | 0.16656 | 0.20308 | 0.80864 | 33.93 | -33.93 | 33.93 | 139.76 | -97.43 | 1000 | 1000 | -33.93 | 33.93 | 33.93 | 50.76 | 33.93
2016-08-10 20:00:00 | 0.20517 | 0.24 | 0.80522 | 32.93 | -32.93 | 32.93 | 138.76 | -96.43 | 1000 | 1000 | -32.93 | 32.93 | 32.93 | 51.81 | 32.93
2016-08-10 21:00:00 | 0.22126 | 0.25538 | 0.76479 | 28.65 | -28.65 | 28.65 | 134.48 | -92.15 | 1000 | 1000 | -28.65 | 28.65 | 28.65 | 49.47 | 28.65
2016-08-10 22:00:00 | 0.23735 | 0.27077 | 0.70234 | 24.23 | -24.23 | 24.23 | 130.06 | -87.73 | 1000 | 1000 | -24.23 | 24.23 | 24.23 | 46.87 | 24.23
2016-08-10 23:00:00 | 0.25988 | 0.29231 | 0.55862 | 23.01 | -23.01 | 23.01 | 128.84 | -86.51 | 1000 | 1000 | -23.01 | 23.01 | 23.01 | 39.7 | 23.01
2016-08-11 00:00:00 | 0.27275 | 0.30462 | 0.38499 | 22.72 | -22.72 | 22.72 | 128.55 | -86.22 | 1000 | 1000 | -22.72 | 22.72 | 22.72 | 29.34 | 22.72
2016-08-11 01:00:00 | 0.28562 | 0.31692 | 0.29435 | 20.49 | -20.49 | 20.49 | 126.32 | -83.99 | 1000 | 1000 | -20.49 | 20.49 | 20.49 | 22.78 | 20.49
2016-08-11 02:00:00 | 0.28884 | 0.32 | 0.26838 | 21.48 | -21.48 | 21.48 | 127.31 | -84.98 | 1000 | 1000 | -21.48 | 21.48 | 21.48 | 21.39 | 21.48
2016-08-11 03:00:00 | 0.29849 | 0.32923 | 0.25636 | 22.77 | -22.77 | 22.77 | 128.6 | -86.27 | 1000 | 1000 | -22.77 | 22.77 | 22.77 | 20.09 | 22.77
2016-08-11 04:00:00 | 0.30171 | 0.33231 | 0.27574 | 27.97 | -27.97 | 27.97 | 133.8 | -91.47 | 1000 | 1000 | -27.97 | 27.97 | 27.97 | 16.89 | 27.97
2016-08-11 05:00:00 | 0.28562 | 0.31692 | 0.32711 | 34.09 | -34.09 | 34.09 | 139.92 | -97.59 | 1000 | 1000 | -34.09 | 34.09 | 34.09 | 24.92 | 34.09
2016-08-11 06:00:00 | 0.23413 | 0.26769 | 0.49677 | 35.67 | -35.67 | 35.67 | 141.5 | -99.17 | 1000 | 1000 | -35.67 | 35.67 | 35.67 | 38 | 35.67
2016-08-11 07:00:00 | 0.17943 | 0.21538 | 0.66071 | 33.07 | -33.07 | 33.07 | 138.9 | -96.57 | 1000 | 1000 | -33.07 | 33.07 | 33.07 | 47.5 | 33.07
2016-08-11 08:00:00 | 0.11507 | 0.15385 | 0.77487 | 30.86 | -30.86 | 30.86 | 136.69 | -94.36 | 1000 | 1000 | -30.86 | 30.86 | 30.86 | 53.2 | 30.86
2016-08-11 09:00:00 | 0.092544 | 0.13231 | 0.82093 | 30.48 | -30.48 | 30.48 | 136.31 | -93.98 | 1000 | 1000 | -30.48 | 30.48 | 30.48 | 53.3 | 30.48
2016-08-11 10:00:00 | 0.089326 | 0.12923 | 0.80488 | 28.57 | -28.57 | 28.57 | 134.4 | -92.07 | 1000 | 1000 | -28.57 | 28.57 | 28.57 | 51.69 | 28.57
2016-08-11 11:00:00 | 0.089326 | 0.12923 | 0.82247 | 27.17 | -27.17 | 27.17 | 133 | -90.67 | 1000 | 1000 | -27.17 | 27.17 | 27.17 | 50.18 | 27.17
2016-08-11 12:00:00 | 0.13438 | 0.17231 | 0.87793 | 24.99 | -24.99 | 24.99 | 130.82 | -88.49 | 1000 | 1000 | -24.99 | 24.99 | 24.99 | 48.02 | 24.99
2016-08-11 13:00:00 | 0.089326 | 0.12923 | 0.83028 | 25.62 | -25.62 | 25.62 | 131.45 | -89.12 | 1000 | 1000 | -25.62 | 25.62 | 25.62 | 46.55 | 25.62
2016-08-11 14:00:00 | 0.16656 | 0.20308 | 0.73403 | 25.69 | -25.69 | 25.69 | 131.52 | -89.19 | 1000 | 1000 | -25.69 | 25.69 | 25.69 | 47.34 | 25.69
2016-08-11 15:00:00 | 0.089326 | 0.12923 | 0.68907 | 31.4 | -31.4 | 31.4 | 137.23 | -94.9 | 1000 | 1000 | -31.4 | 31.4 | 31.4 | 46.93 | 31.4
2016-08-11 16:00:00 | 0.089326 | 0.12923 | 0.6725 | 34.37 | -34.37 | 34.37 | 140.2 | -97.87 | 1000 | 1000 | -34.37 | 34.37 | 34.37 | 47.27 | 34.37
2016-08-11 17:00:00 | 0.089326 | 0.12923 | 0.69967 | 34.95 | -34.95 | 34.95 | 140.78 | -98.45 | 1000 | 1000 | -34.95 | 34.95 | 34.95 | 49.94 | 34.95
2016-08-11 18:00:00 | 0.10542 | 0.14462 | 0.75257 | 35.11 | -35.11 | 35.11 | 140.94 | -98.61 | 1000 | 1000 | -35.11 | 35.11 | 35.11 | 52.5 | 35.11
2016-08-11 19:00:00 | 0.1376 | 0.17538 | 0.80864 | 34.82 | -34.82 | 34.82 | 140.65 | -98.32 | 1000 | 1000 | -34.82 | 34.82 | 34.82 | 53.14 | 34.82
2016-08-11 20:00:00 | 0.14725 | 0.18462 | 0.80522 | 33.87 | -33.87 | 33.87 | 139.7 | -97.37 | 1000 | 1000 | -33.87 | 33.87 | 33.87 | 52.49 | 33.87
2016-08-11 21:00:00 | 0.15368 | 0.19077 | 0.76479 | 28.82 | -28.82 | 28.82 | 134.65 | -92.32 | 1000 | 1000 | -28.82 | 28.82 | 28.82 | 52.53 | 28.82
2016-08-11 22:00:00 | 0.15047 | 0.18769 | 0.70234 | 24.07 | -24.07 | 24.07 | 129.9 | -87.57 | 1000 | 1000 | -24.07 | 24.07 | 24.07 | 53.28 | 24.07
2016-08-11 23:00:00 | 0.1569 | 0.19385 | 0.55862 | 22.97 | -22.97 | 22.97 | 128.8 | -86.47 | 1000 | 1000 | -22.97 | 22.97 | 22.97 | 42.6 | 22.97
2016-08-12 00:00:00 | 0.14403 | 0.18154 | 0.38499 | 21.05 | -21.05 | 21.05 | 126.88 | -84.55 | 1000 | 1000 | -21.05 | 21.05 | 21.05 | 38.83 | 21.05
2016-08-12 01:00:00 | 0.15368 | 0.19077 | 0.29435 | 19.9 | -19.9 | 19.9 | 125.73 | -83.4 | 1000 | 1000 | -19.9 | 19.9 | 19.9 | 37.27 | 19.9
2016-08-12 02:00:00 | 0.16012 | 0.19692 | 0.26838 | 20.05 | -20.05 | 20.05 | 125.88 | -83.55 | 1000 | 1000 | -20.05 | 20.05 | 20.05 | 31 | 20.05
2016-08-12 03:00:00 | 0.16656 | 0.20308 | 0.25636 | 22.98 | -22.98 | 22.98 | 128.81 | -86.48 | 1000 | 1000 | -22.98 | 22.98 | 22.98 | 30.64 | 22.98
2016-08-12 04:00:00 | 0.1569 | 0.19385 | 0.27574 | 27.93 | -27.93 | 27.93 | 133.76 | -91.43 | 1000 | 1000 | -27.93 | 27.93 | 27.93 | 31.38 | 27.93
2016-08-12 05:00:00 | 0.15368 | 0.19077 | 0.32711 | 32.55 | -32.55 | 32.55 | 138.38 | -96.05 | 1000 | 1000 | -32.55 | 32.55 | 32.55 | 35.69 | 32.55
2016-08-12 06:00:00 | 0.14403 | 0.18154 | 0.49677 | 33.8 | -33.8 | 33.8 | 139.63 | -97.3 | 1000 | 1000 | -33.8 | 33.8 | 33.8 | 44.14 | 33.8
2016-08-12 07:00:00 | 0.1376 | 0.17538 | 0.66071 | 34.04 | -34.04 | 34.04 | 139.87 | -97.54 | 1000 | 1000 | -34.04 | 34.04 | 34.04 | 52.96 | 34.04
2016-08-12 08:00:00 | 0.12794 | 0.16615 | 0.77487 | 34.91 | -34.91 | 34.91 | 140.74 | -98.41 | 1000 | 1000 | -34.91 | 34.91 | 34.91 | 51.82 | 34.91
2016-08-12 09:00:00 | 0.089326 | 0.12923 | 0.82093 | 35.25 | -35.25 | 35.25 | 141.08 | -98.75 | 1000 | 1000 | -35.25 | 35.25 | 35.25 | 53.2 | 35.25
2016-08-12 10:00:00 | 0.089326 | 0.12923 | 0.80488 | 34.95 | -34.95 | 34.95 | 140.78 | -98.45 | 1000 | 1000 | -34.95 | 34.95 | 34.95 | 55.01 | 34.95
2016-08-12 11:00:00 | 0.089326 | 0.12923 | 0.82247 | 32.1 | -32.1 | 32.1 | 137.93 | -95.6 | 1000 | 1000 | -32.1 | 32.1 | 32.1 | 56.06 | 32.1
2016-08-12 12:00:00 | 0.089326 | 0.12923 | 0.87793 | 29.5 | -29.5 | 29.5 | 135.33 | -93 | 1000 | 1000 | -29.5 | 29.5 | 29.5 | 58.28 | 29.5
2016-08-12 13:00:00 | 0.089326 | 0.12923 | 0.83028 | 27.12 | -27.12 | 27.12 | 132.95 | -90.62 | 1000 | 1000 | -27.12 | 27.12 | 27.12 | 55.08 | 27.12
2016-08-12 14:00:00 | 0.089326 | 0.12923 | 0.73403 | 24.2 | -24.2 | 24.2 | 130.03 | -87.7 | 1000 | 1000 | -24.2 | 24.2 | 24.2 | 53.2 | 24.2
2016-08-12 15:00:00 | 0.089326 | 0.12923 | 0.68907 | 26.9 | -26.9 | 26.9 | 132.73 | -90.4 | 1000 | 1000 | -26.9 | 26.9 | 26.9 | 50.95 | 26.9
2016-08-12 16:00:00 | 0.089326 | 0.12923 | 0.6725 | 28.09 | -28.09 | 28.09 | 133.92 | -91.59 | 1000 | 1000 | -28.09 | 28.09 | 28.09 | 51.33 | 28.09
2016-08-12 17:00:00 | 0.089326 | 0.12923 | 0.69967 | 29.06 | -29.06 | 29.06 | 134.89 | -92.56 | 1000 | 1000 | -29.06 | 29.06 | 29.06 | 53.19 | 29.06
2016-08-12 18:00:00 | 0.089326 | 0.12923 | 0.75257 | 29.13 | -29.13 | 29.13 | 134.96 | -92.63 | 1000 | 1000 | -29.13 | 29.13 | 29.13 | 53.66 | 29.13
2016-08-12 19:00:00 | 0.089326 | 0.12923 | 0.80864 | 28.99 | -28.99 | 28.99 | 134.82 | -92.49 | 1000 | 1000 | -28.99 | 28.99 | 28.99 | 53.28 | 28.99
2016-08-12 20:00:00 | 0.089326 | 0.12923 | 0.80522 | 28.34 | -28.34 | 28.34 | 134.17 | -91.84 | 1000 | 1000 | -28.34 | 28.34 | 28.34 | 54.05 | 28.34
2016-08-12 21:00:00 | 0.089326 | 0.12923 | 0.76479 | 24.7 | -24.7 | 24.7 | 130.53 | -88.2 | 1000 | 1000 | -24.7 | 24.7 | 24.7 | 53.19 | 24.7
2016-08-12 22:00:00 | 0.089326 | 0.12923 | 0.70234 | 21.7 | -21.7 | 21.7 | 127.53 | -85.2 | 1000 | 1000 | -21.7 | 21.7 | 21.7 | 55.03 | 21.7
2016-08-12 23:00:00 | 0.089326 | 0.12923 | 0.55862 | 19.97 | -19.97 | 19.97 | 125.8 | -83.47 | 1000 | 1000 | -19.97 | 19.97 | 19.97 | 52.5 | 19.97
2016-08-13 00:00:00 | 0.089326 | 0.12923 | 0.43448 | 18.09 | -18.09 | 18.09 | 123.92 | -81.59 | 1000 | 1000 | -18.09 | 18.09 | 18.09 | 50.54 | 18.09
2016-08-13 01:00:00 | 0.089326 | 0.12923 | 0.35271 | 16.89 | -16.89 | 16.89 | 122.72 | -80.39 | 1000 | 1000 | -16.89 | 16.89 | 16.89 | 44.42 | 16.89
2016-08-13 02:00:00 | 0.089326 | 0.12923 | 0.29453 | 16.1 | -16.1 | 16.1 | 121.93 | -79.6 | 1000 | 1000 | -16.1 | 16.1 | 16.1 | 40.83 | 16.1
2016-08-13 03:00:00 | 0.089326 | 0.12923 | 0.28312 | 14.46 | -14.46 | 14.46 | 120.29 | -77.96 | 1000 | 1000 | -14.46 | 14.46 | 14.46 | 39.04 | 14.46
2016-08-13 04:00:00 | 0.089326 | 0.12923 | 0.28766 | 16.08 | -16.08 | 16.08 | 121.91 | -79.58 | 1000 | 1000 | -16.08 | 16.08 | 16.08 | 38.21 | 16.08
2016-08-13 05:00:00 | 0.089326 | 0.12923 | 0.29561 | 18.05 | -18.05 | 18.05 | 123.88 | -81.55 | 1000 | 1000 | -18.05 | 18.05 | 18.05 | 38.51 | 18.05
2016-08-13 06:00:00 | 0.089326 | 0.12923 | 0.35179 | 20.06 | -20.06 | 20.06 | 125.89 | -83.56 | 1000 | 1000 | -20.06 | 20.06 | 20.06 | 39.05 | 20.06
2016-08-13 07:00:00 | 0.089326 | 0.12923 | 0.5156 | 20.06 | -20.06 | 20.06 | 125.89 | -83.56 | 1000 | 1000 | -20.06 | 20.06 | 20.06 | 41.19 | 20.06
2016-08-13 08:00:00 | 0.089326 | 0.12923 | 0.71509 | 18.06 | -18.06 | 18.06 | 123.89 | -81.56 | 1000 | 1000 | -18.06 | 18.06 | 18.06 | 47.56 | 18.06
2016-08-13 09:00:00 | 0.089326 | 0.12923 | 0.84809 | 15.85 | -15.85 | 15.85 | 121.68 | -79.35 | 1000 | 1000 | -15.85 | 15.85 | 15.85 | 50.96 | 15.85
2016-08-13 10:00:00 | 0.089326 | 0.12923 | 0.89163 | 13.64 | -13.64 | 13.64 | 119.47 | -77.14 | 1000 | 1000 | -13.64 | 13.64 | 13.64 | 52.53 | 13.64
2016-08-13 11:00:00 | 0.089326 | 0.12923 | 0.92322 | 9.07 | -9.07 | 9.07 | 114.9 | -72.57 | 1000 | 1000 | -9.07 | 9.07 | 9.07 | 54.96 | 9.07
2016-08-13 12:00:00 | 0.089326 | 0.12923 | 0.96569 | 9.11 | -9.11 | 9.11 | 114.94 | -72.61 | 1000 | 1000 | -9.11 | 9.11 | 9.11 | 54.1 | 9.11
2016-08-13 13:00:00 | 0.089326 | 0.12923 | 0.9165 | 10.54 | -10.54 | 10.54 | 116.37 | -74.04 | 1000 | 1000 | -10.54 | 10.54 | 10.54 | 51.9 | 10.54
2016-08-13 14:00:00 | 0.089326 | 0.12923 | 0.79457 | 12.52 | -12.52 | 12.52 | 118.35 | -76.02 | 1000 | 1000 | -12.52 | 12.52 | 12.52 | 50.4 | 12.52
2016-08-13 15:00:00 | 0.089326 | 0.12923 | 0.72708 | 18.77 | -18.77 | 18.77 | 124.6 | -82.27 | 1000 | 1000 | -18.77 | 18.77 | 18.77 | 46.04 | 18.77
2016-08-13 16:00:00 | 0.089326 | 0.12923 | 0.70007 | 24.72 | -24.72 | 24.72 | 130.55 | -88.22 | 1000 | 1000 | -24.72 | 24.72 | 24.72 | 47.41 | 24.72
2016-08-13 17:00:00 | 0.089326 | 0.12923 | 0.71577 | 26.88 | -26.88 | 26.88 | 132.71 | -90.38 | 1000 | 1000 | -26.88 | 26.88 | 26.88 | 50.73 | 26.88
2016-08-13 18:00:00 | 0.089326 | 0.12923 | 0.79423 | 27.7 | -27.7 | 27.7 | 133.53 | -91.2 | 1000 | 1000 | -27.7 | 27.7 | 27.7 | 50.9 | 27.7
2016-08-13 19:00:00 | 0.089326 | 0.12923 | 0.85492 | 29.08 | -29.08 | 29.08 | 134.91 | -92.58 | 1000 | 1000 | -29.08 | 29.08 | 29.08 | 50.8 | 29.08
2016-08-13 20:00:00 | 0.089326 | 0.12923 | 0.82777 | 28.31 | -28.31 | 28.31 | 134.14 | -91.81 | 1000 | 1000 | -28.31 | 28.31 | 28.31 | 51.04 | 28.31
2016-08-13 21:00:00 | 0.089326 | 0.12923 | 0.74686 | 25.73 | -25.73 | 25.73 | 131.56 | -89.23 | 1000 | 1000 | -25.73 | 25.73 | 25.73 | 52.74 | 25.73
2016-08-13 22:00:00 | 0.089326 | 0.12923 | 0.71732 | 23.44 | -23.44 | 23.44 | 129.27 | -86.94 | 1000 | 1000 | -23.44 | 23.44 | 23.44 | 52.93 | 23.44
2016-08-13 23:00:00 | 0.089326 | 0.12923 | 0.60822 | 21.18 | -21.18 | 21.18 | 127.01 | -84.68 | 1000 | 1000 | -21.18 | 21.18 | 21.18 | 46 | 21.18
2016-08-14 00:00:00 | 0.089326 | 0.12923 | 0.45214 | 19.61 | -19.61 | 19.61 | 125.44 | -83.11 | 1000 | 1000 | -19.61 | 19.61 | 19.61 | 47.73 | 19.61
2016-08-14 01:00:00 | 0.089326 | 0.12923 | 0.34401 | 19.03 | -19.03 | 19.03 | 124.86 | -82.53 | 1000 | 1000 | -19.03 | 19.03 | 19.03 | 46.36 | 19.03
2016-08-14 02:00:00 | 0.089326 | 0.12923 | 0.28601 | 18.05 | -18.05 | 18.05 | 123.88 | -81.55 | 1000 | 1000 | -18.05 | 18.05 | 18.05 | 39.41 | 18.05
2016-08-14 03:00:00 | 0.089326 | 0.12923 | 0.26624 | 18.08 | -18.08 | 18.08 | 123.91 | -81.58 | 1000 | 1000 | -18.08 | 18.08 | 18.08 | 35.63 | 18.08
2016-08-14 04:00:00 | 0.089326 | 0.12923 | 0.26199 | 18.06 | -18.06 | 18.06 | 123.89 | -81.56 | 1000 | 1000 | -18.06 | 18.06 | 18.06 | 33.46 | 18.06
2016-08-14 05:00:00 | 0.089326 | 0.12923 | 0.25637 | 19.14 | -19.14 | 19.14 | 124.97 | -82.64 | 1000 | 1000 | -19.14 | 19.14 | 19.14 | 33.29 | 19.14
2016-08-14 06:00:00 | 0.089326 | 0.12923 | 0.26819 | 19.9 | -19.9 | 19.9 | 125.73 | -83.4 | 1000 | 1000 | -19.9 | 19.9 | 19.9 | 31.91 | 19.9
2016-08-14 07:00:00 | 0.089326 | 0.12923 | 0.35225 | 18.99 | -18.99 | 18.99 | 124.82 | -82.49 | 1000 | 1000 | -18.99 | 18.99 | 18.99 | 32.2 | 18.99
2016-08-14 08:00:00 | 0.089326 | 0.12923 | 0.53724 | 19.74 | -19.74 | 19.74 | 125.57 | -83.24 | 1000 | 1000 | -19.74 | 19.74 | 19.74 | 36.88 | 19.74
2016-08-14 09:00:00 | 0.089326 | 0.12923 | 0.74695 | 20.46 | -20.46 | 20.46 | 126.29 | -83.96 | 1000 | 1000 | -20.46 | 20.46 | 20.46 | 41.41 | 20.46
2016-08-14 10:00:00 | 0.089326 | 0.12923 | 0.86788 | 19.1 | -19.1 | 19.1 | 124.93 | -82.6 | 1000 | 1000 | -19.1 | 19.1 | 19.1 | 44.55 | 19.1
2016-08-14 11:00:00 | 0.089326 | 0.12923 | 0.95599 | 17.41 | -17.41 | 17.41 | 123.24 | -80.91 | 1000 | 1000 | -17.41 | 17.41 | 17.41 | 47.03 | 17.41
2016-08-14 12:00:00 | 0.089326 | 0.12923 | 0.97702 | 15.99 | -15.99 | 15.99 | 121.82 | -79.49 | 1000 | 1000 | -15.99 | 15.99 | 15.99 | 47 | 15.99
2016-08-14 13:00:00 | 0.089326 | 0.12923 | 0.83282 | 16.57 | -16.57 | 16.57 | 122.4 | -80.07 | 1000 | 1000 | -16.57 | 16.57 | 16.57 | 39.89 | 16.57
2016-08-14 14:00:00 | 0.089326 | 0.12923 | 0.69241 | 16.89 | -16.89 | 16.89 | 122.72 | -80.39 | 1000 | 1000 | -16.89 | 16.89 | 16.89 | 41.07 | 16.89
2016-08-14 15:00:00 | 0.089326 | 0.12923 | 0.59885 | 20.13 | -20.13 | 20.13 | 125.96 | -83.63 | 1000 | 1000 | -20.13 | 20.13 | 20.13 | 41.02 | 20.13
2016-08-14 16:00:00 | 0.089326 | 0.12923 | 0.52621 | 26.75 | -26.75 | 26.75 | 132.58 | -90.25 | 1000 | 1000 | -26.75 | 26.75 | 26.75 | 41.02 | 26.75
2016-08-14 17:00:00 | 0.089326 | 0.12923 | 0.53897 | 29.57 | -29.57 | 29.57 | 135.4 | -93.07 | 1000 | 1000 | -29.57 | 29.57 | 29.57 | 44.06 | 29.57
2016-08-14 18:00:00 | 0.089326 | 0.12923 | 0.62018 | 31.56 | -31.56 | 31.56 | 137.39 | -95.06 | 1000 | 1000 | -31.56 | 31.56 | 31.56 | 49.92 | 31.56
2016-08-14 19:00:00 | 0.089326 | 0.12923 | 0.73239 | 32.3 | -32.3 | 32.3 | 138.13 | -95.8 | 1000 | 1000 | -32.3 | 32.3 | 32.3 | 52.38 | 32.3
2016-08-14 20:00:00 | 0.089326 | 0.12923 | 0.76848 | 31.56 | -31.56 | 31.56 | 137.39 | -95.06 | 1000 | 1000 | -31.56 | 31.56 | 31.56 | 53.17 | 31.56
2016-08-14 21:00:00 | 0.11185 | 0.15077 | 0.7291 | 28.5 | -28.5 | 28.5 | 134.33 | -92 | 1000 | 1000 | -28.5 | 28.5 | 28.5 | 55.04 | 28.5
2016-08-14 22:00:00 | 0.12472 | 0.16308 | 0.67717 | 25.15 | -25.15 | 25.15 | 130.98 | -88.65 | 1000 | 1000 | -25.15 | 25.15 | 25.15 | 55.98 | 25.15
2016-08-14 23:00:00 | 0.12472 | 0.16308 | 0.53066 | 22.94 | -22.94 | 22.94 | 128.77 | -86.44 | 1000 | 1000 | -22.94 | 22.94 | 22.94 | 50.41 | 22.94
2016-08-15 00:00:00 | 0.12794 | 0.16615 | 0.38499 | 21.61 | -21.61 | 21.61 | 127.44 | -85.11 | 1000 | 1000 | -21.61 | 21.61 | 21.61 | 43 | 21.61
2016-08-15 01:00:00 | 0.17943 | 0.21538 | 0.29435 | 21.01 | -21.01 | 21.01 | 126.84 | -84.51 | 1000 | 1000 | -21.01 | 21.01 | 21.01 | 33.96 | 21.01
2016-08-15 02:00:00 | 0.18586 | 0.22154 | 0.26838 | 21.5 | -21.5 | 21.5 | 127.33 | -85 | 1000 | 1000 | -21.5 | 21.5 | 21.5 | 32.94 | 21.5
2016-08-15 03:00:00 | 0.2277 | 0.26154 | 0.25636 | 23.29 | -23.29 | 23.29 | 129.12 | -86.79 | 1000 | 1000 | -23.29 | 23.29 | 23.29 | 30.31 | 23.29
2016-08-15 04:00:00 | 0.19874 | 0.23385 | 0.27574 | 27.21 | -27.21 | 27.21 | 133.04 | -90.71 | 1000 | 1000 | -27.21 | 27.21 | 27.21 | 31.04 | 27.21
2016-08-15 05:00:00 | 0.18908 | 0.22462 | 0.32711 | 30.82 | -30.82 | 30.82 | 136.65 | -94.32 | 1000 | 1000 | -30.82 | 30.82 | 30.82 | 35.13 | 30.82
2016-08-15 06:00:00 | 0.13438 | 0.17231 | 0.49677 | 32 | -32 | 32 | 137.83 | -95.5 | 1000 | 1000 | -32 | 32 | 32 | 43.37 | 32
2016-08-15 07:00:00 | 0.089326 | 0.12923 | 0.66071 | 30.59 | -30.59 | 30.59 | 136.42 | -94.09 | 1000 | 1000 | -30.59 | 30.59 | 30.59 | 49.28 | 30.59
2016-08-15 08:00:00 | 0.089326 | 0.12923 | 0.77487 | 28.65 | -28.65 | 28.65 | 134.48 | -92.15 | 1000 | 1000 | -28.65 | 28.65 | 28.65 | 48.98 | 28.65
2016-08-15 09:00:00 | 0.089326 | 0.12923 | 0.82093 | 28.32 | -28.32 | 28.32 | 134.15 | -91.82 | 1000 | 1000 | -28.32 | 28.32 | 28.32 | 52.25 | 28.32
2016-08-15 10:00:00 | 0.089326 | 0.12923 | 0.80488 | 27.02 | -27.02 | 27.02 | 132.85 | -90.52 | 1000 | 1000 | -27.02 | 27.02 | 27.02 | 54.03 | 27.02
2016-08-15 11:00:00 | 0.089326 | 0.12923 | 0.82247 | 25 | -25 | 25 | 130.83 | -88.5 | 1000 | 1000 | -25 | 25 | 25 | 55.03 | 25
2016-08-15 12:00:00 | 0.089326 | 0.12923 | 0.87793 | 23.9 | -23.9 | 23.9 | 129.73 | -87.4 | 1000 | 1000 | -23.9 | 23.9 | 23.9 | 56.44 | 23.9
2016-08-15 13:00:00 | 0.089326 | 0.12923 | 0.83028 | 24.1 | -24.1 | 24.1 | 129.93 | -87.6 | 1000 | 1000 | -24.1 | 24.1 | 24.1 | 52.93 | 24.1
2016-08-15 14:00:00 | 0.089326 | 0.12923 | 0.73403 | 25.54 | -25.54 | 25.54 | 131.37 | -89.04 | 1000 | 1000 | -25.54 | 25.54 | 25.54 | 48.94 | 25.54
2016-08-15 15:00:00 | 0.089326 | 0.12923 | 0.68907 | 30.62 | -30.62 | 30.62 | 136.45 | -94.12 | 1000 | 1000 | -30.62 | 30.62 | 30.62 | 44.94 | 30.62
2016-08-15 16:00:00 | 0.089326 | 0.12923 | 0.6725 | 33.98 | -33.98 | 33.98 | 139.81 | -97.48 | 1000 | 1000 | -33.98 | 33.98 | 33.98 | 44.6 | 33.98
2016-08-15 17:00:00 | 0.089326 | 0.12923 | 0.69967 | 35.88 | -35.88 | 35.88 | 141.71 | -99.38 | 1000 | 1000 | -35.88 | 35.88 | 35.88 | 46.87 | 35.88
2016-08-15 18:00:00 | 0.089326 | 0.12923 | 0.75257 | 34.32 | -34.32 | 34.32 | 140.15 | -97.82 | 1000 | 1000 | -34.32 | 34.32 | 34.32 | 51.11 | 34.32
2016-08-15 19:00:00 | 0.092544 | 0.13231 | 0.80864 | 34.47 | -34.47 | 34.47 | 140.3 | -97.97 | 1000 | 1000 | -34.47 | 34.47 | 34.47 | 53.93 | 34.47
2016-08-15 20:00:00 | 0.15047 | 0.18769 | 0.80522 | 33.22 | -33.22 | 33.22 | 139.05 | -96.72 | 1000 | 1000 | -33.22 | 33.22 | 33.22 | 53.31 | 33.22
2016-08-15 21:00:00 | 0.1923 | 0.22769 | 0.76479 | 30.42 | -30.42 | 30.42 | 136.25 | -93.92 | 1000 | 1000 | -30.42 | 30.42 | 30.42 | 54.94 | 30.42
2016-08-15 22:00:00 | 0.22126 | 0.25538 | 0.70234 | 26.26 | -26.26 | 26.26 | 132.09 | -89.76 | 1000 | 1000 | -26.26 | 26.26 | 26.26 | 54.64 | 26.26
2016-08-15 23:00:00 | 0.23735 | 0.27077 | 0.55862 | 23.99 | -23.99 | 23.99 | 129.82 | -87.49 | 1000 | 1000 | -23.99 | 23.99 | 23.99 | 47 | 23.99
2016-08-16 00:00:00 | 0.22126 | 0.25538 | 0.38499 | 22.94 | -22.94 | 22.94 | 128.77 | -86.44 | 1000 | 1000 | -22.94 | 22.94 | 22.94 | 43.3 | 22.94
2016-08-16 01:00:00 | 0.1923 | 0.22769 | 0.29435 | 22.03 | -22.03 | 22.03 | 127.86 | -85.53 | 1000 | 1000 | -22.03 | 22.03 | 22.03 | 42 | 22.03
2016-08-16 02:00:00 | 0.20839 | 0.24308 | 0.26838 | 22.1 | -22.1 | 22.1 | 127.93 | -85.6 | 1000 | 1000 | -22.1 | 22.1 | 22.1 | 40.31 | 22.1
2016-08-16 03:00:00 | 0.22126 | 0.25538 | 0.25636 | 24.1 | -24.1 | 24.1 | 129.93 | -87.6 | 1000 | 1000 | -24.1 | 24.1 | 24.1 | 39.79 | 24.1
2016-08-16 04:00:00 | 0.23092 | 0.26462 | 0.27574 | 28.71 | -28.71 | 28.71 | 134.54 | -92.21 | 1000 | 1000 | -28.71 | 28.71 | 28.71 | 38.83 | 28.71
2016-08-16 05:00:00 | 0.2277 | 0.26154 | 0.32711 | 33.63 | -33.63 | 33.63 | 139.46 | -97.13 | 1000 | 1000 | -33.63 | 33.63 | 33.63 | 41.61 | 33.63
2016-08-16 06:00:00 | 0.16012 | 0.19692 | 0.49677 | 34.14 | -34.14 | 34.14 | 139.97 | -97.64 | 1000 | 1000 | -34.14 | 34.14 | 34.14 | 47.84 | 34.14
2016-08-16 07:00:00 | 0.089326 | 0.12923 | 0.66071 | 33.9 | -33.9 | 33.9 | 139.73 | -97.4 | 1000 | 1000 | -33.9 | 33.9 | 33.9 | 54.81 | 33.9
2016-08-16 08:00:00 | 0.089326 | 0.12923 | 0.77487 | 31.73 | -31.73 | 31.73 | 137.56 | -95.23 | 1000 | 1000 | -31.73 | 31.73 | 31.73 | 55.36 | 31.73
2016-08-16 09:00:00 | 0.089326 | 0.12923 | 0.82093 | 30.13 | -30.13 | 30.13 | 135.96 | -93.63 | 1000 | 1000 | -30.13 | 30.13 | 30.13 | 54.93 | 30.13
2016-08-16 10:00:00 | 0.089326 | 0.12923 | 0.80488 | 29.09 | -29.09 | 29.09 | 134.92 | -92.59 | 1000 | 1000 | -29.09 | 29.09 | 29.09 | 55.06 | 29.09
2016-08-16 11:00:00 | 0.089326 | 0.12923 | 0.82247 | 28.93 | -28.93 | 28.93 | 134.76 | -92.43 | 1000 | 1000 | -28.93 | 28.93 | 28.93 | 55.67 | 28.93
2016-08-16 12:00:00 | 0.089326 | 0.12923 | 0.87793 | 28.94 | -28.94 | 28.94 | 134.77 | -92.44 | 1000 | 1000 | -28.94 | 28.94 | 28.94 | 56.5 | 28.94
2016-08-16 13:00:00 | 0.089326 | 0.12923 | 0.83028 | 29.29 | -29.29 | 29.29 | 135.12 | -92.79 | 1000 | 1000 | -29.29 | 29.29 | 29.29 | 56.28 | 29.29
2016-08-16 14:00:00 | 0.089326 | 0.12923 | 0.73403 | 30.58 | -30.58 | 30.58 | 136.41 | -94.08 | 1000 | 1000 | -30.58 | 30.58 | 30.58 | 56.27 | 30.58
2016-08-16 15:00:00 | 0.11507 | 0.15385 | 0.68907 | 33.12 | -33.12 | 33.12 | 138.95 | -96.62 | 1000 | 1000 | -33.12 | 33.12 | 33.12 | 54.92 | 33.12
2016-08-16 16:00:00 | 0.14081 | 0.17846 | 0.6725 | 34.33 | -34.33 | 34.33 | 140.16 | -97.83 | 1000 | 1000 | -34.33 | 34.33 | 34.33 | 54.79 | 34.33
2016-08-16 17:00:00 | 0.12794 | 0.16615 | 0.69967 | 35.79 | -35.79 | 35.79 | 141.62 | -99.29 | 1000 | 1000 | -35.79 | 35.79 | 35.79 | 55.78 | 35.79
2016-08-16 18:00:00 | 0.13116 | 0.16923 | 0.75257 | 34.81 | -34.81 | 34.81 | 140.64 | -98.31 | 1000 | 1000 | -34.81 | 34.81 | 34.81 | 57.92 | 34.81
2016-08-16 19:00:00 | 0.17299 | 0.20923 | 0.80864 | 34.36 | -34.36 | 34.36 | 140.19 | -97.86 | 1000 | 1000 | -34.36 | 34.36 | 34.36 | 56.49 | 34.36
2016-08-16 20:00:00 | 0.21483 | 0.24923 | 0.80522 | 31.25 | -31.25 | 31.25 | 137.08 | -94.75 | 1000 | 1000 | -31.25 | 31.25 | 31.25 | 54.91 | 31.25
2016-08-16 21:00:00 | 0.2277 | 0.26154 | 0.76479 | 27.74 | -27.74 | 27.74 | 133.57 | -91.24 | 1000 | 1000 | -27.74 | 27.74 | 27.74 | 54.19 | 27.74
2016-08-16 22:00:00 | 0.24057 | 0.27385 | 0.70234 | 25.03 | -25.03 | 25.03 | 130.86 | -88.53 | 1000 | 1000 | -25.03 | 25.03 | 25.03 | 53.18 | 25.03
2016-08-16 23:00:00 | 0.23092 | 0.26462 | 0.55862 | 24.01 | -24.01 | 24.01 | 129.84 | -87.51 | 1000 | 1000 | -24.01 | 24.01 | 24.01 | 47.52 | 24.01
2016-08-17 00:00:00 | 0.27597 | 0.30769 | 0.38499 | 23.51 | -23.51 | 23.51 | 129.34 | -87.01 | 1000 | 1000 | -23.51 | 23.51 | 23.51 | 43 | 23.51
2016-08-17 01:00:00 | 0.29527 | 0.32615 | 0.29435 | 21.9 | -21.9 | 21.9 | 127.73 | -85.4 | 1000 | 1000 | -21.9 | 21.9 | 21.9 | 39.83 | 21.9
2016-08-17 02:00:00 | 0.28884 | 0.32 | 0.26838 | 22.56 | -22.56 | 22.56 | 128.39 | -86.06 | 1000 | 1000 | -22.56 | 22.56 | 22.56 | 35.77 | 22.56
2016-08-17 03:00:00 | 0.30815 | 0.33846 | 0.25636 | 25.05 | -25.05 | 25.05 | 130.88 | -88.55 | 1000 | 1000 | -25.05 | 25.05 | 25.05 | 34.09 | 25.05
2016-08-17 04:00:00 | 0.34354 | 0.37231 | 0.27574 | 29.74 | -29.74 | 29.74 | 135.57 | -93.24 | 1000 | 1000 | -29.74 | 29.74 | 29.74 | 34.47 | 29.74
2016-08-17 05:00:00 | 0.30171 | 0.33231 | 0.32711 | 34.75 | -34.75 | 34.75 | 140.58 | -98.25 | 1000 | 1000 | -34.75 | 34.75 | 34.75 | 37.35 | 34.75
2016-08-17 06:00:00 | 0.24057 | 0.27385 | 0.49677 | 36.1 | -36.1 | 36.1 | 141.93 | -99.6 | 1000 | 1000 | -36.1 | 36.1 | 36.1 | 48.07 | 36.1
2016-08-17 07:00:00 | 0.15047 | 0.18769 | 0.66071 | 33 | -33 | 33 | 138.83 | -96.5 | 1000 | 1000 | -33 | 33 | 33 | 54.8 | 33
2016-08-17 08:00:00 | 0.089326 | 0.12923 | 0.77487 | 28.54 | -28.54 | 28.54 | 134.37 | -92.04 | 1000 | 1000 | -28.54 | 28.54 | 28.54 | 57.99 | 28.54
2016-08-17 09:00:00 | 0.089326 | 0.12923 | 0.82093 | 28.03 | -28.03 | 28.03 | 133.86 | -91.53 | 1000 | 1000 | -28.03 | 28.03 | 28.03 | 56.61 | 28.03
2016-08-17 10:00:00 | 0.089326 | 0.12923 | 0.80488 | 27.79 | -27.79 | 27.79 | 133.62 | -91.29 | 1000 | 1000 | -27.79 | 27.79 | 27.79 | 57.87 | 27.79
2016-08-17 11:00:00 | 0.089326 | 0.12923 | 0.82247 | 27.72 | -27.72 | 27.72 | 133.55 | -91.22 | 1000 | 1000 | -27.72 | 27.72 | 27.72 | 58.29 | 27.72
2016-08-17 12:00:00 | 0.089326 | 0.12923 | 0.87793 | 27.05 | -27.05 | 27.05 | 132.88 | -90.55 | 1000 | 1000 | -27.05 | 27.05 | 27.05 | 58.1 | 27.05
2016-08-17 13:00:00 | 0.089326 | 0.12923 | 0.83028 | 28.41 | -28.41 | 28.41 | 134.24 | -91.91 | 1000 | 1000 | -28.41 | 28.41 | 28.41 | 58 | 28.41
2016-08-17 14:00:00 | 0.089326 | 0.12923 | 0.73403 | 30.47 | -30.47 | 30.47 | 136.3 | -93.97 | 1000 | 1000 | -30.47 | 30.47 | 30.47 | 56.85 | 30.47
2016-08-17 15:00:00 | 0.089326 | 0.12923 | 0.68907 | 35.08 | -35.08 | 35.08 | 140.91 | -98.58 | 1000 | 1000 | -35.08 | 35.08 | 35.08 | 55.15 | 35.08
2016-08-17 16:00:00 | 0.089326 | 0.12923 | 0.6725 | 35.67 | -35.67 | 35.67 | 141.5 | -99.17 | 1000 | 1000 | -35.67 | 35.67 | 35.67 | 54.72 | 35.67
2016-08-17 17:00:00 | 0.089326 | 0.12923 | 0.69967 | 37.07 | -37.07 | 37.07 | 142.9 | -100.57 | 1000 | 1000 | -37.07 | 37.07 | 37.07 | 56.01 | 37.07
2016-08-17 18:00:00 | 0.089326 | 0.12923 | 0.75257 | 36.45 | -36.45 | 36.45 | 142.28 | -99.95 | 1000 | 1000 | -36.45 | 36.45 | 36.45 | 57.1 | 36.45
2016-08-17 19:00:00 | 0.089326 | 0.12923 | 0.80864 | 35.48 | -35.48 | 35.48 | 141.31 | -98.98 | 1000 | 1000 | -35.48 | 35.48 | 35.48 | 58.03 | 35.48
2016-08-17 20:00:00 | 0.089326 | 0.12923 | 0.80522 | 32.42 | -32.42 | 32.42 | 138.25 | -95.92 | 1000 | 1000 | -32.42 | 32.42 | 32.42 | 57.14 | 32.42
2016-08-17 21:00:00 | 0.10542 | 0.14462 | 0.76479 | 28.82 | -28.82 | 28.82 | 134.65 | -92.32 | 1000 | 1000 | -28.82 | 28.82 | 28.82 | 56.94 | 28.82
2016-08-17 22:00:00 | 0.1022 | 0.14154 | 0.70234 | 25.16 | -25.16 | 25.16 | 130.99 | -88.66 | 1000 | 1000 | -25.16 | 25.16 | 25.16 | 55.28 | 25.16
2016-08-17 23:00:00 | 0.13438 | 0.17231 | 0.55862 | 24.12 | -24.12 | 24.12 | 129.95 | -87.62 | 1000 | 1000 | -24.12 | 24.12 | 24.12 | 48.11 | 24.12
2016-08-18 00:00:00 | 0.12472 | 0.16308 | 0.38499 | 23.34 | -23.34 | 23.34 | 129.17 | -86.84 | 1000 | 1000 | -23.34 | 23.34 | 23.34 | 44 | 23.34
2016-08-18 01:00:00 | 0.12151 | 0.16 | 0.29435 | 21.83 | -21.83 | 21.83 | 127.66 | -85.33 | 1000 | 1000 | -21.83 | 21.83 | 21.83 | 42.59 | 21.83
2016-08-18 02:00:00 | 0.13438 | 0.17231 | 0.26838 | 22.49 | -22.49 | 22.49 | 128.32 | -85.99 | 1000 | 1000 | -22.49 | 22.49 | 22.49 | 40.06 | 22.49
2016-08-18 03:00:00 | 0.12472 | 0.16308 | 0.25636 | 25.05 | -25.05 | 25.05 | 130.88 | -88.55 | 1000 | 1000 | -25.05 | 25.05 | 25.05 | 40.03 | 25.05
2016-08-18 04:00:00 | 0.11829 | 0.15692 | 0.27574 | 30.26 | -30.26 | 30.26 | 136.09 | -93.76 | 1000 | 1000 | -30.26 | 30.26 | 30.26 | 41.05 | 30.26
2016-08-18 05:00:00 | 0.1376 | 0.17538 | 0.32711 | 33.79 | -33.79 | 33.79 | 139.62 | -97.29 | 1000 | 1000 | -33.79 | 33.79 | 33.79 | 43.02 | 33.79
2016-08-18 06:00:00 | 0.13438 | 0.17231 | 0.49677 | 35.67 | -35.67 | 35.67 | 141.5 | -99.17 | 1000 | 1000 | -35.67 | 35.67 | 35.67 | 49.94 | 35.67
2016-08-18 07:00:00 | 0.12151 | 0.16 | 0.66071 | 35.33 | -35.33 | 35.33 | 141.16 | -98.83 | 1000 | 1000 | -35.33 | 35.33 | 35.33 | 60.02 | 35.33
2016-08-18 08:00:00 | 0.1022 | 0.14154 | 0.77487 | 33.38 | -33.38 | 33.38 | 139.21 | -96.88 | 1000 | 1000 | -33.38 | 33.38 | 33.38 | 59.91 | 33.38
2016-08-18 09:00:00 | 0.089326 | 0.12923 | 0.82093 | 30.84 | -30.84 | 30.84 | 136.67 | -94.34 | 1000 | 1000 | -30.84 | 30.84 | 30.84 | 58.93 | 30.84
2016-08-18 10:00:00 | 0.089326 | 0.12923 | 0.80488 | 29.15 | -29.15 | 29.15 | 134.98 | -92.65 | 1000 | 1000 | -29.15 | 29.15 | 29.15 | 58.11 | 29.15
2016-08-18 11:00:00 | 0.089326 | 0.12923 | 0.82247 | 29.44 | -29.44 | 29.44 | 135.27 | -92.94 | 1000 | 1000 | -29.44 | 29.44 | 29.44 | 59.16 | 29.44
2016-08-18 12:00:00 | 0.089326 | 0.12923 | 0.87793 | 29.08 | -29.08 | 29.08 | 134.91 | -92.58 | 1000 | 1000 | -29.08 | 29.08 | 29.08 | 57.1 | 29.08
2016-08-18 13:00:00 | 0.089326 | 0.12923 | 0.83028 | 29.51 | -29.51 | 29.51 | 135.34 | -93.01 | 1000 | 1000 | -29.51 | 29.51 | 29.51 | 58.1 | 29.51
2016-08-18 14:00:00 | 0.089326 | 0.12923 | 0.73403 | 32.78 | -32.78 | 32.78 | 138.61 | -96.28 | 1000 | 1000 | -32.78 | 32.78 | 32.78 | 59 | 32.78
2016-08-18 15:00:00 | 0.089326 | 0.12923 | 0.68907 | 35.01 | -35.01 | 35.01 | 140.84 | -98.51 | 1000 | 1000 | -35.01 | 35.01 | 35.01 | 57.64 | 35.01
2016-08-18 16:00:00 | 0.089326 | 0.12923 | 0.6725 | 36.05 | -36.05 | 36.05 | 141.88 | -99.55 | 1000 | 1000 | -36.05 | 36.05 | 36.05 | 56.94 | 36.05
2016-08-18 17:00:00 | 0.089326 | 0.12923 | 0.69967 | 37.34 | -37.34 | 37.34 | 143.17 | -100.84 | 1000 | 1000 | -37.34 | 37.34 | 37.34 | 56.64 | 37.34
2016-08-18 18:00:00 | 0.089326 | 0.12923 | 0.75257 | 36.85 | -36.85 | 36.85 | 142.68 | -100.35 | 1000 | 1000 | -36.85 | 36.85 | 36.85 | 54.08 | 36.85
2016-08-18 19:00:00 | 0.089326 | 0.12923 | 0.80864 | 36.01 | -36.01 | 36.01 | 141.84 | -99.51 | 1000 | 1000 | -36.01 | 36.01 | 36.01 | 53.9 | 36.01
2016-08-18 20:00:00 | 0.11185 | 0.15077 | 0.80522 | 32.74 | -32.74 | 32.74 | 138.57 | -96.24 | 1000 | 1000 | -32.74 | 32.74 | 32.74 | 55.01 | 32.74
2016-08-18 21:00:00 | 0.17621 | 0.21231 | 0.76479 | 28.92 | -28.92 | 28.92 | 134.75 | -92.42 | 1000 | 1000 | -28.92 | 28.92 | 28.92 | 53.28 | 28.92
2016-08-18 22:00:00 | 0.17299 | 0.20923 | 0.70234 | 27.71 | -27.71 | 27.71 | 133.54 | -91.21 | 1000 | 1000 | -27.71 | 27.71 | 27.71 | 49.81 | 27.71
2016-08-18 23:00:00 | 0.19874 | 0.23385 | 0.55862 | 26.62 | -26.62 | 26.62 | 132.45 | -90.12 | 1000 | 1000 | -26.62 | 26.62 | 26.62 | 43.54 | 26.62
2016-08-19 00:00:00 | 0.1923 | 0.22769 | 0.38499 | 25 | -25 | 25 | 130.83 | -88.5 | 1000 | 1000 | -25 | 25 | 25 | 45.18 | 25
2016-08-19 01:00:00 | 0.17943 | 0.21538 | 0.29435 | 23.91 | -23.91 | 23.91 | 129.74 | -87.41 | 1000 | 1000 | -23.91 | 23.91 | 23.91 | 43.09 | 23.91
2016-08-19 02:00:00 | 0.18265 | 0.21846 | 0.26838 | 24.96 | -24.96 | 24.96 | 130.79 | -88.46 | 1000 | 1000 | -24.96 | 24.96 | 24.96 | 38.84 | 24.96
2016-08-19 03:00:00 | 0.19874 | 0.23385 | 0.25636 | 26.08 | -26.08 | 26.08 | 131.91 | -89.58 | 1000 | 1000 | -26.08 | 26.08 | 26.08 | 38.35 | 26.08
2016-08-19 04:00:00 | 0.21804 | 0.25231 | 0.27574 | 32.25 | -32.25 | 32.25 | 138.08 | -95.75 | 1000 | 1000 | -32.25 | 32.25 | 32.25 | 38.49 | 32.25
2016-08-19 05:00:00 | 0.20839 | 0.24308 | 0.32711 | 36.25 | -36.25 | 36.25 | 142.08 | -99.75 | 1000 | 1000 | -36.25 | 36.25 | 36.25 | 41.03 | 36.25
2016-08-19 06:00:00 | 0.17943 | 0.21538 | 0.49677 | 37.27 | -37.27 | 37.27 | 143.1 | -100.77 | 1000 | 1000 | -37.27 | 37.27 | 37.27 | 46.9 | 37.27
2016-08-19 07:00:00 | 0.089326 | 0.12923 | 0.66071 | 36.45 | -36.45 | 36.45 | 142.28 | -99.95 | 1000 | 1000 | -36.45 | 36.45 | 36.45 | 52.55 | 36.45
2016-08-19 08:00:00 | 0.089326 | 0.12923 | 0.77487 | 34.48 | -34.48 | 34.48 | 140.31 | -97.98 | 1000 | 1000 | -34.48 | 34.48 | 34.48 | 56.07 | 34.48
2016-08-19 09:00:00 | 0.089326 | 0.12923 | 0.82093 | 31.56 | -31.56 | 31.56 | 137.39 | -95.06 | 1000 | 1000 | -31.56 | 31.56 | 31.56 | 56.03 | 31.56
2016-08-19 10:00:00 | 0.089326 | 0.12923 | 0.80488 | 26.95 | -26.95 | 26.95 | 132.78 | -90.45 | 1000 | 1000 | -26.95 | 26.95 | 26.95 | 59.07 | 26.95
2016-08-19 11:00:00 | 0.089326 | 0.12923 | 0.82247 | 26.01 | -26.01 | 26.01 | 131.84 | -89.51 | 1000 | 1000 | -26.01 | 26.01 | 26.01 | 59.67 | 26.01
2016-08-19 12:00:00 | 0.089326 | 0.12923 | 0.87793 | 25.78 | -25.78 | 25.78 | 131.61 | -89.28 | 1000 | 1000 | -25.78 | 25.78 | 25.78 | 57.98 | 25.78
2016-08-19 13:00:00 | 0.089326 | 0.12923 | 0.83028 | 27.48 | -27.48 | 27.48 | 133.31 | -90.98 | 1000 | 1000 | -27.48 | 27.48 | 27.48 | 54.91 | 27.48
2016-08-19 14:00:00 | 0.089326 | 0.12923 | 0.73403 | 31.76 | -31.76 | 31.76 | 137.59 | -95.26 | 1000 | 1000 | -31.76 | 31.76 | 31.76 | 53.92 | 31.76
2016-08-19 15:00:00 | 0.089326 | 0.12923 | 0.68907 | 34.09 | -34.09 | 34.09 | 139.92 | -97.59 | 1000 | 1000 | -34.09 | 34.09 | 34.09 | 50.83 | 34.09
2016-08-19 16:00:00 | 0.089326 | 0.12923 | 0.6725 | 36.09 | -36.09 | 36.09 | 141.92 | -99.59 | 1000 | 1000 | -36.09 | 36.09 | 36.09 | 49.6 | 36.09
2016-08-19 17:00:00 | 0.089326 | 0.12923 | 0.69967 | 36.46 | -36.46 | 36.46 | 142.29 | -99.96 | 1000 | 1000 | -36.46 | 36.46 | 36.46 | 53.17 | 36.46
2016-08-19 18:00:00 | 0.089326 | 0.12923 | 0.75257 | 34.99 | -34.99 | 34.99 | 140.82 | -98.49 | 1000 | 1000 | -34.99 | 34.99 | 34.99 | 55.93 | 34.99
2016-08-19 19:00:00 | 0.089326 | 0.12923 | 0.80864 | 34.32 | -34.32 | 34.32 | 140.15 | -97.82 | 1000 | 1000 | -34.32 | 34.32 | 34.32 | 55.91 | 34.32
2016-08-19 20:00:00 | 0.089326 | 0.12923 | 0.80522 | 32.22 | -32.22 | 32.22 | 138.05 | -95.72 | 1000 | 1000 | -32.22 | 32.22 | 32.22 | 55.58 | 32.22
2016-08-19 21:00:00 | 0.089326 | 0.12923 | 0.76479 | 28.87 | -28.87 | 28.87 | 134.7 | -92.37 | 1000 | 1000 | -28.87 | 28.87 | 28.87 | 56.39 | 28.87
2016-08-19 22:00:00 | 0.089326 | 0.12923 | 0.70234 | 26.54 | -26.54 | 26.54 | 132.37 | -90.04 | 1000 | 1000 | -26.54 | 26.54 | 26.54 | 56.71 | 26.54
2016-08-19 23:00:00 | 0.089326 | 0.12923 | 0.55862 | 25.04 | -25.04 | 25.04 | 130.87 | -88.54 | 1000 | 1000 | -25.04 | 25.04 | 25.04 | 51.17 | 25.04
2016-08-20 00:00:00 | 0.089326 | 0.12923 | 0.43448 | 23.31 | -23.31 | 23.31 | 129.14 | -86.81 | 1000 | 1000 | -23.31 | 23.31 | 23.31 | 47.53 | 23.31
2016-08-20 01:00:00 | 0.089326 | 0.12923 | 0.35271 | 22.81 | -22.81 | 22.81 | 128.64 | -86.31 | 1000 | 1000 | -22.81 | 22.81 | 22.81 | 41.08 | 22.81
2016-08-20 02:00:00 | 0.089326 | 0.12923 | 0.29453 | 22.32 | -22.32 | 22.32 | 128.15 | -85.82 | 1000 | 1000 | -22.32 | 22.32 | 22.32 | 37.95 | 22.32
2016-08-20 03:00:00 | 0.089326 | 0.12923 | 0.28312 | 22.02 | -22.02 | 22.02 | 127.85 | -85.52 | 1000 | 1000 | -22.02 | 22.02 | 22.02 | 40.14 | 22.02
2016-08-20 04:00:00 | 0.089326 | 0.12923 | 0.28766 | 22.44 | -22.44 | 22.44 | 128.27 | -85.94 | 1000 | 1000 | -22.44 | 22.44 | 22.44 | 40.02 | 22.44
2016-08-20 05:00:00 | 0.089326 | 0.12923 | 0.29561 | 23.08 | -23.08 | 23.08 | 128.91 | -86.58 | 1000 | 1000 | -23.08 | 23.08 | 23.08 | 41.16 | 23.08
2016-08-20 06:00:00 | 0.089326 | 0.12923 | 0.35179 | 26.94 | -26.94 | 26.94 | 132.77 | -90.44 | 1000 | 1000 | -26.94 | 26.94 | 26.94 | 41.38 | 26.94
2016-08-20 07:00:00 | 0.089326 | 0.12923 | 0.5156 | 29.03 | -29.03 | 29.03 | 134.86 | -92.53 | 1000 | 1000 | -29.03 | 29.03 | 29.03 | 45.08 | 29.03
2016-08-20 08:00:00 | 0.089326 | 0.12923 | 0.71509 | 25.79 | -25.79 | 25.79 | 131.62 | -89.29 | 1000 | 1000 | -25.79 | 25.79 | 25.79 | 50.2 | 25.79
2016-08-20 09:00:00 | 0.089326 | 0.12923 | 0.84809 | 24.22 | -24.22 | 24.22 | 130.05 | -87.72 | 1000 | 1000 | -24.22 | 24.22 | 24.22 | 53.56 | 24.22
2016-08-20 10:00:00 | 0.089326 | 0.12923 | 0.89163 | 23.12 | -23.12 | 23.12 | 128.95 | -86.62 | 1000 | 1000 | -23.12 | 23.12 | 23.12 | 53.91 | 23.12
2016-08-20 11:00:00 | 0.089326 | 0.12923 | 0.92322 | 22.09 | -22.09 | 22.09 | 127.92 | -85.59 | 1000 | 1000 | -22.09 | 22.09 | 22.09 | 50.45 | 22.09
2016-08-20 12:00:00 | 0.089326 | 0.12923 | 0.96569 | 21.71 | -21.71 | 21.71 | 127.54 | -85.21 | 1000 | 1000 | -21.71 | 21.71 | 21.71 | 50.39 | 21.71
2016-08-20 13:00:00 | 0.089326 | 0.12923 | 0.9165 | 22 | -22 | 22 | 127.83 | -85.5 | 1000 | 1000 | -22 | 22 | 22 | 44.43 | 22
2016-08-20 14:00:00 | 0.089326 | 0.12923 | 0.79457 | 20.95 | -20.95 | 20.95 | 126.78 | -84.45 | 1000 | 1000 | -20.95 | 20.95 | 20.95 | 44.88 | 20.95
2016-08-20 15:00:00 | 0.089326 | 0.12923 | 0.72708 | 22.73 | -22.73 | 22.73 | 128.56 | -86.23 | 1000 | 1000 | -22.73 | 22.73 | 22.73 | 45.26 | 22.73
2016-08-20 16:00:00 | 0.089326 | 0.12923 | 0.70007 | 26.99 | -26.99 | 26.99 | 132.82 | -90.49 | 1000 | 1000 | -26.99 | 26.99 | 26.99 | 46.87 | 26.99
2016-08-20 17:00:00 | 0.089326 | 0.12923 | 0.71577 | 29.34 | -29.34 | 29.34 | 135.17 | -92.84 | 1000 | 1000 | -29.34 | 29.34 | 29.34 | 50.37 | 29.34
2016-08-20 18:00:00 | 0.089326 | 0.12923 | 0.79423 | 30 | -30 | 30 | 135.83 | -93.5 | 1000 | 1000 | -30 | 30 | 30 | 56.08 | 30
2016-08-20 19:00:00 | 0.089326 | 0.12923 | 0.85492 | 30.38 | -30.38 | 30.38 | 136.21 | -93.88 | 1000 | 1000 | -30.38 | 30.38 | 30.38 | 58.1 | 30.38
2016-08-20 20:00:00 | 0.089326 | 0.12923 | 0.82777 | 29.11 | -29.11 | 29.11 | 134.94 | -92.61 | 1000 | 1000 | -29.11 | 29.11 | 29.11 | 59.26 | 29.11
2016-08-20 21:00:00 | 0.089326 | 0.12923 | 0.74686 | 25.03 | -25.03 | 25.03 | 130.86 | -88.53 | 1000 | 1000 | -25.03 | 25.03 | 25.03 | 56.74 | 25.03
2016-08-20 22:00:00 | 0.089326 | 0.12923 | 0.71732 | 18.51 | -18.51 | 18.51 | 124.34 | -82.01 | 1000 | 1000 | -18.51 | 18.51 | 18.51 | 55.34 | 18.51
2016-08-20 23:00:00 | 0.089326 | 0.12923 | 0.60822 | 15.01 | -15.01 | 15.01 | 120.84 | -78.51 | 1000 | 1000 | -15.01 | 15.01 | 15.01 | 50.22 | 15.01
2016-08-21 00:00:00 | 0.089326 | 0.12923 | 0.45214 | 12.13 | -12.13 | 12.13 | 117.96 | -75.63 | 1000 | 1000 | -12.13 | 12.13 | 12.13 | 44.66 | 12.13
2016-08-21 01:00:00 | 0.089326 | 0.12923 | 0.34401 | 9.72 | -9.72 | 9.72 | 115.55 | -73.22 | 1000 | 1000 | -9.72 | 9.72 | 9.72 | 37.86 | 9.72
2016-08-21 02:00:00 | 0.089326 | 0.12923 | 0.28601 | 9.83 | -9.83 | 9.83 | 115.66 | -73.33 | 1000 | 1000 | -9.83 | 9.83 | 9.83 | 37.34 | 9.83
2016-08-21 03:00:00 | 0.089326 | 0.12923 | 0.26624 | 9.74 | -9.74 | 9.74 | 115.57 | -73.24 | 1000 | 1000 | -9.74 | 9.74 | 9.74 | 37.43 | 9.74
2016-08-21 04:00:00 | 0.089326 | 0.12923 | 0.26199 | 9.62 | -9.62 | 9.62 | 115.45 | -73.12 | 1000 | 1000 | -9.62 | 9.62 | 9.62 | 37.31 | 9.62
2016-08-21 05:00:00 | 0.089326 | 0.12923 | 0.25637 | 9.13 | -9.13 | 9.13 | 114.96 | -72.63 | 1000 | 1000 | -9.13 | 9.13 | 9.13 | 39.39 | 9.13
2016-08-21 06:00:00 | 0.089326 | 0.12923 | 0.26819 | 11.34 | -11.34 | 11.34 | 117.17 | -74.84 | 1000 | 1000 | -11.34 | 11.34 | 11.34 | 38.89 | 11.34
2016-08-21 07:00:00 | 0.089326 | 0.12923 | 0.35225 | 11.55 | -11.55 | 11.55 | 117.38 | -75.05 | 1000 | 1000 | -11.55 | 11.55 | 11.55 | 40.89 | 11.55
2016-08-21 08:00:00 | 0.089326 | 0.12923 | 0.53724 | 11.59 | -11.59 | 11.59 | 117.42 | -75.09 | 1000 | 1000 | -11.59 | 11.59 | 11.59 | 40.77 | 11.59
2016-08-21 09:00:00 | 0.089326 | 0.12923 | 0.74695 | 11.6 | -11.6 | 11.6 | 117.43 | -75.1 | 1000 | 1000 | -11.6 | 11.6 | 11.6 | 42.44 | 11.6
2016-08-21 10:00:00 | 0.089326 | 0.12923 | 0.86788 | 11.45 | -11.45 | 11.45 | 117.28 | -74.95 | 1000 | 1000 | -11.45 | 11.45 | 11.45 | 46.33 | 11.45
2016-08-21 11:00:00 | 0.089326 | 0.12923 | 0.95599 | 9.09 | -9.09 | 9.09 | 114.92 | -72.59 | 1000 | 1000 | -9.09 | 9.09 | 9.09 | 49.68 | 9.09
2016-08-21 12:00:00 | 0.089326 | 0.12923 | 0.97702 | 7.19 | -7.19 | 7.19 | 113.02 | -70.69 | 1000 | 1000 | -7.19 | 7.19 | 7.19 | 50.83 | 7.19
2016-08-21 13:00:00 | 0.089326 | 0.12923 | 0.83282 | 7.88 | -7.88 | 7.88 | 113.71 | -71.38 | 1000 | 1000 | -7.88 | 7.88 | 7.88 | 45.58 | 7.88
2016-08-21 14:00:00 | 0.089326 | 0.12923 | 0.69241 | 8.94 | -8.94 | 8.94 | 114.77 | -72.44 | 1000 | 1000 | -8.94 | 8.94 | 8.94 | 43.58 | 8.94
2016-08-21 15:00:00 | 0.089326 | 0.12923 | 0.59885 | 10.86 | -10.86 | 10.86 | 116.69 | -74.36 | 1000 | 1000 | -10.86 | 10.86 | 10.86 | 43.11 | 10.86
2016-08-21 16:00:00 | 0.089326 | 0.12923 | 0.52621 | 22.04 | -22.04 | 22.04 | 127.87 | -85.54 | 1000 | 1000 | -22.04 | 22.04 | 22.04 | 45.09 | 22.04
2016-08-21 17:00:00 | 0.089326 | 0.12923 | 0.53897 | 28.13 | -28.13 | 28.13 | 133.96 | -91.63 | 1000 | 1000 | -28.13 | 28.13 | 28.13 | 47.34 | 28.13
2016-08-21 18:00:00 | 0.089326 | 0.12923 | 0.62018 | 30.74 | -30.74 | 30.74 | 136.57 | -94.24 | 1000 | 1000 | -30.74 | 30.74 | 30.74 | 50.89 | 30.74
2016-08-21 19:00:00 | 0.089326 | 0.12923 | 0.73239 | 31.9 | -31.9 | 31.9 | 137.73 | -95.4 | 1000 | 1000 | -31.9 | 31.9 | 31.9 | 52.45 | 31.9
2016-08-21 20:00:00 | 0.089326 | 0.12923 | 0.76848 | 30.59 | -30.59 | 30.59 | 136.42 | -94.09 | 1000 | 1000 | -30.59 | 30.59 | 30.59 | 56 | 30.59
2016-08-21 21:00:00 | 0.089326 | 0.12923 | 0.7291 | 23.54 | -23.54 | 23.54 | 129.37 | -87.04 | 1000 | 1000 | -23.54 | 23.54 | 23.54 | 57.42 | 23.54
2016-08-21 22:00:00 | 0.095762 | 0.13538 | 0.67717 | 20.68 | -20.68 | 20.68 | 126.51 | -84.18 | 1000 | 1000 | -20.68 | 20.68 | 20.68 | 56.64 | 20.68
2016-08-21 23:00:00 | 0.1022 | 0.14154 | 0.53066 | 19.04 | -19.04 | 19.04 | 124.87 | -82.54 | 1000 | 1000 | -19.04 | 19.04 | 19.04 | 50 | 19.04
2016-08-22 00:00:00 | 0.15047 | 0.18769 | 0.38499 | 18.78 | -18.78 | 18.78 | 124.61 | -82.28 | 1000 | 1000 | -18.78 | 18.78 | 18.78 | 45.84 | 18.78
2016-08-22 01:00:00 | 0.15047 | 0.18769 | 0.29435 | 17.5 | -17.5 | 17.5 | 123.33 | -81 | 1000 | 1000 | -17.5 | 17.5 | 17.5 | 42.91 | 17.5
2016-08-22 02:00:00 | 0.16012 | 0.19692 | 0.26838 | 18.07 | -18.07 | 18.07 | 123.9 | -81.57 | 1000 | 1000 | -18.07 | 18.07 | 18.07 | 40.01 | 18.07
2016-08-22 03:00:00 | 0.16656 | 0.20308 | 0.25636 | 20.81 | -20.81 | 20.81 | 126.64 | -84.31 | 1000 | 1000 | -20.81 | 20.81 | 20.81 | 38.58 | 20.81
2016-08-22 04:00:00 | 0.16334 | 0.2 | 0.27574 | 26.82 | -26.82 | 26.82 | 132.65 | -90.32 | 1000 | 1000 | -26.82 | 26.82 | 26.82 | 38.73 | 26.82
2016-08-22 05:00:00 | 0.16334 | 0.2 | 0.32711 | 31.42 | -31.42 | 31.42 | 137.25 | -94.92 | 1000 | 1000 | -31.42 | 31.42 | 31.42 | 40.29 | 31.42
2016-08-22 06:00:00 | 0.1022 | 0.14154 | 0.49677 | 34.41 | -34.41 | 34.41 | 140.24 | -97.91 | 1000 | 1000 | -34.41 | 34.41 | 34.41 | 49.25 | 34.41
2016-08-22 07:00:00 | 0.089326 | 0.12923 | 0.66071 | 35 | -35 | 35 | 140.83 | -98.5 | 1000 | 1000 | -35 | 35 | 35 | 60.02 | 35
2016-08-22 08:00:00 | 0.089326 | 0.12923 | 0.77487 | 31.66 | -31.66 | 31.66 | 137.49 | -95.16 | 1000 | 1000 | -31.66 | 31.66 | 31.66 | 68.79 | 31.66
2016-08-22 09:00:00 | 0.089326 | 0.12923 | 0.82093 | 29.06 | -29.06 | 29.06 | 134.89 | -92.56 | 1000 | 1000 | -29.06 | 29.06 | 29.06 | 65.41 | 29.06
2016-08-22 10:00:00 | 0.089326 | 0.12923 | 0.80488 | 27.25 | -27.25 | 27.25 | 133.08 | -90.75 | 1000 | 1000 | -27.25 | 27.25 | 27.25 | 63.99 | 27.25
2016-08-22 11:00:00 | 0.089326 | 0.12923 | 0.82247 | 27.19 | -27.19 | 27.19 | 133.02 | -90.69 | 1000 | 1000 | -27.19 | 27.19 | 27.19 | 65.55 | 27.19
2016-08-22 12:00:00 | 0.089326 | 0.12923 | 0.87793 | 27.3 | -27.3 | 27.3 | 133.13 | -90.8 | 1000 | 1000 | -27.3 | 27.3 | 27.3 | 66.5 | 27.3
2016-08-22 13:00:00 | 0.089326 | 0.12923 | 0.83028 | 27.81 | -27.81 | 27.81 | 133.64 | -91.31 | 1000 | 1000 | -27.81 | 27.81 | 27.81 | 66.79 | 27.81
2016-08-22 14:00:00 | 0.089326 | 0.12923 | 0.73403 | 28.49 | -28.49 | 28.49 | 134.32 | -91.99 | 1000 | 1000 | -28.49 | 28.49 | 28.49 | 66.18 | 28.49
2016-08-22 15:00:00 | 0.089326 | 0.12923 | 0.68907 | 32.9 | -32.9 | 32.9 | 138.73 | -96.4 | 1000 | 1000 | -32.9 | 32.9 | 32.9 | 63.29 | 32.9
2016-08-22 16:00:00 | 0.089326 | 0.12923 | 0.6725 | 36.59 | -36.59 | 36.59 | 142.42 | -100.09 | 1000 | 1000 | -36.59 | 36.59 | 36.59 | 60.96 | 36.59
2016-08-22 17:00:00 | 0.089326 | 0.12923 | 0.69967 | 37.71 | -37.71 | 37.71 | 143.54 | -101.21 | 1000 | 1000 | -37.71 | 37.71 | 37.71 | 59.66 | 37.71
2016-08-22 18:00:00 | 0.089326 | 0.12923 | 0.75257 | 37.64 | -37.64 | 37.64 | 143.47 | -101.14 | 1000 | 1000 | -37.64 | 37.64 | 37.64 | 61.19 | 37.64
2016-08-22 19:00:00 | 0.089326 | 0.12923 | 0.80864 | 35.02 | -35.02 | 35.02 | 140.85 | -98.52 | 1000 | 1000 | -35.02 | 35.02 | 35.02 | 71.36 | 35.02
2016-08-22 20:00:00 | 0.089326 | 0.12923 | 0.80522 | 30.99 | -30.99 | 30.99 | 136.82 | -94.49 | 1000 | 1000 | -30.99 | 30.99 | 30.99 | 74.98 | 30.99
2016-08-22 21:00:00 | 0.089326 | 0.12923 | 0.76479 | 27.92 | -27.92 | 27.92 | 133.75 | -91.42 | 1000 | 1000 | -27.92 | 27.92 | 27.92 | 66.08 | 27.92
2016-08-22 22:00:00 | 0.089326 | 0.12923 | 0.70234 | 23.68 | -23.68 | 23.68 | 129.51 | -87.18 | 1000 | 1000 | -23.68 | 23.68 | 23.68 | 55.78 | 23.68
2016-08-22 23:00:00 | 0.089326 | 0.12923 | 0.55862 | 22.35 | -22.35 | 22.35 | 128.18 | -85.85 | 1000 | 1000 | -22.35 | 22.35 | 22.35 | 47.91 | 22.35
2016-08-23 00:00:00 | 0.089326 | 0.12923 | 0.38499 | 21.62 | -21.62 | 21.62 | 127.45 | -85.12 | 1000 | 1000 | -21.62 | 21.62 | 21.62 | 44.79 | 21.62
2016-08-23 01:00:00 | 0.089326 | 0.12923 | 0.29435 | 20.29 | -20.29 | 20.29 | 126.12 | -83.79 | 1000 | 1000 | -20.29 | 20.29 | 20.29 | 42.13 | 20.29
2016-08-23 02:00:00 | 0.089326 | 0.12923 | 0.26838 | 22.01 | -22.01 | 22.01 | 127.84 | -85.51 | 1000 | 1000 | -22.01 | 22.01 | 22.01 | 41.27 | 22.01
2016-08-23 03:00:00 | 0.089326 | 0.12923 | 0.25636 | 23.52 | -23.52 | 23.52 | 129.35 | -87.02 | 1000 | 1000 | -23.52 | 23.52 | 23.52 | 39.92 | 23.52
2016-08-23 04:00:00 | 0.089326 | 0.12923 | 0.27574 | 30.56 | -30.56 | 30.56 | 136.39 | -94.06 | 1000 | 1000 | -30.56 | 30.56 | 30.56 | 39.75 | 30.56
2016-08-23 05:00:00 | 0.089326 | 0.12923 | 0.32711 | 35.24 | -35.24 | 35.24 | 141.07 | -98.74 | 1000 | 1000 | -35.24 | 35.24 | 35.24 | 41.72 | 35.24
2016-08-23 06:00:00 | 0.089326 | 0.12923 | 0.49677 | 37.31 | -37.31 | 37.31 | 143.14 | -100.81 | 1000 | 1000 | -37.31 | 37.31 | 37.31 | 48 | 37.31
2016-08-23 07:00:00 | 0.089326 | 0.12923 | 0.66071 | 37.95 | -37.95 | 37.95 | 143.78 | -101.45 | 1000 | 1000 | -37.95 | 37.95 | 37.95 | 64.76 | 37.95
2016-08-23 08:00:00 | 0.089326 | 0.12923 | 0.77487 | 34.94 | -34.94 | 34.94 | 140.77 | -98.44 | 1000 | 1000 | -34.94 | 34.94 | 34.94 | 65.17 | 34.94
2016-08-23 09:00:00 | 0.089326 | 0.12923 | 0.82093 | 32.36 | -32.36 | 32.36 | 138.19 | -95.86 | 1000 | 1000 | -32.36 | 32.36 | 32.36 | 63.8 | 32.36
2016-08-23 10:00:00 | 0.089326 | 0.12923 | 0.80488 | 28.78 | -28.78 | 28.78 | 134.61 | -92.28 | 1000 | 1000 | -28.78 | 28.78 | 28.78 | 65.15 | 28.78
2016-08-23 11:00:00 | 0.089326 | 0.12923 | 0.82247 | 28.07 | -28.07 | 28.07 | 133.9 | -91.57 | 1000 | 1000 | -28.07 | 28.07 | 28.07 | 64.52 | 28.07
2016-08-23 12:00:00 | 0.089326 | 0.12923 | 0.87793 | 27.95 | -27.95 | 27.95 | 133.78 | -91.45 | 1000 | 1000 | -27.95 | 27.95 | 27.95 | 64.06 | 27.95
2016-08-23 13:00:00 | 0.089326 | 0.12923 | 0.83028 | 30.2 | -30.2 | 30.2 | 136.03 | -93.7 | 1000 | 1000 | -30.2 | 30.2 | 30.2 | 63.49 | 30.2
2016-08-23 14:00:00 | 0.089326 | 0.12923 | 0.73403 | 34.63 | -34.63 | 34.63 | 140.46 | -98.13 | 1000 | 1000 | -34.63 | 34.63 | 34.63 | 62.01 | 34.63
2016-08-23 15:00:00 | 0.089326 | 0.12923 | 0.68907 | 37.96 | -37.96 | 37.96 | 143.79 | -101.46 | 1000 | 1000 | -37.96 | 37.96 | 37.96 | 60.53 | 37.96
2016-08-23 16:00:00 | 0.089326 | 0.12923 | 0.6725 | 40.2 | -40.2 | 40.2 | 146.03 | -103.7 | 1000 | 1000 | -40.2 | 40.2 | 40.2 | 56.84 | 40.2
2016-08-23 17:00:00 | 0.089326 | 0.12923 | 0.69967 | 41.6 | -41.6 | 41.6 | 147.43 | -105.1 | 1000 | 1000 | -41.6 | 41.6 | 41.6 | 59.06 | 41.6
2016-08-23 18:00:00 | 0.089326 | 0.12923 | 0.75257 | 42 | -42 | 42 | 147.83 | -105.5 | 1000 | 1000 | -42 | 42 | 42 | 58.9 | 42
2016-08-23 19:00:00 | 0.089326 | 0.12923 | 0.80864 | 38.92 | -38.92 | 38.92 | 144.75 | -102.42 | 1000 | 1000 | -38.92 | 38.92 | 38.92 | 56.19 | 38.92
2016-08-23 20:00:00 | 0.089326 | 0.12923 | 0.80522 | 33.38 | -33.38 | 33.38 | 139.21 | -96.88 | 1000 | 1000 | -33.38 | 33.38 | 33.38 | 56.87 | 33.38
2016-08-23 21:00:00 | 0.089326 | 0.12923 | 0.76479 | 27.57 | -27.57 | 27.57 | 133.4 | -91.07 | 1000 | 1000 | -27.57 | 27.57 | 27.57 | 56.55 | 27.57
2016-08-23 22:00:00 | 0.089326 | 0.12923 | 0.70234 | 26.19 | -26.19 | 26.19 | 132.02 | -89.69 | 1000 | 1000 | -26.19 | 26.19 | 26.19 | 52.98 | 26.19
2016-08-23 23:00:00 | 0.089326 | 0.12923 | 0.55862 | 23.9 | -23.9 | 23.9 | 129.73 | -87.4 | 1000 | 1000 | -23.9 | 23.9 | 23.9 | 44.17 | 23.9
2016-08-24 00:00:00 | 0.089326 | 0.12923 | 0.38499 | 22.82 | -22.82 | 22.82 | 128.65 | -86.32 | 1000 | 1000 | -22.82 | 22.82 | 22.82 | 43 | 22.82
2016-08-24 01:00:00 | 0.089326 | 0.12923 | 0.29435 | 22.24 | -22.24 | 22.24 | 128.07 | -85.74 | 1000 | 1000 | -22.24 | 22.24 | 22.24 | 41.39 | 22.24
2016-08-24 02:00:00 | 0.089326 | 0.12923 | 0.26838 | 22.25 | -22.25 | 22.25 | 128.08 | -85.75 | 1000 | 1000 | -22.25 | 22.25 | 22.25 | 40.1 | 22.25
2016-08-24 03:00:00 | 0.089326 | 0.12923 | 0.25636 | 24.23 | -24.23 | 24.23 | 130.06 | -87.73 | 1000 | 1000 | -24.23 | 24.23 | 24.23 | 38.11 | 24.23
2016-08-24 04:00:00 | 0.089326 | 0.12923 | 0.27574 | 30.85 | -30.85 | 30.85 | 136.68 | -94.35 | 1000 | 1000 | -30.85 | 30.85 | 30.85 | 39.08 | 30.85
2016-08-24 05:00:00 | 0.089326 | 0.12923 | 0.32711 | 34.9 | -34.9 | 34.9 | 140.73 | -98.4 | 1000 | 1000 | -34.9 | 34.9 | 34.9 | 43 | 34.9
2016-08-24 06:00:00 | 0.089326 | 0.12923 | 0.49677 | 36.02 | -36.02 | 36.02 | 141.85 | -99.52 | 1000 | 1000 | -36.02 | 36.02 | 36.02 | 48.19 | 36.02
2016-08-24 07:00:00 | 0.089326 | 0.12923 | 0.66071 | 34.93 | -34.93 | 34.93 | 140.76 | -98.43 | 1000 | 1000 | -34.93 | 34.93 | 34.93 | 66.73 | 34.93
2016-08-24 08:00:00 | 0.089326 | 0.12923 | 0.77487 | 29.96 | -29.96 | 29.96 | 135.79 | -93.46 | 1000 | 1000 | -29.96 | 29.96 | 29.96 | 67 | 29.96
2016-08-24 09:00:00 | 0.089326 | 0.12923 | 0.82093 | 27.56 | -27.56 | 27.56 | 133.39 | -91.06 | 1000 | 1000 | -27.56 | 27.56 | 27.56 | 64.63 | 27.56
2016-08-24 10:00:00 | 0.089326 | 0.12923 | 0.80488 | 26.83 | -26.83 | 26.83 | 132.66 | -90.33 | 1000 | 1000 | -26.83 | 26.83 | 26.83 | 66.11 | 26.83
2016-08-24 11:00:00 | 0.089326 | 0.12923 | 0.82247 | 26.24 | -26.24 | 26.24 | 132.07 | -89.74 | 1000 | 1000 | -26.24 | 26.24 | 26.24 | 69.12 | 26.24
2016-08-24 12:00:00 | 0.089326 | 0.12923 | 0.87793 | 26 | -26 | 26 | 131.83 | -89.5 | 1000 | 1000 | -26 | 26 | 26 | 67.11 | 26
2016-08-24 13:00:00 | 0.089326 | 0.12923 | 0.83028 | 30.48 | -30.48 | 30.48 | 136.31 | -93.98 | 1000 | 1000 | -30.48 | 30.48 | 30.48 | 67.07 | 30.48
2016-08-24 14:00:00 | 0.089326 | 0.12923 | 0.73403 | 32.97 | -32.97 | 32.97 | 138.8 | -96.47 | 1000 | 1000 | -32.97 | 32.97 | 32.97 | 66.9 | 32.97
2016-08-24 15:00:00 | 0.089326 | 0.12923 | 0.68907 | 34.95 | -34.95 | 34.95 | 140.78 | -98.45 | 1000 | 1000 | -34.95 | 34.95 | 34.95 | 65.74 | 34.95
2016-08-24 16:00:00 | 0.089326 | 0.12923 | 0.6725 | 37.69 | -37.69 | 37.69 | 143.52 | -101.19 | 1000 | 1000 | -37.69 | 37.69 | 37.69 | 66.5 | 37.69
2016-08-24 17:00:00 | 0.089326 | 0.12923 | 0.69967 | 38.44 | -38.44 | 38.44 | 144.27 | -101.94 | 1000 | 1000 | -38.44 | 38.44 | 38.44 | 68.19 | 38.44
2016-08-24 18:00:00 | 0.089326 | 0.12923 | 0.75257 | 37.99 | -37.99 | 37.99 | 143.82 | -101.49 | 1000 | 1000 | -37.99 | 37.99 | 37.99 | 68.56 | 37.99
2016-08-24 19:00:00 | 0.089326 | 0.12923 | 0.80864 | 34.01 | -34.01 | 34.01 | 139.84 | -97.51 | 1000 | 1000 | -34.01 | 34.01 | 34.01 | 68.59 | 34.01
2016-08-24 20:00:00 | 0.089326 | 0.12923 | 0.80522 | 28.61 | -28.61 | 28.61 | 134.44 | -92.11 | 1000 | 1000 | -28.61 | 28.61 | 28.61 | 71.07 | 28.61
2016-08-24 21:00:00 | 0.089326 | 0.12923 | 0.76479 | 24.49 | -24.49 | 24.49 | 130.32 | -87.99 | 1000 | 1000 | -24.49 | 24.49 | 24.49 | 69.98 | 24.49
2016-08-24 22:00:00 | 0.089326 | 0.12923 | 0.70234 | 21.96 | -21.96 | 21.96 | 127.79 | -85.46 | 1000 | 1000 | -21.96 | 21.96 | 21.96 | 54.95 | 21.96
2016-08-24 23:00:00 | 0.089326 | 0.12923 | 0.55862 | 21.86 | -21.86 | 21.86 | 127.69 | -85.36 | 1000 | 1000 | -21.86 | 21.86 | 21.86 | 48.91 | 21.86
2016-08-25 00:00:00 | 0.089326 | 0.12923 | 0.38499 | 20.97 | -20.97 | 20.97 | 126.8 | -84.47 | 1000 | 1000 | -20.97 | 20.97 | 20.97 | 47.47 | 20.97
2016-08-25 01:00:00 | 0.089326 | 0.12923 | 0.29435 | 21.16 | -21.16 | 21.16 | 126.99 | -84.66 | 1000 | 1000 | -21.16 | 21.16 | 21.16 | 44.11 | 21.16
2016-08-25 02:00:00 | 0.089326 | 0.12923 | 0.26838 | 21.45 | -21.45 | 21.45 | 127.28 | -84.95 | 1000 | 1000 | -21.45 | 21.45 | 21.45 | 43.92 | 21.45
2016-08-25 03:00:00 | 0.089326 | 0.12923 | 0.25636 | 23.3 | -23.3 | 23.3 | 129.13 | -86.8 | 1000 | 1000 | -23.3 | 23.3 | 23.3 | 43.43 | 23.3
2016-08-25 04:00:00 | 0.089326 | 0.12923 | 0.27574 | 30.33 | -30.33 | 30.33 | 136.16 | -93.83 | 1000 | 1000 | -30.33 | 30.33 | 30.33 | 44.12 | 30.33
2016-08-25 05:00:00 | 0.089326 | 0.12923 | 0.32711 | 34.2 | -34.2 | 34.2 | 140.03 | -97.7 | 1000 | 1000 | -34.2 | 34.2 | 34.2 | 48.1 | 34.2
2016-08-25 06:00:00 | 0.089326 | 0.12923 | 0.49677 | 35.7 | -35.7 | 35.7 | 141.53 | -99.2 | 1000 | 1000 | -35.7 | 35.7 | 35.7 | 60.97 | 35.7
2016-08-25 07:00:00 | 0.089326 | 0.12923 | 0.66071 | 34.91 | -34.91 | 34.91 | 140.74 | -98.41 | 1000 | 1000 | -34.91 | 34.91 | 34.91 | 75.05 | 34.91
2016-08-25 08:00:00 | 0.089326 | 0.12923 | 0.77487 | 29.26 | -29.26 | 29.26 | 135.09 | -92.76 | 1000 | 1000 | -29.26 | 29.26 | 29.26 | 82.37 | 29.26
2016-08-25 09:00:00 | 0.089326 | 0.12923 | 0.82093 | 27.78 | -27.78 | 27.78 | 133.61 | -91.28 | 1000 | 1000 | -27.78 | 27.78 | 27.78 | 79.05 | 27.78
2016-08-25 10:00:00 | 0.089326 | 0.12923 | 0.80488 | 26.81 | -26.81 | 26.81 | 132.64 | -90.31 | 1000 | 1000 | -26.81 | 26.81 | 26.81 | 74.92 | 26.81
2016-08-25 11:00:00 | 0.089326 | 0.12923 | 0.82247 | 25.42 | -25.42 | 25.42 | 131.25 | -88.92 | 1000 | 1000 | -25.42 | 25.42 | 25.42 | 74.93 | 25.42
2016-08-25 12:00:00 | 0.089326 | 0.12923 | 0.87793 | 24.98 | -24.98 | 24.98 | 130.81 | -88.48 | 1000 | 1000 | -24.98 | 24.98 | 24.98 | 70.87 | 24.98
2016-08-25 13:00:00 | 0.089326 | 0.12923 | 0.83028 | 27.26 | -27.26 | 27.26 | 133.09 | -90.76 | 1000 | 1000 | -27.26 | 27.26 | 27.26 | 72.89 | 27.26
2016-08-25 14:00:00 | 0.089326 | 0.12923 | 0.73403 | 30.17 | -30.17 | 30.17 | 136 | -93.67 | 1000 | 1000 | -30.17 | 30.17 | 30.17 | 72 | 30.17
2016-08-25 15:00:00 | 0.089326 | 0.12923 | 0.68907 | 34 | -34 | 34 | 139.83 | -97.5 | 1000 | 1000 | -34 | 34 | 34 | 72.96 | 34
2016-08-25 16:00:00 | 0.089326 | 0.12923 | 0.6725 | 36.65 | -36.65 | 36.65 | 142.48 | -100.15 | 1000 | 1000 | -36.65 | 36.65 | 36.65 | 72 | 36.65
2016-08-25 17:00:00 | 0.089326 | 0.12923 | 0.69967 | 38.78 | -38.78 | 38.78 | 144.61 | -102.28 | 1000 | 1000 | -38.78 | 38.78 | 38.78 | 72.91 | 38.78
2016-08-25 18:00:00 | 0.089326 | 0.12923 | 0.75257 | 37.96 | -37.96 | 37.96 | 143.79 | -101.46 | 1000 | 1000 | -37.96 | 37.96 | 37.96 | 71.44 | 37.96
2016-08-25 19:00:00 | 0.089326 | 0.12923 | 0.80864 | 34.16 | -34.16 | 34.16 | 139.99 | -97.66 | 1000 | 1000 | -34.16 | 34.16 | 34.16 | 71.74 | 34.16
2016-08-25 20:00:00 | 0.089326 | 0.12923 | 0.80522 | 27.98 | -27.98 | 27.98 | 133.81 | -91.48 | 1000 | 1000 | -27.98 | 27.98 | 27.98 | 68.59 | 27.98
2016-08-25 21:00:00 | 0.089326 | 0.12923 | 0.76479 | 24.26 | -24.26 | 24.26 | 130.09 | -87.76 | 1000 | 1000 | -24.26 | 24.26 | 24.26 | 65.73 | 24.26
2016-08-25 22:00:00 | 0.089326 | 0.12923 | 0.70234 | 22.1 | -22.1 | 22.1 | 127.93 | -85.6 | 1000 | 1000 | -22.1 | 22.1 | 22.1 | 52.99 | 22.1
2016-08-25 23:00:00 | 0.089326 | 0.12923 | 0.55862 | 20.34 | -20.34 | 20.34 | 126.17 | -83.84 | 1000 | 1000 | -20.34 | 20.34 | 20.34 | 47.28 | 20.34
2016-08-26 00:00:00 | 0.089326 | 0.12923 | 0.38499 | 20.31 | -20.31 | 20.31 | 126.14 | -83.81 | 1000 | 1000 | -20.31 | 20.31 | 20.31 | 45.54 | 20.31
2016-08-26 01:00:00 | 0.089326 | 0.12923 | 0.29435 | 20.23 | -20.23 | 20.23 | 126.06 | -83.73 | 1000 | 1000 | -20.23 | 20.23 | 20.23 | 44.05 | 20.23
2016-08-26 02:00:00 | 0.089326 | 0.12923 | 0.26838 | 21.25 | -21.25 | 21.25 | 127.08 | -84.75 | 1000 | 1000 | -21.25 | 21.25 | 21.25 | 43.16 | 21.25
2016-08-26 03:00:00 | 0.089326 | 0.12923 | 0.25636 | 23.1 | -23.1 | 23.1 | 128.93 | -86.6 | 1000 | 1000 | -23.1 | 23.1 | 23.1 | 42.86 | 23.1
2016-08-26 04:00:00 | 0.089326 | 0.12923 | 0.27574 | 29 | -29 | 29 | 134.83 | -92.5 | 1000 | 1000 | -29 | 29 | 29 | 43.02 | 29
2016-08-26 05:00:00 | 0.089326 | 0.12923 | 0.32711 | 34.47 | -34.47 | 34.47 | 140.3 | -97.97 | 1000 | 1000 | -34.47 | 34.47 | 34.47 | 45.04 | 34.47
2016-08-26 06:00:00 | 0.089326 | 0.12923 | 0.49677 | 35.9 | -35.9 | 35.9 | 141.73 | -99.4 | 1000 | 1000 | -35.9 | 35.9 | 35.9 | 49.52 | 35.9
2016-08-26 07:00:00 | 0.089326 | 0.12923 | 0.66071 | 34.92 | -34.92 | 34.92 | 140.75 | -98.42 | 1000 | 1000 | -34.92 | 34.92 | 34.92 | 66.21 | 34.92
2016-08-26 08:00:00 | 0.089326 | 0.12923 | 0.77487 | 32.55 | -32.55 | 32.55 | 138.38 | -96.05 | 1000 | 1000 | -32.55 | 32.55 | 32.55 | 64.24 | 32.55
2016-08-26 09:00:00 | 0.089326 | 0.12923 | 0.82093 | 28.87 | -28.87 | 28.87 | 134.7 | -92.37 | 1000 | 1000 | -28.87 | 28.87 | 28.87 | 64.06 | 28.87
2016-08-26 10:00:00 | 0.089326 | 0.12923 | 0.80488 | 26.67 | -26.67 | 26.67 | 132.5 | -90.17 | 1000 | 1000 | -26.67 | 26.67 | 26.67 | 65.32 | 26.67
2016-08-26 11:00:00 | 0.089326 | 0.12923 | 0.82247 | 25.13 | -25.13 | 25.13 | 130.96 | -88.63 | 1000 | 1000 | -25.13 | 25.13 | 25.13 | 65.94 | 25.13
2016-08-26 12:00:00 | 0.089326 | 0.12923 | 0.87793 | 24.49 | -24.49 | 24.49 | 130.32 | -87.99 | 1000 | 1000 | -24.49 | 24.49 | 24.49 | 62.8 | 24.49
2016-08-26 13:00:00 | 0.089326 | 0.12923 | 0.83028 | 26.68 | -26.68 | 26.68 | 132.51 | -90.18 | 1000 | 1000 | -26.68 | 26.68 | 26.68 | 56.27 | 26.68
2016-08-26 14:00:00 | 0.089326 | 0.12923 | 0.73403 | 29.73 | -29.73 | 29.73 | 135.56 | -93.23 | 1000 | 1000 | -29.73 | 29.73 | 29.73 | 53 | 29.73
2016-08-26 15:00:00 | 0.089326 | 0.12923 | 0.68907 | 34.92 | -34.92 | 34.92 | 140.75 | -98.42 | 1000 | 1000 | -34.92 | 34.92 | 34.92 | 50.77 | 34.92
2016-08-26 16:00:00 | 0.089326 | 0.12923 | 0.6725 | 38.45 | -38.45 | 38.45 | 144.28 | -101.95 | 1000 | 1000 | -38.45 | 38.45 | 38.45 | 50.78 | 38.45
2016-08-26 17:00:00 | 0.089326 | 0.12923 | 0.69967 | 41.99 | -41.99 | 41.99 | 147.82 | -105.49 | 1000 | 1000 | -41.99 | 41.99 | 41.99 | 51.38 | 41.99
2016-08-26 18:00:00 | 0.089326 | 0.12923 | 0.75257 | 39.01 | -39.01 | 39.01 | 144.84 | -102.51 | 1000 | 1000 | -39.01 | 39.01 | 39.01 | 53.27 | 39.01
2016-08-26 19:00:00 | 0.089326 | 0.12923 | 0.80864 | 37.06 | -37.06 | 37.06 | 142.89 | -100.56 | 1000 | 1000 | -37.06 | 37.06 | 37.06 | 57.72 | 37.06
2016-08-26 20:00:00 | 0.089326 | 0.12923 | 0.80522 | 32.09 | -32.09 | 32.09 | 137.92 | -95.59 | 1000 | 1000 | -32.09 | 32.09 | 32.09 | 62.04 | 32.09
2016-08-26 21:00:00 | 0.089326 | 0.12923 | 0.76479 | 27.22 | -27.22 | 27.22 | 133.05 | -90.72 | 1000 | 1000 | -27.22 | 27.22 | 27.22 | 51.37 | 27.22
2016-08-26 22:00:00 | 0.089326 | 0.12923 | 0.70234 | 25.93 | -25.93 | 25.93 | 131.76 | -89.43 | 1000 | 1000 | -25.93 | 25.93 | 25.93 | 48.7 | 25.93
2016-08-26 23:00:00 | 0.089326 | 0.12923 | 0.55862 | 24.05 | -24.05 | 24.05 | 129.88 | -87.55 | 1000 | 1000 | -24.05 | 24.05 | 24.05 | 44.6 | 24.05
2016-08-27 00:00:00 | 0.089326 | 0.12923 | 0.43448 | 23 | -23 | 23 | 128.83 | -86.5 | 1000 | 1000 | -23 | 23 | 23 | 41.98 | 23
2016-08-27 01:00:00 | 0.089326 | 0.12923 | 0.35271 | 23.07 | -23.07 | 23.07 | 128.9 | -86.57 | 1000 | 1000 | -23.07 | 23.07 | 23.07 | 40.72 | 23.07
2016-08-27 02:00:00 | 0.089326 | 0.12923 | 0.29453 | 23.28 | -23.28 | 23.28 | 129.11 | -86.78 | 1000 | 1000 | -23.28 | 23.28 | 23.28 | 40.23 | 23.28
2016-08-27 03:00:00 | 0.089326 | 0.12923 | 0.28312 | 23.18 | -23.18 | 23.18 | 129.01 | -86.68 | 1000 | 1000 | -23.18 | 23.18 | 23.18 | 40.07 | 23.18
2016-08-27 04:00:00 | 0.089326 | 0.12923 | 0.28766 | 25.28 | -25.28 | 25.28 | 131.11 | -88.78 | 1000 | 1000 | -25.28 | 25.28 | 25.28 | 38.85 | 25.28
2016-08-27 05:00:00 | 0.089326 | 0.12923 | 0.29561 | 26.84 | -26.84 | 26.84 | 132.67 | -90.34 | 1000 | 1000 | -26.84 | 26.84 | 26.84 | 39.39 | 26.84
2016-08-27 06:00:00 | 0.089326 | 0.12923 | 0.35179 | 29.5 | -29.5 | 29.5 | 135.33 | -93 | 1000 | 1000 | -29.5 | 29.5 | 29.5 | 41.93 | 29.5
2016-08-27 07:00:00 | 0.089326 | 0.12923 | 0.5156 | 29.56 | -29.56 | 29.56 | 135.39 | -93.06 | 1000 | 1000 | -29.56 | 29.56 | 29.56 | 45.61 | 29.56
2016-08-27 08:00:00 | 0.089326 | 0.12923 | 0.71509 | 25.14 | -25.14 | 25.14 | 130.97 | -88.64 | 1000 | 1000 | -25.14 | 25.14 | 25.14 | 50.54 | 25.14
2016-08-27 09:00:00 | 0.089326 | 0.12923 | 0.84809 | 23.02 | -23.02 | 23.02 | 128.85 | -86.52 | 1000 | 1000 | -23.02 | 23.02 | 23.02 | 52.44 | 23.02
2016-08-27 10:00:00 | 0.089326 | 0.12923 | 0.89163 | 21.93 | -21.93 | 21.93 | 127.76 | -85.43 | 1000 | 1000 | -21.93 | 21.93 | 21.93 | 53.58 | 21.93
2016-08-27 11:00:00 | 0.089326 | 0.12923 | 0.92322 | 20.03 | -20.03 | 20.03 | 125.86 | -83.53 | 1000 | 1000 | -20.03 | 20.03 | 20.03 | 59.89 | 20.03
2016-08-27 12:00:00 | 0.089326 | 0.12923 | 0.96569 | 19.96 | -19.96 | 19.96 | 125.79 | -83.46 | 1000 | 1000 | -19.96 | 19.96 | 19.96 | 59.95 | 19.96
2016-08-27 13:00:00 | 0.089326 | 0.12923 | 0.9165 | 20.76 | -20.76 | 20.76 | 126.59 | -84.26 | 1000 | 1000 | -20.76 | 20.76 | 20.76 | 55.49 | 20.76
2016-08-27 14:00:00 | 0.089326 | 0.12923 | 0.79457 | 23.03 | -23.03 | 23.03 | 128.86 | -86.53 | 1000 | 1000 | -23.03 | 23.03 | 23.03 | 50.52 | 23.03
2016-08-27 15:00:00 | 0.089326 | 0.12923 | 0.72708 | 28.41 | -28.41 | 28.41 | 134.24 | -91.91 | 1000 | 1000 | -28.41 | 28.41 | 28.41 | 47.98 | 28.41
2016-08-27 16:00:00 | 0.089326 | 0.12923 | 0.70007 | 34.94 | -34.94 | 34.94 | 140.77 | -98.44 | 1000 | 1000 | -34.94 | 34.94 | 34.94 | 48.5 | 34.94
2016-08-27 17:00:00 | 0.089326 | 0.12923 | 0.71577 | 35.36 | -35.36 | 35.36 | 141.19 | -98.86 | 1000 | 1000 | -35.36 | 35.36 | 35.36 | 50 | 35.36
2016-08-27 18:00:00 | 0.089326 | 0.12923 | 0.79423 | 34.95 | -34.95 | 34.95 | 140.78 | -98.45 | 1000 | 1000 | -34.95 | 34.95 | 34.95 | 53.52 | 34.95
2016-08-27 19:00:00 | 0.089326 | 0.12923 | 0.85492 | 33.61 | -33.61 | 33.61 | 139.44 | -97.11 | 1000 | 1000 | -33.61 | 33.61 | 33.61 | 53.17 | 33.61
2016-08-27 20:00:00 | 0.089326 | 0.12923 | 0.82777 | 29.92 | -29.92 | 29.92 | 135.75 | -93.42 | 1000 | 1000 | -29.92 | 29.92 | 29.92 | 52.65 | 29.92
2016-08-27 21:00:00 | 0.089326 | 0.12923 | 0.74686 | 24.73 | -24.73 | 24.73 | 130.56 | -88.23 | 1000 | 1000 | -24.73 | 24.73 | 24.73 | 52.84 | 24.73
2016-08-27 22:00:00 | 0.089326 | 0.12923 | 0.71732 | 23.14 | -23.14 | 23.14 | 128.97 | -86.64 | 1000 | 1000 | -23.14 | 23.14 | 23.14 | 49.93 | 23.14
2016-08-27 23:00:00 | 0.089326 | 0.12923 | 0.60822 | 20.98 | -20.98 | 20.98 | 126.81 | -84.48 | 1000 | 1000 | -20.98 | 20.98 | 20.98 | 44.04 | 20.98
2016-08-28 00:00:00 | 0.089326 | 0.12923 | 0.45214 | 21.01 | -21.01 | 21.01 | 126.84 | -84.51 | 1000 | 1000 | -21.01 | 21.01 | 21.01 | 39.37 | 21.01
2016-08-28 01:00:00 | 0.089326 | 0.12923 | 0.34401 | 21.29 | -21.29 | 21.29 | 127.12 | -84.79 | 1000 | 1000 | -21.29 | 21.29 | 21.29 | 37 | 21.29
2016-08-28 02:00:00 | 0.089326 | 0.12923 | 0.28601 | 19.85 | -19.85 | 19.85 | 125.68 | -83.35 | 1000 | 1000 | -19.85 | 19.85 | 19.85 | 33.34 | 19.85
2016-08-28 03:00:00 | 0.089326 | 0.12923 | 0.26624 | 19.83 | -19.83 | 19.83 | 125.66 | -83.33 | 1000 | 1000 | -19.83 | 19.83 | 19.83 | 29.37 | 19.83
2016-08-28 04:00:00 | 0.089326 | 0.12923 | 0.26199 | 20.48 | -20.48 | 20.48 | 126.31 | -83.98 | 1000 | 1000 | -20.48 | 20.48 | 20.48 | 25.54 | 20.48
2016-08-28 05:00:00 | 0.089326 | 0.12923 | 0.25637 | 20.18 | -20.18 | 20.18 | 126.01 | -83.68 | 1000 | 1000 | -20.18 | 20.18 | 20.18 | 29.33 | 20.18
2016-08-28 06:00:00 | 0.089326 | 0.12923 | 0.26819 | 22.07 | -22.07 | 22.07 | 127.9 | -85.57 | 1000 | 1000 | -22.07 | 22.07 | 22.07 | 29 | 22.07
2016-08-28 07:00:00 | 0.089326 | 0.12923 | 0.35225 | 23.19 | -23.19 | 23.19 | 129.02 | -86.69 | 1000 | 1000 | -23.19 | 23.19 | 23.19 | 36.05 | 23.19
2016-08-28 08:00:00 | 0.089326 | 0.12923 | 0.53724 | 20.07 | -20.07 | 20.07 | 125.9 | -83.57 | 1000 | 1000 | -20.07 | 20.07 | 20.07 | 39.17 | 20.07
2016-08-28 09:00:00 | 0.089326 | 0.12923 | 0.74695 | 20.09 | -20.09 | 20.09 | 125.92 | -83.59 | 1000 | 1000 | -20.09 | 20.09 | 20.09 | 40.01 | 20.09
2016-08-28 10:00:00 | 0.089326 | 0.12923 | 0.86788 | 13.38 | -13.38 | 13.38 | 119.21 | -76.88 | 1000 | 1000 | -13.38 | 13.38 | 13.38 | 40.44 | 13.38
2016-08-28 11:00:00 | 0.089326 | 0.12923 | 0.95599 | 10.05 | -10.05 | 10.05 | 115.88 | -73.55 | 1000 | 1000 | -10.05 | 10.05 | 10.05 | 42.19 | 10.05
2016-08-28 12:00:00 | 0.089326 | 0.12923 | 0.97702 | 8.99 | -8.99 | 8.99 | 114.82 | -72.49 | 1000 | 1000 | -8.99 | 8.99 | 8.99 | 40.6 | 8.99
2016-08-28 13:00:00 | 0.089326 | 0.12923 | 0.83282 | 13.51 | -13.51 | 13.51 | 119.34 | -77.01 | 1000 | 1000 | -13.51 | 13.51 | 13.51 | 39.09 | 13.51
2016-08-28 14:00:00 | 0.089326 | 0.12923 | 0.69241 | 18.15 | -18.15 | 18.15 | 123.98 | -81.65 | 1000 | 1000 | -18.15 | 18.15 | 18.15 | 35.72 | 18.15
2016-08-28 15:00:00 | 0.089326 | 0.12923 | 0.59885 | 22.26 | -22.26 | 22.26 | 128.09 | -85.76 | 1000 | 1000 | -22.26 | 22.26 | 22.26 | 38.38 | 22.26
2016-08-28 16:00:00 | 0.089326 | 0.12923 | 0.52621 | 29.01 | -29.01 | 29.01 | 134.84 | -92.51 | 1000 | 1000 | -29.01 | 29.01 | 29.01 | 40.52 | 29.01
2016-08-28 17:00:00 | 0.089326 | 0.12923 | 0.53897 | 32.95 | -32.95 | 32.95 | 138.78 | -96.45 | 1000 | 1000 | -32.95 | 32.95 | 32.95 | 47.21 | 32.95
2016-08-28 18:00:00 | 0.089326 | 0.12923 | 0.62018 | 33.92 | -33.92 | 33.92 | 139.75 | -97.42 | 1000 | 1000 | -33.92 | 33.92 | 33.92 | 49.42 | 33.92
2016-08-28 19:00:00 | 0.089326 | 0.12923 | 0.73239 | 33.25 | -33.25 | 33.25 | 139.08 | -96.75 | 1000 | 1000 | -33.25 | 33.25 | 33.25 | 52.23 | 33.25
2016-08-28 20:00:00 | 0.089326 | 0.12923 | 0.76848 | 29.97 | -29.97 | 29.97 | 135.8 | -93.47 | 1000 | 1000 | -29.97 | 29.97 | 29.97 | 60.43 | 29.97
2016-08-28 21:00:00 | 0.089326 | 0.12923 | 0.7291 | 23.3 | -23.3 | 23.3 | 129.13 | -86.8 | 1000 | 1000 | -23.3 | 23.3 | 23.3 | 59.81 | 23.3
2016-08-28 22:00:00 | 0.089326 | 0.12923 | 0.67717 | 22.16 | -22.16 | 22.16 | 127.99 | -85.66 | 1000 | 1000 | -22.16 | 22.16 | 22.16 | 56.85 | 22.16
2016-08-28 23:00:00 | 0.089326 | 0.12923 | 0.53066 | 23.02 | -23.02 | 23.02 | 128.85 | -86.52 | 1000 | 1000 | -23.02 | 23.02 | 23.02 | 44.57 | 23.02
2016-08-29 00:00:00 | 0.089326 | 0.12923 | 0.38499 | 22.09 | -22.09 | 22.09 | 127.92 | -85.59 | 1000 | 1000 | -22.09 | 22.09 | 22.09 | 39.83 | 22.09
2016-08-29 01:00:00 | 0.089326 | 0.12923 | 0.29435 | 22.09 | -22.09 | 22.09 | 127.92 | -85.59 | 1000 | 1000 | -22.09 | 22.09 | 22.09 | 36.53 | 22.09
2016-08-29 02:00:00 | 0.089326 | 0.12923 | 0.26838 | 22.61 | -22.61 | 22.61 | 128.44 | -86.11 | 1000 | 1000 | -22.61 | 22.61 | 22.61 | 33.33 | 22.61
2016-08-29 03:00:00 | 0.089326 | 0.12923 | 0.25636 | 24.52 | -24.52 | 24.52 | 130.35 | -88.02 | 1000 | 1000 | -24.52 | 24.52 | 24.52 | 26.92 | 24.52
2016-08-29 04:00:00 | 0.089326 | 0.12923 | 0.27574 | 34.95 | -34.95 | 34.95 | 140.78 | -98.45 | 1000 | 1000 | -34.95 | 34.95 | 34.95 | 33.08 | 34.95
2016-08-29 05:00:00 | 0.089326 | 0.12923 | 0.32711 | 40.26 | -40.26 | 40.26 | 146.09 | -103.76 | 1000 | 1000 | -40.26 | 40.26 | 40.26 | 38.24 | 40.26
2016-08-29 06:00:00 | 0.089326 | 0.12923 | 0.49677 | 41.69 | -41.69 | 41.69 | 147.52 | -105.19 | 1000 | 1000 | -41.69 | 41.69 | 41.69 | 45.94 | 41.69
2016-08-29 07:00:00 | 0.089326 | 0.12923 | 0.66071 | 35.32 | -35.32 | 35.32 | 141.15 | -98.82 | 1000 | 1000 | -35.32 | 35.32 | 35.32 | 52.91 | 35.32
2016-08-29 08:00:00 | 0.089326 | 0.12923 | 0.77487 | 30.98 | -30.98 | 30.98 | 136.81 | -94.48 | 1000 | 1000 | -30.98 | 30.98 | 30.98 | 55.97 | 30.98
2016-08-29 09:00:00 | 0.089326 | 0.12923 | 0.82093 | 28.96 | -28.96 | 28.96 | 134.79 | -92.46 | 1000 | 1000 | -28.96 | 28.96 | 28.96 | 57.87 | 28.96
2016-08-29 10:00:00 | 0.089326 | 0.12923 | 0.80488 | 26.33 | -26.33 | 26.33 | 132.16 | -89.83 | 1000 | 1000 | -26.33 | 26.33 | 26.33 | 57.33 | 26.33
2016-08-29 11:00:00 | 0.089326 | 0.12923 | 0.82247 | 24.95 | -24.95 | 24.95 | 130.78 | -88.45 | 1000 | 1000 | -24.95 | 24.95 | 24.95 | 59.97 | 24.95
2016-08-29 12:00:00 | 0.089326 | 0.12923 | 0.87793 | 22.98 | -22.98 | 22.98 | 128.81 | -86.48 | 1000 | 1000 | -22.98 | 22.98 | 22.98 | 58.5 | 22.98
2016-08-29 13:00:00 | 0.089326 | 0.12923 | 0.83028 | 23.02 | -23.02 | 23.02 | 128.85 | -86.52 | 1000 | 1000 | -23.02 | 23.02 | 23.02 | 56.19 | 23.02
2016-08-29 14:00:00 | 0.089326 | 0.12923 | 0.73403 | 22.99 | -22.99 | 22.99 | 128.82 | -86.49 | 1000 | 1000 | -22.99 | 22.99 | 22.99 | 52.95 | 22.99
2016-08-29 15:00:00 | 0.089326 | 0.12923 | 0.68907 | 30 | -30 | 30 | 135.83 | -93.5 | 1000 | 1000 | -30 | 30 | 30 | 49.91 | 30
2016-08-29 16:00:00 | 0.089326 | 0.12923 | 0.6725 | 34.01 | -34.01 | 34.01 | 139.84 | -97.51 | 1000 | 1000 | -34.01 | 34.01 | 34.01 | 50.07 | 34.01
2016-08-29 17:00:00 | 0.089326 | 0.12923 | 0.69967 | 36.64 | -36.64 | 36.64 | 142.47 | -100.14 | 1000 | 1000 | -36.64 | 36.64 | 36.64 | 51.47 | 36.64
2016-08-29 18:00:00 | 0.089326 | 0.12923 | 0.75257 | 37.55 | -37.55 | 37.55 | 143.38 | -101.05 | 1000 | 1000 | -37.55 | 37.55 | 37.55 | 59.81 | 37.55
2016-08-29 19:00:00 | 0.089326 | 0.12923 | 0.80864 | 34.09 | -34.09 | 34.09 | 139.92 | -97.59 | 1000 | 1000 | -34.09 | 34.09 | 34.09 | 60.34 | 34.09
2016-08-29 20:00:00 | 0.089326 | 0.12923 | 0.80522 | 29.29 | -29.29 | 29.29 | 135.12 | -92.79 | 1000 | 1000 | -29.29 | 29.29 | 29.29 | 61.04 | 29.29
2016-08-29 21:00:00 | 0.089326 | 0.12923 | 0.76479 | 24.19 | -24.19 | 24.19 | 130.02 | -87.69 | 1000 | 1000 | -24.19 | 24.19 | 24.19 | 57.17 | 24.19
2016-08-29 22:00:00 | 0.11185 | 0.15077 | 0.70234 | 24.85 | -24.85 | 24.85 | 130.68 | -88.35 | 1000 | 1000 | -24.85 | 24.85 | 24.85 | 52.41 | 24.85
2016-08-29 23:00:00 | 0.12151 | 0.16 | 0.55862 | 24.15 | -24.15 | 24.15 | 129.98 | -87.65 | 1000 | 1000 | -24.15 | 24.15 | 24.15 | 47.92 | 24.15
2016-08-30 00:00:00 | 0.14081 | 0.17846 | 0.38499 | 23.74 | -23.74 | 23.74 | 129.57 | -87.24 | 1000 | 1000 | -23.74 | 23.74 | 23.74 | 44.49 | 23.74
2016-08-30 01:00:00 | 0.16656 | 0.20308 | 0.29435 | 23.35 | -23.35 | 23.35 | 129.18 | -86.85 | 1000 | 1000 | -23.35 | 23.35 | 23.35 | 42.78 | 23.35
2016-08-30 02:00:00 | 0.17943 | 0.21538 | 0.26838 | 22.74 | -22.74 | 22.74 | 128.57 | -86.24 | 1000 | 1000 | -22.74 | 22.74 | 22.74 | 39.59 | 22.74
2016-08-30 03:00:00 | 0.19552 | 0.23077 | 0.25636 | 24.14 | -24.14 | 24.14 | 129.97 | -87.64 | 1000 | 1000 | -24.14 | 24.14 | 24.14 | 37.33 | 24.14
2016-08-30 04:00:00 | 0.20517 | 0.24 | 0.27574 | 32.65 | -32.65 | 32.65 | 138.48 | -96.15 | 1000 | 1000 | -32.65 | 32.65 | 32.65 | 39.91 | 32.65
2016-08-30 05:00:00 | 0.19874 | 0.23385 | 0.32711 | 40.59 | -40.59 | 40.59 | 146.42 | -104.09 | 1000 | 1000 | -40.59 | 40.59 | 40.59 | 41.91 | 40.59
2016-08-30 06:00:00 | 0.16334 | 0.2 | 0.49677 | 43.82 | -43.82 | 43.82 | 149.65 | -107.32 | 1000 | 1000 | -43.82 | 43.82 | 43.82 | 50.31 | 43.82
2016-08-30 07:00:00 | 0.10542 | 0.14462 | 0.66071 | 38.03 | -38.03 | 38.03 | 143.86 | -101.53 | 1000 | 1000 | -38.03 | 38.03 | 38.03 | 61.09 | 38.03
2016-08-30 08:00:00 | 0.089326 | 0.12923 | 0.77487 | 32 | -32 | 32 | 137.83 | -95.5 | 1000 | 1000 | -32 | 32 | 32 | 62.23 | 32
2016-08-30 09:00:00 | 0.089326 | 0.12923 | 0.82093 | 30.06 | -30.06 | 30.06 | 135.89 | -93.56 | 1000 | 1000 | -30.06 | 30.06 | 30.06 | 65 | 30.06
2016-08-30 10:00:00 | 0.089326 | 0.12923 | 0.80488 | 27.07 | -27.07 | 27.07 | 132.9 | -90.57 | 1000 | 1000 | -27.07 | 27.07 | 27.07 | 65.97 | 27.07
2016-08-30 11:00:00 | 0.089326 | 0.12923 | 0.82247 | 26.97 | -26.97 | 26.97 | 132.8 | -90.47 | 1000 | 1000 | -26.97 | 26.97 | 26.97 | 68.97 | 26.97
2016-08-30 12:00:00 | 0.089326 | 0.12923 | 0.87793 | 26.86 | -26.86 | 26.86 | 132.69 | -90.36 | 1000 | 1000 | -26.86 | 26.86 | 26.86 | 68.21 | 26.86
2016-08-30 13:00:00 | 0.089326 | 0.12923 | 0.83028 | 28.96 | -28.96 | 28.96 | 134.79 | -92.46 | 1000 | 1000 | -28.96 | 28.96 | 28.96 | 66.39 | 28.96
2016-08-30 14:00:00 | 0.089326 | 0.12923 | 0.73403 | 33.33 | -33.33 | 33.33 | 139.16 | -96.83 | 1000 | 1000 | -33.33 | 33.33 | 33.33 | 64.81 | 33.33
2016-08-30 15:00:00 | 0.089326 | 0.12923 | 0.68907 | 37.77 | -37.77 | 37.77 | 143.6 | -101.27 | 1000 | 1000 | -37.77 | 37.77 | 37.77 | 63.95 | 37.77
2016-08-30 16:00:00 | 0.089326 | 0.12923 | 0.6725 | 40.6 | -40.6 | 40.6 | 146.43 | -104.1 | 1000 | 1000 | -40.6 | 40.6 | 40.6 | 61.57 | 40.6
2016-08-30 17:00:00 | 0.089326 | 0.12923 | 0.69967 | 43.71 | -43.71 | 43.71 | 149.54 | -107.21 | 1000 | 1000 | -43.71 | 43.71 | 43.71 | 62.07 | 43.71
2016-08-30 18:00:00 | 0.089326 | 0.12923 | 0.75257 | 44.83 | -44.83 | 44.83 | 150.66 | -108.33 | 1000 | 1000 | -44.83 | 44.83 | 44.83 | 62.42 | 44.83
2016-08-30 19:00:00 | 0.089326 | 0.12923 | 0.80864 | 40.83 | -40.83 | 40.83 | 146.66 | -104.33 | 1000 | 1000 | -40.83 | 40.83 | 40.83 | 64.02 | 40.83
2016-08-30 20:00:00 | 0.089326 | 0.12923 | 0.80522 | 32.96 | -32.96 | 32.96 | 138.79 | -96.46 | 1000 | 1000 | -32.96 | 32.96 | 32.96 | 64.94 | 32.96
2016-08-30 21:00:00 | 0.095762 | 0.13538 | 0.76479 | 26.64 | -26.64 | 26.64 | 132.47 | -90.14 | 1000 | 1000 | -26.64 | 26.64 | 26.64 | 62.95 | 26.64
2016-08-30 22:00:00 | 0.12151 | 0.16 | 0.70234 | 25.6 | -25.6 | 25.6 | 131.43 | -89.1 | 1000 | 1000 | -25.6 | 25.6 | 25.6 | 55.96 | 25.6
2016-08-30 23:00:00 | 0.14403 | 0.18154 | 0.55862 | 24.02 | -24.02 | 24.02 | 129.85 | -87.52 | 1000 | 1000 | -24.02 | 24.02 | 24.02 | 49.17 | 24.02
2016-08-31 00:00:00 | 0.1569 | 0.19385 | 0.38499 | 23.48 | -23.48 | 23.48 | 129.31 | -86.98 | 1000 | 1000 | -23.48 | 23.48 | 23.48 | 46.66 | 23.48
2016-08-31 01:00:00 | 0.16977 | 0.20615 | 0.29435 | 22.77 | -22.77 | 22.77 | 128.6 | -86.27 | 1000 | 1000 | -22.77 | 22.77 | 22.77 | 44.23 | 22.77
2016-08-31 02:00:00 | 0.18908 | 0.22462 | 0.26838 | 22.79 | -22.79 | 22.79 | 128.62 | -86.29 | 1000 | 1000 | -22.79 | 22.79 | 22.79 | 41.56 | 22.79
2016-08-31 03:00:00 | 0.19874 | 0.23385 | 0.25636 | 25.34 | -25.34 | 25.34 | 131.17 | -88.84 | 1000 | 1000 | -25.34 | 25.34 | 25.34 | 40.32 | 25.34
2016-08-31 04:00:00 | 0.20839 | 0.24308 | 0.27574 | 32.98 | -32.98 | 32.98 | 138.81 | -96.48 | 1000 | 1000 | -32.98 | 32.98 | 32.98 | 42.26 | 32.98
2016-08-31 05:00:00 | 0.20517 | 0.24 | 0.32711 | 40.46 | -40.46 | 40.46 | 146.29 | -103.96 | 1000 | 1000 | -40.46 | 40.46 | 40.46 | 44.22 | 40.46
2016-08-31 06:00:00 | 0.12472 | 0.16308 | 0.49677 | 42.04 | -42.04 | 42.04 | 147.87 | -105.54 | 1000 | 1000 | -42.04 | 42.04 | 42.04 | 48.67 | 42.04
2016-08-31 07:00:00 | 0.089326 | 0.12923 | 0.66071 | 36.13 | -36.13 | 36.13 | 141.96 | -99.63 | 1000 | 1000 | -36.13 | 36.13 | 36.13 | 60.07 | 36.13
2016-08-31 08:00:00 | 0.089326 | 0.12923 | 0.77487 | 29.59 | -29.59 | 29.59 | 135.42 | -93.09 | 1000 | 1000 | -29.59 | 29.59 | 29.59 | 62.07 | 29.59
2016-08-31 09:00:00 | 0.089326 | 0.12923 | 0.82093 | 28.19 | -28.19 | 28.19 | 134.02 | -91.69 | 1000 | 1000 | -28.19 | 28.19 | 28.19 | 61.94 | 28.19
2016-08-31 10:00:00 | 0.089326 | 0.12923 | 0.80488 | 26.78 | -26.78 | 26.78 | 132.61 | -90.28 | 1000 | 1000 | -26.78 | 26.78 | 26.78 | 62.35 | 26.78
2016-08-31 11:00:00 | 0.089326 | 0.12923 | 0.82247 | 27.06 | -27.06 | 27.06 | 132.89 | -90.56 | 1000 | 1000 | -27.06 | 27.06 | 27.06 | 63.2 | 27.06
2016-08-31 12:00:00 | 0.089326 | 0.12923 | 0.87793 | 26.91 | -26.91 | 26.91 | 132.74 | -90.41 | 1000 | 1000 | -26.91 | 26.91 | 26.91 | 60.62 | 26.91
2016-08-31 13:00:00 | 0.089326 | 0.12923 | 0.83028 | 27.05 | -27.05 | 27.05 | 132.88 | -90.55 | 1000 | 1000 | -27.05 | 27.05 | 27.05 | 60.18 | 27.05
2016-08-31 14:00:00 | 0.089326 | 0.12923 | 0.73403 | 30.79 | -30.79 | 30.79 | 136.62 | -94.29 | 1000 | 1000 | -30.79 | 30.79 | 30.79 | 58.13 | 30.79
2016-08-31 15:00:00 | 0.089326 | 0.12923 | 0.68907 | 35.94 | -35.94 | 35.94 | 141.77 | -99.44 | 1000 | 1000 | -35.94 | 35.94 | 35.94 | 57.37 | 35.94
2016-08-31 16:00:00 | 0.089326 | 0.12923 | 0.6725 | 38.96 | -38.96 | 38.96 | 144.79 | -102.46 | 1000 | 1000 | -38.96 | 38.96 | 38.96 | 55.51 | 38.96
2016-08-31 17:00:00 | 0.089326 | 0.12923 | 0.69967 | 40.94 | -40.94 | 40.94 | 146.77 | -104.44 | 1000 | 1000 | -40.94 | 40.94 | 40.94 | 63.11 | 40.94
2016-08-31 18:00:00 | 0.089326 | 0.12923 | 0.75257 | 39.61 | -39.61 | 39.61 | 145.44 | -103.11 | 1000 | 1000 | -39.61 | 39.61 | 39.61 | 65.4 | 39.61
2016-08-31 19:00:00 | 0.089326 | 0.12923 | 0.80864 | 35.96 | -35.96 | 35.96 | 141.79 | -99.46 | 1000 | 1000 | -35.96 | 35.96 | 35.96 | 66.08 | 35.96
2016-08-31 20:00:00 | 0.089326 | 0.12923 | 0.80522 | 28.38 | -28.38 | 28.38 | 134.21 | -91.88 | 1000 | 1000 | -28.38 | 28.38 | 28.38 | 66.36 | 28.38
2016-08-31 21:00:00 | 0.089326 | 0.12923 | 0.76479 | 24.2 | -24.2 | 24.2 | 130.03 | -87.7 | 1000 | 1000 | -24.2 | 24.2 | 24.2 | 62.05 | 24.2
2016-08-31 22:00:00 | 0.089326 | 0.12923 | 0.70234 | 24.34 | -24.34 | 24.34 | 130.17 | -87.84 | 1000 | 1000 | -24.34 | 24.34 | 24.34 | 53.1 | 24.34
2016-08-31 23:00:00 | 0.089326 | 0.12923 | 0.55862 | 23.73 | -23.73 | 23.73 | 129.56 | -87.23 | 1000 | 1000 | -23.73 | 23.73 | 23.73 | 46.59 | 23.73
2016-09-01 00:00:00 | 0.089326 | 0.12923 | 0.38499 | 23.37 | -23.37 | 23.37 | 129.2 | -86.87 | 1000 | 1000 | -23.37 | 23.37 | 23.37 | 47.43 | 23.37
2016-09-01 01:00:00 | 0.092544 | 0.13231 | 0.29435 | 22.98 | -22.98 | 22.98 | 128.81 | -86.48 | 1000 | 1000 | -22.98 | 22.98 | 22.98 | 44.1 | 22.98
2016-09-01 02:00:00 | 0.11507 | 0.15385 | 0.26838 | 23.59 | -23.59 | 23.59 | 129.42 | -87.09 | 1000 | 1000 | -23.59 | 23.59 | 23.59 | 43.32 | 23.59
2016-09-01 03:00:00 | 0.14081 | 0.17846 | 0.25636 | 25.1 | -25.1 | 25.1 | 130.93 | -88.6 | 1000 | 1000 | -25.1 | 25.1 | 25.1 | 42.54 | 25.1
2016-09-01 04:00:00 | 0.16012 | 0.19692 | 0.27574 | 32.95 | -32.95 | 32.95 | 138.78 | -96.45 | 1000 | 1000 | -32.95 | 32.95 | 32.95 | 43.99 | 32.95
2016-09-01 05:00:00 | 0.13438 | 0.17231 | 0.32711 | 37.97 | -37.97 | 37.97 | 143.8 | -101.47 | 1000 | 1000 | -37.97 | 37.97 | 37.97 | 45.57 | 37.97
2016-09-01 06:00:00 | 0.092544 | 0.13231 | 0.49677 | 41.08 | -41.08 | 41.08 | 146.91 | -104.58 | 1000 | 1000 | -41.08 | 41.08 | 41.08 | 51.29 | 41.08
2016-09-01 07:00:00 | 0.089326 | 0.12923 | 0.66071 | 38.24 | -38.24 | 38.24 | 144.07 | -101.74 | 1000 | 1000 | -38.24 | 38.24 | 38.24 | 64.95 | 38.24
2016-09-01 08:00:00 | 0.089326 | 0.12923 | 0.77487 | 34.92 | -34.92 | 34.92 | 140.75 | -98.42 | 1000 | 1000 | -34.92 | 34.92 | 34.92 | 66.63 | 34.92
2016-09-01 09:00:00 | 0.089326 | 0.12923 | 0.82093 | 32.98 | -32.98 | 32.98 | 138.81 | -96.48 | 1000 | 1000 | -32.98 | 32.98 | 32.98 | 65.14 | 32.98
2016-09-01 10:00:00 | 0.089326 | 0.12923 | 0.80488 | 29.93 | -29.93 | 29.93 | 135.76 | -93.43 | 1000 | 1000 | -29.93 | 29.93 | 29.93 | 64.9 | 29.93
2016-09-01 11:00:00 | 0.089326 | 0.12923 | 0.82247 | 28.68 | -28.68 | 28.68 | 134.51 | -92.18 | 1000 | 1000 | -28.68 | 28.68 | 28.68 | 67.92 | 28.68
2016-09-01 12:00:00 | 0.089326 | 0.12923 | 0.87793 | 27.87 | -27.87 | 27.87 | 133.7 | -91.37 | 1000 | 1000 | -27.87 | 27.87 | 27.87 | 69.1 | 27.87
2016-09-01 13:00:00 | 0.089326 | 0.12923 | 0.83028 | 27.88 | -27.88 | 27.88 | 133.71 | -91.38 | 1000 | 1000 | -27.88 | 27.88 | 27.88 | 67.99 | 27.88
2016-09-01 14:00:00 | 0.089326 | 0.12923 | 0.73403 | 28.96 | -28.96 | 28.96 | 134.79 | -92.46 | 1000 | 1000 | -28.96 | 28.96 | 28.96 | 64.93 | 28.96
2016-09-01 15:00:00 | 0.089326 | 0.12923 | 0.68907 | 34.06 | -34.06 | 34.06 | 139.89 | -97.56 | 1000 | 1000 | -34.06 | 34.06 | 34.06 | 62.02 | 34.06
2016-09-01 16:00:00 | 0.089326 | 0.12923 | 0.6725 | 36.82 | -36.82 | 36.82 | 142.65 | -100.32 | 1000 | 1000 | -36.82 | 36.82 | 36.82 | 60.26 | 36.82
2016-09-01 17:00:00 | 0.089326 | 0.12923 | 0.69967 | 38.96 | -38.96 | 38.96 | 144.79 | -102.46 | 1000 | 1000 | -38.96 | 38.96 | 38.96 | 64.01 | 38.96
2016-09-01 18:00:00 | 0.089326 | 0.12923 | 0.75257 | 40.44 | -40.44 | 40.44 | 146.27 | -103.94 | 1000 | 1000 | -40.44 | 40.44 | 40.44 | 64.95 | 40.44
2016-09-01 19:00:00 | 0.089326 | 0.12923 | 0.80864 | 37.93 | -37.93 | 37.93 | 143.76 | -101.43 | 1000 | 1000 | -37.93 | 37.93 | 37.93 | 66.91 | 37.93
2016-09-01 20:00:00 | 0.089326 | 0.12923 | 0.80522 | 30.43 | -30.43 | 30.43 | 136.26 | -93.93 | 1000 | 1000 | -30.43 | 30.43 | 30.43 | 72.83 | 30.43
2016-09-01 21:00:00 | 0.089326 | 0.12923 | 0.76479 | 26.93 | -26.93 | 26.93 | 132.76 | -90.43 | 1000 | 1000 | -26.93 | 26.93 | 26.93 | 66.93 | 26.93
2016-09-01 22:00:00 | 0.089326 | 0.12923 | 0.70234 | 25.64 | -25.64 | 25.64 | 131.47 | -89.14 | 1000 | 1000 | -25.64 | 25.64 | 25.64 | 57.64 | 25.64
2016-09-01 23:00:00 | 0.089326 | 0.12923 | 0.55862 | 23.89 | -23.89 | 23.89 | 129.72 | -87.39 | 1000 | 1000 | -23.89 | 23.89 | 23.89 | 50.97 | 23.89
2016-09-02 00:00:00 | 0.089326 | 0.12923 | 0.38499 | 23.76 | -23.76 | 23.76 | 129.59 | -87.26 | 1000 | 1000 | -23.76 | 23.76 | 23.76 | 48.12 | 23.76
2016-09-02 01:00:00 | 0.089326 | 0.12923 | 0.29435 | 22.91 | -22.91 | 22.91 | 128.74 | -86.41 | 1000 | 1000 | -22.91 | 22.91 | 22.91 | 44.85 | 22.91
2016-09-02 02:00:00 | 0.089326 | 0.12923 | 0.26838 | 23.1 | -23.1 | 23.1 | 128.93 | -86.6 | 1000 | 1000 | -23.1 | 23.1 | 23.1 | 43.99 | 23.1
2016-09-02 03:00:00 | 0.11507 | 0.15385 | 0.25636 | 25.97 | -25.97 | 25.97 | 131.8 | -89.47 | 1000 | 1000 | -25.97 | 25.97 | 25.97 | 42.32 | 25.97
2016-09-02 04:00:00 | 0.13438 | 0.17231 | 0.27574 | 33.08 | -33.08 | 33.08 | 138.91 | -96.58 | 1000 | 1000 | -33.08 | 33.08 | 33.08 | 43.23 | 33.08
2016-09-02 05:00:00 | 0.1569 | 0.19385 | 0.32711 | 38.41 | -38.41 | 38.41 | 144.24 | -101.91 | 1000 | 1000 | -38.41 | 38.41 | 38.41 | 46.78 | 38.41
2016-09-02 06:00:00 | 0.09898 | 0.13846 | 0.49677 | 40.5 | -40.5 | 40.5 | 146.33 | -104 | 1000 | 1000 | -40.5 | 40.5 | 40.5 | 53.17 | 40.5
2016-09-02 07:00:00 | 0.089326 | 0.12923 | 0.66071 | 37.91 | -37.91 | 37.91 | 143.74 | -101.41 | 1000 | 1000 | -37.91 | 37.91 | 37.91 | 65.99 | 37.91
2016-09-02 08:00:00 | 0.089326 | 0.12923 | 0.77487 | 32.84 | -32.84 | 32.84 | 138.67 | -96.34 | 1000 | 1000 | -32.84 | 32.84 | 32.84 | 66.59 | 32.84
2016-09-02 09:00:00 | 0.089326 | 0.12923 | 0.82093 | 29.59 | -29.59 | 29.59 | 135.42 | -93.09 | 1000 | 1000 | -29.59 | 29.59 | 29.59 | 65.93 | 29.59
2016-09-02 10:00:00 | 0.089326 | 0.12923 | 0.80488 | 26.81 | -26.81 | 26.81 | 132.64 | -90.31 | 1000 | 1000 | -26.81 | 26.81 | 26.81 | 67.96 | 26.81
2016-09-02 11:00:00 | 0.089326 | 0.12923 | 0.82247 | 25.69 | -25.69 | 25.69 | 131.52 | -89.19 | 1000 | 1000 | -25.69 | 25.69 | 25.69 | 68.05 | 25.69
2016-09-02 12:00:00 | 0.089326 | 0.12923 | 0.87793 | 25.85 | -25.85 | 25.85 | 131.68 | -89.35 | 1000 | 1000 | -25.85 | 25.85 | 25.85 | 66.91 | 25.85
2016-09-02 13:00:00 | 0.089326 | 0.12923 | 0.83028 | 27.94 | -27.94 | 27.94 | 133.77 | -91.44 | 1000 | 1000 | -27.94 | 27.94 | 27.94 | 64.08 | 27.94
2016-09-02 14:00:00 | 0.089326 | 0.12923 | 0.73403 | 29.17 | -29.17 | 29.17 | 135 | -92.67 | 1000 | 1000 | -29.17 | 29.17 | 29.17 | 61.07 | 29.17
2016-09-02 15:00:00 | 0.089326 | 0.12923 | 0.68907 | 34.01 | -34.01 | 34.01 | 139.84 | -97.51 | 1000 | 1000 | -34.01 | 34.01 | 34.01 | 57.63 | 34.01
2016-09-02 16:00:00 | 0.089326 | 0.12923 | 0.6725 | 37.56 | -37.56 | 37.56 | 143.39 | -101.06 | 1000 | 1000 | -37.56 | 37.56 | 37.56 | 56.78 | 37.56
2016-09-02 17:00:00 | 0.089326 | 0.12923 | 0.69967 | 37.98 | -37.98 | 37.98 | 143.81 | -101.48 | 1000 | 1000 | -37.98 | 37.98 | 37.98 | 57.88 | 37.98
2016-09-02 18:00:00 | 0.089326 | 0.12923 | 0.75257 | 38.79 | -38.79 | 38.79 | 144.62 | -102.29 | 1000 | 1000 | -38.79 | 38.79 | 38.79 | 61.06 | 38.79
2016-09-02 19:00:00 | 0.089326 | 0.12923 | 0.80864 | 34.99 | -34.99 | 34.99 | 140.82 | -98.49 | 1000 | 1000 | -34.99 | 34.99 | 34.99 | 62.04 | 34.99
2016-09-02 20:00:00 | 0.089326 | 0.12923 | 0.80522 | 29.09 | -29.09 | 29.09 | 134.92 | -92.59 | 1000 | 1000 | -29.09 | 29.09 | 29.09 | 62.09 | 29.09
2016-09-02 21:00:00 | 0.089326 | 0.12923 | 0.76479 | 27.61 | -27.61 | 27.61 | 133.44 | -91.11 | 1000 | 1000 | -27.61 | 27.61 | 27.61 | 56.47 | 27.61
2016-09-02 22:00:00 | 0.089326 | 0.12923 | 0.70234 | 31.41 | -31.41 | 31.41 | 137.24 | -94.91 | 1000 | 1000 | -31.41 | 31.41 | 31.41 | 53.79 | 31.41
2016-09-02 23:00:00 | 0.089326 | 0.12923 | 0.55862 | 28.04 | -28.04 | 28.04 | 133.87 | -91.54 | 1000 | 1000 | -28.04 | 28.04 | 28.04 | 48.9 | 28.04
2016-09-03 00:00:00 | 0.089326 | 0.12923 | 0.43448 | 25.37 | -25.37 | 25.37 | 131.2 | -88.87 | 1000 | 1000 | -25.37 | 25.37 | 25.37 | 50.49 | 25.37
2016-09-03 01:00:00 | 0.089326 | 0.12923 | 0.35271 | 24.88 | -24.88 | 24.88 | 130.71 | -88.38 | 1000 | 1000 | -24.88 | 24.88 | 24.88 | 47.06 | 24.88
2016-09-03 02:00:00 | 0.089326 | 0.12923 | 0.29453 | 24.02 | -24.02 | 24.02 | 129.85 | -87.52 | 1000 | 1000 | -24.02 | 24.02 | 24.02 | 43.92 | 24.02
2016-09-03 03:00:00 | 0.089326 | 0.12923 | 0.28312 | 24.92 | -24.92 | 24.92 | 130.75 | -88.42 | 1000 | 1000 | -24.92 | 24.92 | 24.92 | 42.23 | 24.92
2016-09-03 04:00:00 | 0.089326 | 0.12923 | 0.28766 | 25.65 | -25.65 | 25.65 | 131.48 | -89.15 | 1000 | 1000 | -25.65 | 25.65 | 25.65 | 42.07 | 25.65
2016-09-03 05:00:00 | 0.089326 | 0.12923 | 0.29561 | 29.44 | -29.44 | 29.44 | 135.27 | -92.94 | 1000 | 1000 | -29.44 | 29.44 | 29.44 | 42.44 | 29.44
2016-09-03 06:00:00 | 0.089326 | 0.12923 | 0.35179 | 31.55 | -31.55 | 31.55 | 137.38 | -95.05 | 1000 | 1000 | -31.55 | 31.55 | 31.55 | 43.95 | 31.55
2016-09-03 07:00:00 | 0.089326 | 0.12923 | 0.5156 | 32.95 | -32.95 | 32.95 | 138.78 | -96.45 | 1000 | 1000 | -32.95 | 32.95 | 32.95 | 47.79 | 32.95
2016-09-03 08:00:00 | 0.089326 | 0.12923 | 0.71509 | 30.35 | -30.35 | 30.35 | 136.18 | -93.85 | 1000 | 1000 | -30.35 | 30.35 | 30.35 | 50.7 | 30.35
2016-09-03 09:00:00 | 0.089326 | 0.12923 | 0.84809 | 29.06 | -29.06 | 29.06 | 134.89 | -92.56 | 1000 | 1000 | -29.06 | 29.06 | 29.06 | 54.93 | 29.06
2016-09-03 10:00:00 | 0.089326 | 0.12923 | 0.89163 | 27.16 | -27.16 | 27.16 | 132.99 | -90.66 | 1000 | 1000 | -27.16 | 27.16 | 27.16 | 59.26 | 27.16
2016-09-03 11:00:00 | 0.089326 | 0.12923 | 0.92322 | 25.09 | -25.09 | 25.09 | 130.92 | -88.59 | 1000 | 1000 | -25.09 | 25.09 | 25.09 | 59.94 | 25.09
2016-09-03 12:00:00 | 0.089326 | 0.12923 | 0.96569 | 25.11 | -25.11 | 25.11 | 130.94 | -88.61 | 1000 | 1000 | -25.11 | 25.11 | 25.11 | 59.52 | 25.11
2016-09-03 13:00:00 | 0.089326 | 0.12923 | 0.9165 | 25.36 | -25.36 | 25.36 | 131.19 | -88.86 | 1000 | 1000 | -25.36 | 25.36 | 25.36 | 52.3 | 25.36
2016-09-03 14:00:00 | 0.089326 | 0.12923 | 0.79457 | 26.85 | -26.85 | 26.85 | 132.68 | -90.35 | 1000 | 1000 | -26.85 | 26.85 | 26.85 | 51.13 | 26.85
2016-09-03 15:00:00 | 0.089326 | 0.12923 | 0.72708 | 30.44 | -30.44 | 30.44 | 136.27 | -93.94 | 1000 | 1000 | -30.44 | 30.44 | 30.44 | 48.96 | 30.44
2016-09-03 16:00:00 | 0.089326 | 0.12923 | 0.70007 | 34.27 | -34.27 | 34.27 | 140.1 | -97.77 | 1000 | 1000 | -34.27 | 34.27 | 34.27 | 48.32 | 34.27
2016-09-03 17:00:00 | 0.089326 | 0.12923 | 0.71577 | 37.56 | -37.56 | 37.56 | 143.39 | -101.06 | 1000 | 1000 | -37.56 | 37.56 | 37.56 | 51.66 | 37.56
2016-09-03 18:00:00 | 0.089326 | 0.12923 | 0.79423 | 38.56 | -38.56 | 38.56 | 144.39 | -102.06 | 1000 | 1000 | -38.56 | 38.56 | 38.56 | 55 | 38.56
2016-09-03 19:00:00 | 0.089326 | 0.12923 | 0.85492 | 37.67 | -37.67 | 37.67 | 143.5 | -101.17 | 1000 | 1000 | -37.67 | 37.67 | 37.67 | 55.93 | 37.67
2016-09-03 20:00:00 | 0.089326 | 0.12923 | 0.82777 | 33.01 | -33.01 | 33.01 | 138.84 | -96.51 | 1000 | 1000 | -33.01 | 33.01 | 33.01 | 59.8 | 33.01
2016-09-03 21:00:00 | 0.089326 | 0.12923 | 0.74686 | 28.93 | -28.93 | 28.93 | 134.76 | -92.43 | 1000 | 1000 | -28.93 | 28.93 | 28.93 | 56.9 | 28.93
2016-09-03 22:00:00 | 0.089326 | 0.12923 | 0.71732 | 27.7 | -27.7 | 27.7 | 133.53 | -91.2 | 1000 | 1000 | -27.7 | 27.7 | 27.7 | 51.89 | 27.7
2016-09-03 23:00:00 | 0.089326 | 0.12923 | 0.60822 | 25.02 | -25.02 | 25.02 | 130.85 | -88.52 | 1000 | 1000 | -25.02 | 25.02 | 25.02 | 44.96 | 25.02
2016-09-04 00:00:00 | 0.089326 | 0.12923 | 0.45214 | 23.09 | -23.09 | 23.09 | 128.92 | -86.59 | 1000 | 1000 | -23.09 | 23.09 | 23.09 | 45.41 | 23.09
2016-09-04 01:00:00 | 0.089326 | 0.12923 | 0.34401 | 22.04 | -22.04 | 22.04 | 127.87 | -85.54 | 1000 | 1000 | -22.04 | 22.04 | 22.04 | 42.13 | 22.04
2016-09-04 02:00:00 | 0.089326 | 0.12923 | 0.28601 | 20.81 | -20.81 | 20.81 | 126.64 | -84.31 | 1000 | 1000 | -20.81 | 20.81 | 20.81 | 39.32 | 20.81
2016-09-04 03:00:00 | 0.089326 | 0.12923 | 0.26624 | 20.09 | -20.09 | 20.09 | 125.92 | -83.59 | 1000 | 1000 | -20.09 | 20.09 | 20.09 | 35.94 | 20.09
2016-09-04 04:00:00 | 0.089326 | 0.12923 | 0.26199 | 20.03 | -20.03 | 20.03 | 125.86 | -83.53 | 1000 | 1000 | -20.03 | 20.03 | 20.03 | 37.03 | 20.03
2016-09-04 05:00:00 | 0.089326 | 0.12923 | 0.25637 | 22.02 | -22.02 | 22.02 | 127.85 | -85.52 | 1000 | 1000 | -22.02 | 22.02 | 22.02 | 38.31 | 22.02
2016-09-04 06:00:00 | 0.089326 | 0.12923 | 0.26819 | 22.38 | -22.38 | 22.38 | 128.21 | -85.88 | 1000 | 1000 | -22.38 | 22.38 | 22.38 | 38.28 | 22.38
2016-09-04 07:00:00 | 0.089326 | 0.12923 | 0.35225 | 23.5 | -23.5 | 23.5 | 129.33 | -87 | 1000 | 1000 | -23.5 | 23.5 | 23.5 | 39.82 | 23.5
2016-09-04 08:00:00 | 0.089326 | 0.12923 | 0.53724 | 23.58 | -23.58 | 23.58 | 129.41 | -87.08 | 1000 | 1000 | -23.58 | 23.58 | 23.58 | 42.35 | 23.58
2016-09-04 09:00:00 | 0.089326 | 0.12923 | 0.74695 | 24.99 | -24.99 | 24.99 | 130.82 | -88.49 | 1000 | 1000 | -24.99 | 24.99 | 24.99 | 47.11 | 24.99
2016-09-04 10:00:00 | 0.089326 | 0.12923 | 0.86788 | 24.85 | -24.85 | 24.85 | 130.68 | -88.35 | 1000 | 1000 | -24.85 | 24.85 | 24.85 | 50.08 | 24.85
2016-09-04 11:00:00 | 0.089326 | 0.12923 | 0.95599 | 23.49 | -23.49 | 23.49 | 129.32 | -86.99 | 1000 | 1000 | -23.49 | 23.49 | 23.49 | 50.49 | 23.49
2016-09-04 12:00:00 | 0.089326 | 0.12923 | 0.97702 | 20.79 | -20.79 | 20.79 | 126.62 | -84.29 | 1000 | 1000 | -20.79 | 20.79 | 20.79 | 51.61 | 20.79
2016-09-04 13:00:00 | 0.089326 | 0.12923 | 0.83282 | 20.52 | -20.52 | 20.52 | 126.35 | -84.02 | 1000 | 1000 | -20.52 | 20.52 | 20.52 | 44.21 | 20.52
2016-09-04 14:00:00 | 0.089326 | 0.12923 | 0.69241 | 21.26 | -21.26 | 21.26 | 127.09 | -84.76 | 1000 | 1000 | -21.26 | 21.26 | 21.26 | 43.9 | 21.26
2016-09-04 15:00:00 | 0.089326 | 0.12923 | 0.59885 | 22.94 | -22.94 | 22.94 | 128.77 | -86.44 | 1000 | 1000 | -22.94 | 22.94 | 22.94 | 42.66 | 22.94
2016-09-04 16:00:00 | 0.089326 | 0.12923 | 0.52621 | 26.94 | -26.94 | 26.94 | 132.77 | -90.44 | 1000 | 1000 | -26.94 | 26.94 | 26.94 | 43.7 | 26.94
2016-09-04 17:00:00 | 0.089326 | 0.12923 | 0.53897 | 30.31 | -30.31 | 30.31 | 136.14 | -93.81 | 1000 | 1000 | -30.31 | 30.31 | 30.31 | 44.97 | 30.31
2016-09-04 18:00:00 | 0.089326 | 0.12923 | 0.62018 | 33.83 | -33.83 | 33.83 | 139.66 | -97.33 | 1000 | 1000 | -33.83 | 33.83 | 33.83 | 47.58 | 33.83
2016-09-04 19:00:00 | 0.089326 | 0.12923 | 0.73239 | 31.79 | -31.79 | 31.79 | 137.62 | -95.29 | 1000 | 1000 | -31.79 | 31.79 | 31.79 | 51.65 | 31.79
2016-09-04 20:00:00 | 0.089326 | 0.12923 | 0.76848 | 29.53 | -29.53 | 29.53 | 135.36 | -93.03 | 1000 | 1000 | -29.53 | 29.53 | 29.53 | 60.27 | 29.53
2016-09-04 21:00:00 | 0.089326 | 0.12923 | 0.7291 | 25.06 | -25.06 | 25.06 | 130.89 | -88.56 | 1000 | 1000 | -25.06 | 25.06 | 25.06 | 55 | 25.06
2016-09-04 22:00:00 | 0.089326 | 0.12923 | 0.67717 | 23.18 | -23.18 | 23.18 | 129.01 | -86.68 | 1000 | 1000 | -23.18 | 23.18 | 23.18 | 52.24 | 23.18
2016-09-04 23:00:00 | 0.089326 | 0.12923 | 0.53066 | 22.3 | -22.3 | 22.3 | 128.13 | -85.8 | 1000 | 1000 | -22.3 | 22.3 | 22.3 | 44 | 22.3
2016-09-05 00:00:00 | 0.089326 | 0.12923 | 0.38499 | 22.42 | -22.42 | 22.42 | 128.25 | -85.92 | 1000 | 1000 | -22.42 | 22.42 | 22.42 | 44.55 | 22.42
2016-09-05 01:00:00 | 0.092544 | 0.13231 | 0.29435 | 21.73 | -21.73 | 21.73 | 127.56 | -85.23 | 1000 | 1000 | -21.73 | 21.73 | 21.73 | 41.98 | 21.73
2016-09-05 02:00:00 | 0.092544 | 0.13231 | 0.26838 | 22.96 | -22.96 | 22.96 | 128.79 | -86.46 | 1000 | 1000 | -22.96 | 22.96 | 22.96 | 40.75 | 22.96
2016-09-05 03:00:00 | 0.095762 | 0.13538 | 0.25636 | 24.96 | -24.96 | 24.96 | 130.79 | -88.46 | 1000 | 1000 | -24.96 | 24.96 | 24.96 | 40.91 | 24.96
2016-09-05 04:00:00 | 0.09898 | 0.13846 | 0.27574 | 33.6 | -33.6 | 33.6 | 139.43 | -97.1 | 1000 | 1000 | -33.6 | 33.6 | 33.6 | 39.33 | 33.6
2016-09-05 05:00:00 | 0.1022 | 0.14154 | 0.32711 | 42.98 | -42.98 | 42.98 | 148.81 | -106.48 | 1000 | 1000 | -42.98 | 42.98 | 42.98 | 43.83 | 42.98
2016-09-05 06:00:00 | 0.092544 | 0.13231 | 0.49677 | 44.42 | -44.42 | 44.42 | 150.25 | -107.92 | 1000 | 1000 | -44.42 | 44.42 | 44.42 | 55.29 | 44.42
2016-09-05 07:00:00 | 0.089326 | 0.12923 | 0.66071 | 43.31 | -43.31 | 43.31 | 149.14 | -106.81 | 1000 | 1000 | -43.31 | 43.31 | 43.31 | 65.98 | 43.31
2016-09-05 08:00:00 | 0.089326 | 0.12923 | 0.77487 | 44.97 | -44.97 | 44.97 | 150.8 | -108.47 | 1000 | 1000 | -44.97 | 44.97 | 44.97 | 69.55 | 44.97
2016-09-05 09:00:00 | 0.089326 | 0.12923 | 0.82093 | 48.01 | -48.01 | 48.01 | 153.84 | -111.51 | 1000 | 1000 | -48.01 | 48.01 | 48.01 | 69.57 | 48.01
2016-09-05 10:00:00 | 0.089326 | 0.12923 | 0.80488 | 45.98 | -45.98 | 45.98 | 151.81 | -109.48 | 1000 | 1000 | -45.98 | 45.98 | 45.98 | 70 | 45.98
2016-09-05 11:00:00 | 0.089326 | 0.12923 | 0.82247 | 44.22 | -44.22 | 44.22 | 150.05 | -107.72 | 1000 | 1000 | -44.22 | 44.22 | 44.22 | 69.83 | 44.22
2016-09-05 12:00:00 | 0.089326 | 0.12923 | 0.87793 | 42.58 | -42.58 | 42.58 | 148.41 | -106.08 | 1000 | 1000 | -42.58 | 42.58 | 42.58 | 65.42 | 42.58
2016-09-05 13:00:00 | 0.089326 | 0.12923 | 0.83028 | 43.03 | -43.03 | 43.03 | 148.86 | -106.53 | 1000 | 1000 | -43.03 | 43.03 | 43.03 | 61.94 | 43.03
2016-09-05 14:00:00 | 0.089326 | 0.12923 | 0.73403 | 41.9 | -41.9 | 41.9 | 147.73 | -105.4 | 1000 | 1000 | -41.9 | 41.9 | 41.9 | 55.75 | 41.9
2016-09-05 15:00:00 | 0.089326 | 0.12923 | 0.68907 | 41.98 | -41.98 | 41.98 | 147.81 | -105.48 | 1000 | 1000 | -41.98 | 41.98 | 41.98 | 52.97 | 41.98
2016-09-05 16:00:00 | 0.089326 | 0.12923 | 0.6725 | 39.92 | -39.92 | 39.92 | 145.75 | -103.42 | 1000 | 1000 | -39.92 | 39.92 | 39.92 | 49.78 | 39.92
2016-09-05 17:00:00 | 0.089326 | 0.12923 | 0.69967 | 43.12 | -43.12 | 43.12 | 148.95 | -106.62 | 1000 | 1000 | -43.12 | 43.12 | 43.12 | 49.46 | 43.12
2016-09-05 18:00:00 | 0.089326 | 0.12923 | 0.75257 | 44.08 | -44.08 | 44.08 | 149.91 | -107.58 | 1000 | 1000 | -44.08 | 44.08 | 44.08 | 51.34 | 44.08
2016-09-05 19:00:00 | 0.089326 | 0.12923 | 0.80864 | 40 | -40 | 40 | 145.83 | -103.5 | 1000 | 1000 | -40 | 40 | 40 | 52.75 | 40
2016-09-05 20:00:00 | 0.095762 | 0.13538 | 0.80522 | 32.96 | -32.96 | 32.96 | 138.79 | -96.46 | 1000 | 1000 | -32.96 | 32.96 | 32.96 | 58.35 | 32.96
2016-09-05 21:00:00 | 0.12472 | 0.16308 | 0.76479 | 28.07 | -28.07 | 28.07 | 133.9 | -91.57 | 1000 | 1000 | -28.07 | 28.07 | 28.07 | 51.94 | 28.07
2016-09-05 22:00:00 | 0.17299 | 0.20923 | 0.70234 | 27.68 | -27.68 | 27.68 | 133.51 | -91.18 | 1000 | 1000 | -27.68 | 27.68 | 27.68 | 48.14 | 27.68
2016-09-05 23:00:00 | 0.16334 | 0.2 | 0.55862 | 25.98 | -25.98 | 25.98 | 131.81 | -89.48 | 1000 | 1000 | -25.98 | 25.98 | 25.98 | 43.8 | 25.98
2016-09-06 00:00:00 | 0.20517 | 0.24 | 0.38499 | 24.84 | -24.84 | 24.84 | 130.67 | -88.34 | 1000 | 1000 | -24.84 | 24.84 | 24.84 | 39.22 | 24.84
2016-09-06 01:00:00 | 0.22448 | 0.25846 | 0.29435 | 23.76 | -23.76 | 23.76 | 129.59 | -87.26 | 1000 | 1000 | -23.76 | 23.76 | 23.76 | 33.94 | 23.76
2016-09-06 02:00:00 | 0.25344 | 0.28615 | 0.26838 | 23.92 | -23.92 | 23.92 | 129.75 | -87.42 | 1000 | 1000 | -23.92 | 23.92 | 23.92 | 24.7 | 23.92
2016-09-06 03:00:00 | 0.26631 | 0.29846 | 0.25636 | 26.43 | -26.43 | 26.43 | 132.26 | -89.93 | 1000 | 1000 | -26.43 | 26.43 | 26.43 | 19.99 | 26.43
2016-09-06 04:00:00 | 0.25666 | 0.28923 | 0.27574 | 34.37 | -34.37 | 34.37 | 140.2 | -97.87 | 1000 | 1000 | -34.37 | 34.37 | 34.37 | 26.25 | 34.37
2016-09-06 05:00:00 | 0.25022 | 0.28308 | 0.32711 | 42.97 | -42.97 | 42.97 | 148.8 | -106.47 | 1000 | 1000 | -42.97 | 42.97 | 42.97 | 40.58 | 42.97
2016-09-06 06:00:00 | 0.19874 | 0.23385 | 0.49677 | 44.63 | -44.63 | 44.63 | 150.46 | -108.13 | 1000 | 1000 | -44.63 | 44.63 | 44.63 | 51.78 | 44.63
2016-09-06 07:00:00 | 0.12472 | 0.16308 | 0.66071 | 41.96 | -41.96 | 41.96 | 147.79 | -105.46 | 1000 | 1000 | -41.96 | 41.96 | 41.96 | 56.75 | 41.96
2016-09-06 08:00:00 | 0.089326 | 0.12923 | 0.77487 | 35.9 | -35.9 | 35.9 | 141.73 | -99.4 | 1000 | 1000 | -35.9 | 35.9 | 35.9 | 57.33 | 35.9
2016-09-06 09:00:00 | 0.089326 | 0.12923 | 0.82093 | 33.76 | -33.76 | 33.76 | 139.59 | -97.26 | 1000 | 1000 | -33.76 | 33.76 | 33.76 | 57.58 | 33.76
2016-09-06 10:00:00 | 0.089326 | 0.12923 | 0.80488 | 28.48 | -28.48 | 28.48 | 134.31 | -91.98 | 1000 | 1000 | -28.48 | 28.48 | 28.48 | 54.25 | 28.48
2016-09-06 11:00:00 | 0.089326 | 0.12923 | 0.82247 | 27.98 | -27.98 | 27.98 | 133.81 | -91.48 | 1000 | 1000 | -27.98 | 27.98 | 27.98 | 54.95 | 27.98
2016-09-06 12:00:00 | 0.089326 | 0.12923 | 0.87793 | 28.59 | -28.59 | 28.59 | 134.42 | -92.09 | 1000 | 1000 | -28.59 | 28.59 | 28.59 | 49.03 | 28.59
2016-09-06 13:00:00 | 0.089326 | 0.12923 | 0.83028 | 29.02 | -29.02 | 29.02 | 134.85 | -92.52 | 1000 | 1000 | -29.02 | 29.02 | 29.02 | 46.93 | 29.02
2016-09-06 14:00:00 | 0.089326 | 0.12923 | 0.73403 | 31.46 | -31.46 | 31.46 | 137.29 | -94.96 | 1000 | 1000 | -31.46 | 31.46 | 31.46 | 46.63 | 31.46
2016-09-06 15:00:00 | 0.089326 | 0.12923 | 0.68907 | 37.95 | -37.95 | 37.95 | 143.78 | -101.45 | 1000 | 1000 | -37.95 | 37.95 | 37.95 | 46.45 | 37.95
2016-09-06 16:00:00 | 0.089326 | 0.12923 | 0.6725 | 42.01 | -42.01 | 42.01 | 147.84 | -105.51 | 1000 | 1000 | -42.01 | 42.01 | 42.01 | 46.51 | 42.01
2016-09-06 17:00:00 | 0.089326 | 0.12923 | 0.69967 | 45.16 | -45.16 | 45.16 | 150.99 | -108.66 | 1000 | 1000 | -45.16 | 45.16 | 45.16 | 47.61 | 45.16
2016-09-06 18:00:00 | 0.089326 | 0.12923 | 0.75257 | 43.92 | -43.92 | 43.92 | 149.75 | -107.42 | 1000 | 1000 | -43.92 | 43.92 | 43.92 | 52.21 | 43.92
2016-09-06 19:00:00 | 0.089326 | 0.12923 | 0.80864 | 38.55 | -38.55 | 38.55 | 144.38 | -102.05 | 1000 | 1000 | -38.55 | 38.55 | 38.55 | 54.96 | 38.55
2016-09-06 20:00:00 | 0.089326 | 0.12923 | 0.80522 | 28 | -28 | 28 | 133.83 | -91.5 | 1000 | 1000 | -28 | 28 | 28 | 61.27 | 28
2016-09-06 21:00:00 | 0.1022 | 0.14154 | 0.76479 | 26.82 | -26.82 | 26.82 | 132.65 | -90.32 | 1000 | 1000 | -26.82 | 26.82 | 26.82 | 52.81 | 26.82
2016-09-06 22:00:00 | 0.11829 | 0.15692 | 0.70234 | 24.8 | -24.8 | 24.8 | 130.63 | -88.3 | 1000 | 1000 | -24.8 | 24.8 | 24.8 | 48.78 | 24.8
2016-09-06 23:00:00 | 0.12472 | 0.16308 | 0.55862 | 23.64 | -23.64 | 23.64 | 129.47 | -87.14 | 1000 | 1000 | -23.64 | 23.64 | 23.64 | 39.12 | 23.64
2016-09-07 00:00:00 | 0.15368 | 0.19077 | 0.38499 | 23.32 | -23.32 | 23.32 | 129.15 | -86.82 | 1000 | 1000 | -23.32 | 23.32 | 23.32 | 15.83 | 23.32
2016-09-07 01:00:00 | 0.14403 | 0.18154 | 0.29435 | 23.16 | -23.16 | 23.16 | 128.99 | -86.66 | 1000 | 1000 | -23.16 | 23.16 | 23.16 | 14.43 | 23.16
2016-09-07 02:00:00 | 0.19874 | 0.23385 | 0.26838 | 23.18 | -23.18 | 23.18 | 129.01 | -86.68 | 1000 | 1000 | -23.18 | 23.18 | 23.18 | 11.16 | 23.18
2016-09-07 03:00:00 | 0.19552 | 0.23077 | 0.25636 | 25.11 | -25.11 | 25.11 | 130.94 | -88.61 | 1000 | 1000 | -25.11 | 25.11 | 25.11 | 10.49 | 25.11
2016-09-07 04:00:00 | 0.20839 | 0.24308 | 0.27574 | 32.42 | -32.42 | 32.42 | 138.25 | -95.92 | 1000 | 1000 | -32.42 | 32.42 | 32.42 | 10.43 | 32.42
2016-09-07 05:00:00 | 0.20839 | 0.24308 | 0.32711 | 37.97 | -37.97 | 37.97 | 143.8 | -101.47 | 1000 | 1000 | -37.97 | 37.97 | 37.97 | 15.79 | 37.97
2016-09-07 06:00:00 | 0.12472 | 0.16308 | 0.49677 | 38.13 | -38.13 | 38.13 | 143.96 | -101.63 | 1000 | 1000 | -38.13 | 38.13 | 38.13 | 45.62 | 38.13
2016-09-07 07:00:00 | 0.089326 | 0.12923 | 0.66071 | 34.07 | -34.07 | 34.07 | 139.9 | -97.57 | 1000 | 1000 | -34.07 | 34.07 | 34.07 | 51.56 | 34.07
2016-09-07 08:00:00 | 0.089326 | 0.12923 | 0.77487 | 29.95 | -29.95 | 29.95 | 135.78 | -93.45 | 1000 | 1000 | -29.95 | 29.95 | 29.95 | 54.57 | 29.95
2016-09-07 09:00:00 | 0.089326 | 0.12923 | 0.82093 | 28.92 | -28.92 | 28.92 | 134.75 | -92.42 | 1000 | 1000 | -28.92 | 28.92 | 28.92 | 56.19 | 28.92
2016-09-07 10:00:00 | 0.089326 | 0.12923 | 0.80488 | 26.92 | -26.92 | 26.92 | 132.75 | -90.42 | 1000 | 1000 | -26.92 | 26.92 | 26.92 | 56.58 | 26.92
2016-09-07 11:00:00 | 0.089326 | 0.12923 | 0.82247 | 26.41 | -26.41 | 26.41 | 132.24 | -89.91 | 1000 | 1000 | -26.41 | 26.41 | 26.41 | 59.44 | 26.41
2016-09-07 12:00:00 | 0.089326 | 0.12923 | 0.87793 | 27.25 | -27.25 | 27.25 | 133.08 | -90.75 | 1000 | 1000 | -27.25 | 27.25 | 27.25 | 54.72 | 27.25
2016-09-07 13:00:00 | 0.089326 | 0.12923 | 0.83028 | 27.92 | -27.92 | 27.92 | 133.75 | -91.42 | 1000 | 1000 | -27.92 | 27.92 | 27.92 | 51.99 | 27.92
2016-09-07 14:00:00 | 0.089326 | 0.12923 | 0.73403 | 28.93 | -28.93 | 28.93 | 134.76 | -92.43 | 1000 | 1000 | -28.93 | 28.93 | 28.93 | 51.2 | 28.93
2016-09-07 15:00:00 | 0.089326 | 0.12923 | 0.68907 | 36.93 | -36.93 | 36.93 | 142.76 | -100.43 | 1000 | 1000 | -36.93 | 36.93 | 36.93 | 51.17 | 36.93
2016-09-07 16:00:00 | 0.089326 | 0.12923 | 0.6725 | 40.7 | -40.7 | 40.7 | 146.53 | -104.2 | 1000 | 1000 | -40.7 | 40.7 | 40.7 | 50.09 | 40.7
2016-09-07 17:00:00 | 0.089326 | 0.12923 | 0.69967 | 44.35 | -44.35 | 44.35 | 150.18 | -107.85 | 1000 | 1000 | -44.35 | 44.35 | 44.35 | 53.02 | 44.35
2016-09-07 18:00:00 | 0.089326 | 0.12923 | 0.75257 | 41.9 | -41.9 | 41.9 | 147.73 | -105.4 | 1000 | 1000 | -41.9 | 41.9 | 41.9 | 58.29 | 41.9
2016-09-07 19:00:00 | 0.089326 | 0.12923 | 0.80864 | 36.94 | -36.94 | 36.94 | 142.77 | -100.44 | 1000 | 1000 | -36.94 | 36.94 | 36.94 | 60.41 | 36.94
2016-09-07 20:00:00 | 0.089326 | 0.12923 | 0.80522 | 28.85 | -28.85 | 28.85 | 134.68 | -92.35 | 1000 | 1000 | -28.85 | 28.85 | 28.85 | 62.78 | 28.85
2016-09-07 21:00:00 | 0.089326 | 0.12923 | 0.76479 | 26.59 | -26.59 | 26.59 | 132.42 | -90.09 | 1000 | 1000 | -26.59 | 26.59 | 26.59 | 58.93 | 26.59
2016-09-07 22:00:00 | 0.089326 | 0.12923 | 0.70234 | 25.59 | -25.59 | 25.59 | 131.42 | -89.09 | 1000 | 1000 | -25.59 | 25.59 | 25.59 | 53.26 | 25.59
2016-09-07 23:00:00 | 0.089326 | 0.12923 | 0.55862 | 24.07 | -24.07 | 24.07 | 129.9 | -87.57 | 1000 | 1000 | -24.07 | 24.07 | 24.07 | 46.62 | 24.07
2016-09-08 00:00:00 | 0.089326 | 0.12923 | 0.38499 | 23.5 | -23.5 | 23.5 | 129.33 | -87 | 1000 | 1000 | -23.5 | 23.5 | 23.5 | 43.8 | 23.5
2016-09-08 01:00:00 | 0.089326 | 0.12923 | 0.29435 | 23.08 | -23.08 | 23.08 | 128.91 | -86.58 | 1000 | 1000 | -23.08 | 23.08 | 23.08 | 40.4 | 23.08
2016-09-08 02:00:00 | 0.10542 | 0.14462 | 0.26838 | 23.1 | -23.1 | 23.1 | 128.93 | -86.6 | 1000 | 1000 | -23.1 | 23.1 | 23.1 | 29.49 | 23.1
2016-09-08 03:00:00 | 0.11829 | 0.15692 | 0.25636 | 24.24 | -24.24 | 24.24 | 130.07 | -87.74 | 1000 | 1000 | -24.24 | 24.24 | 24.24 | 18.75 | 24.24
2016-09-08 04:00:00 | 0.092544 | 0.13231 | 0.27574 | 31.91 | -31.91 | 31.91 | 137.74 | -95.41 | 1000 | 1000 | -31.91 | 31.91 | 31.91 | 19.92 | 31.91
2016-09-08 05:00:00 | 0.13438 | 0.17231 | 0.32711 | 38.71 | -38.71 | 38.71 | 144.54 | -102.21 | 1000 | 1000 | -38.71 | 38.71 | 38.71 | 36.04 | 38.71
2016-09-08 06:00:00 | 0.089326 | 0.12923 | 0.49677 | 39.62 | -39.62 | 39.62 | 145.45 | -103.12 | 1000 | 1000 | -39.62 | 39.62 | 39.62 | 49.17 | 39.62
2016-09-08 07:00:00 | 0.089326 | 0.12923 | 0.66071 | 38.31 | -38.31 | 38.31 | 144.14 | -101.81 | 1000 | 1000 | -38.31 | 38.31 | 38.31 | 53.85 | 38.31
2016-09-08 08:00:00 | 0.089326 | 0.12923 | 0.77487 | 32.92 | -32.92 | 32.92 | 138.75 | -96.42 | 1000 | 1000 | -32.92 | 32.92 | 32.92 | 57.45 | 32.92
2016-09-08 09:00:00 | 0.089326 | 0.12923 | 0.82093 | 28.67 | -28.67 | 28.67 | 134.5 | -92.17 | 1000 | 1000 | -28.67 | 28.67 | 28.67 | 60.03 | 28.67
2016-09-08 10:00:00 | 0.089326 | 0.12923 | 0.80488 | 27.48 | -27.48 | 27.48 | 133.31 | -90.98 | 1000 | 1000 | -27.48 | 27.48 | 27.48 | 60.23 | 27.48
2016-09-08 11:00:00 | 0.089326 | 0.12923 | 0.82247 | 26.28 | -26.28 | 26.28 | 132.11 | -89.78 | 1000 | 1000 | -26.28 | 26.28 | 26.28 | 62.09 | 26.28
2016-09-08 12:00:00 | 0.089326 | 0.12923 | 0.87793 | 26.85 | -26.85 | 26.85 | 132.68 | -90.35 | 1000 | 1000 | -26.85 | 26.85 | 26.85 | 61.04 | 26.85
2016-09-08 13:00:00 | 0.089326 | 0.12923 | 0.83028 | 27.7 | -27.7 | 27.7 | 133.53 | -91.2 | 1000 | 1000 | -27.7 | 27.7 | 27.7 | 60 | 27.7
2016-09-08 14:00:00 | 0.089326 | 0.12923 | 0.73403 | 29.51 | -29.51 | 29.51 | 135.34 | -93.01 | 1000 | 1000 | -29.51 | 29.51 | 29.51 | 56.99 | 29.51
2016-09-08 15:00:00 | 0.089326 | 0.12923 | 0.68907 | 35.92 | -35.92 | 35.92 | 141.75 | -99.42 | 1000 | 1000 | -35.92 | 35.92 | 35.92 | 53.2 | 35.92
2016-09-08 16:00:00 | 0.089326 | 0.12923 | 0.6725 | 40.41 | -40.41 | 40.41 | 146.24 | -103.91 | 1000 | 1000 | -40.41 | 40.41 | 40.41 | 51.97 | 40.41
2016-09-08 17:00:00 | 0.089326 | 0.12923 | 0.69967 | 42.59 | -42.59 | 42.59 | 148.42 | -106.09 | 1000 | 1000 | -42.59 | 42.59 | 42.59 | 53.03 | 42.59
2016-09-08 18:00:00 | 0.089326 | 0.12923 | 0.75257 | 41.3 | -41.3 | 41.3 | 147.13 | -104.8 | 1000 | 1000 | -41.3 | 41.3 | 41.3 | 59.39 | 41.3
2016-09-08 19:00:00 | 0.089326 | 0.12923 | 0.80864 | 36.91 | -36.91 | 36.91 | 142.74 | -100.41 | 1000 | 1000 | -36.91 | 36.91 | 36.91 | 58.01 | 36.91
2016-09-08 20:00:00 | 0.089326 | 0.12923 | 0.80522 | 28.65 | -28.65 | 28.65 | 134.48 | -92.15 | 1000 | 1000 | -28.65 | 28.65 | 28.65 | 62.41 | 28.65
2016-09-08 21:00:00 | 0.089326 | 0.12923 | 0.76479 | 25.99 | -25.99 | 25.99 | 131.82 | -89.49 | 1000 | 1000 | -25.99 | 25.99 | 25.99 | 59.67 | 25.99
2016-09-08 22:00:00 | 0.089326 | 0.12923 | 0.70234 | 25.08 | -25.08 | 25.08 | 130.91 | -88.58 | 1000 | 1000 | -25.08 | 25.08 | 25.08 | 53.2 | 25.08
2016-09-08 23:00:00 | 0.089326 | 0.12923 | 0.55862 | 23.81 | -23.81 | 23.81 | 129.64 | -87.31 | 1000 | 1000 | -23.81 | 23.81 | 23.81 | 47.82 | 23.81
2016-09-09 00:00:00 | 0.089326 | 0.12923 | 0.38499 | 23.49 | -23.49 | 23.49 | 129.32 | -86.99 | 1000 | 1000 | -23.49 | 23.49 | 23.49 | 47.13 | 23.49
2016-09-09 01:00:00 | 0.089326 | 0.12923 | 0.29435 | 22.97 | -22.97 | 22.97 | 128.8 | -86.47 | 1000 | 1000 | -22.97 | 22.97 | 22.97 | 44.48 | 22.97
2016-09-09 02:00:00 | 0.089326 | 0.12923 | 0.26838 | 23.26 | -23.26 | 23.26 | 129.09 | -86.76 | 1000 | 1000 | -23.26 | 23.26 | 23.26 | 43.63 | 23.26
2016-09-09 03:00:00 | 0.089326 | 0.12923 | 0.25636 | 24.82 | -24.82 | 24.82 | 130.65 | -88.32 | 1000 | 1000 | -24.82 | 24.82 | 24.82 | 42.53 | 24.82
2016-09-09 04:00:00 | 0.089326 | 0.12923 | 0.27574 | 33.77 | -33.77 | 33.77 | 139.6 | -97.27 | 1000 | 1000 | -33.77 | 33.77 | 33.77 | 44.07 | 33.77
2016-09-09 05:00:00 | 0.09898 | 0.13846 | 0.32711 | 40.22 | -40.22 | 40.22 | 146.05 | -103.72 | 1000 | 1000 | -40.22 | 40.22 | 40.22 | 45.56 | 40.22
2016-09-09 06:00:00 | 0.089326 | 0.12923 | 0.49677 | 41.94 | -41.94 | 41.94 | 147.77 | -105.44 | 1000 | 1000 | -41.94 | 41.94 | 41.94 | 57.06 | 41.94
2016-09-09 07:00:00 | 0.089326 | 0.12923 | 0.66071 | 40.99 | -40.99 | 40.99 | 146.82 | -104.49 | 1000 | 1000 | -40.99 | 40.99 | 40.99 | 69.94 | 40.99
2016-09-09 08:00:00 | 0.089326 | 0.12923 | 0.77487 | 36.88 | -36.88 | 36.88 | 142.71 | -100.38 | 1000 | 1000 | -36.88 | 36.88 | 36.88 | 69.86 | 36.88
2016-09-09 09:00:00 | 0.089326 | 0.12923 | 0.82093 | 34.06 | -34.06 | 34.06 | 139.89 | -97.56 | 1000 | 1000 | -34.06 | 34.06 | 34.06 | 72.5 | 34.06
2016-09-09 10:00:00 | 0.089326 | 0.12923 | 0.80488 | 31.8 | -31.8 | 31.8 | 137.63 | -95.3 | 1000 | 1000 | -31.8 | 31.8 | 31.8 | 78.05 | 31.8
2016-09-09 11:00:00 | 0.089326 | 0.12923 | 0.82247 | 29.04 | -29.04 | 29.04 | 134.87 | -92.54 | 1000 | 1000 | -29.04 | 29.04 | 29.04 | 82.52 | 29.04
2016-09-09 12:00:00 | 0.089326 | 0.12923 | 0.87793 | 27.86 | -27.86 | 27.86 | 133.69 | -91.36 | 1000 | 1000 | -27.86 | 27.86 | 27.86 | 76.5 | 27.86
2016-09-09 13:00:00 | 0.089326 | 0.12923 | 0.83028 | 29.49 | -29.49 | 29.49 | 135.32 | -92.99 | 1000 | 1000 | -29.49 | 29.49 | 29.49 | 68.73 | 29.49
2016-09-09 14:00:00 | 0.089326 | 0.12923 | 0.73403 | 30.29 | -30.29 | 30.29 | 136.12 | -93.79 | 1000 | 1000 | -30.29 | 30.29 | 30.29 | 67.04 | 30.29
2016-09-09 15:00:00 | 0.089326 | 0.12923 | 0.68907 | 35.89 | -35.89 | 35.89 | 141.72 | -99.39 | 1000 | 1000 | -35.89 | 35.89 | 35.89 | 61.2 | 35.89
2016-09-09 16:00:00 | 0.089326 | 0.12923 | 0.6725 | 39.77 | -39.77 | 39.77 | 145.6 | -103.27 | 1000 | 1000 | -39.77 | 39.77 | 39.77 | 58.34 | 39.77
2016-09-09 17:00:00 | 0.089326 | 0.12923 | 0.69967 | 41.92 | -41.92 | 41.92 | 147.75 | -105.42 | 1000 | 1000 | -41.92 | 41.92 | 41.92 | 64.07 | 41.92
2016-09-09 18:00:00 | 0.089326 | 0.12923 | 0.75257 | 41.42 | -41.42 | 41.42 | 147.25 | -104.92 | 1000 | 1000 | -41.42 | 41.42 | 41.42 | 64.04 | 41.42
2016-09-09 19:00:00 | 0.089326 | 0.12923 | 0.80864 | 38.27 | -38.27 | 38.27 | 144.1 | -101.77 | 1000 | 1000 | -38.27 | 38.27 | 38.27 | 64.07 | 38.27
2016-09-09 20:00:00 | 0.089326 | 0.12923 | 0.80522 | 30.73 | -30.73 | 30.73 | 136.56 | -94.23 | 1000 | 1000 | -30.73 | 30.73 | 30.73 | 76.85 | 30.73
2016-09-09 21:00:00 | 0.089326 | 0.12923 | 0.76479 | 28.01 | -28.01 | 28.01 | 133.84 | -91.51 | 1000 | 1000 | -28.01 | 28.01 | 28.01 | 59.14 | 28.01
2016-09-09 22:00:00 | 0.089326 | 0.12923 | 0.70234 | 33.02 | -33.02 | 33.02 | 138.85 | -96.52 | 1000 | 1000 | -33.02 | 33.02 | 33.02 | 55.84 | 33.02
2016-09-09 23:00:00 | 0.1022 | 0.14154 | 0.55862 | 27.11 | -27.11 | 27.11 | 132.94 | -90.61 | 1000 | 1000 | -27.11 | 27.11 | 27.11 | 51.63 | 27.11
2016-09-10 00:00:00 | 0.13116 | 0.16923 | 0.43448 | 27.42 | -27.42 | 27.42 | 133.25 | -90.92 | 1000 | 1000 | -27.42 | 27.42 | 27.42 | 51.76 | 27.42
2016-09-10 01:00:00 | 0.15368 | 0.19077 | 0.35271 | 24.25 | -24.25 | 24.25 | 130.08 | -87.75 | 1000 | 1000 | -24.25 | 24.25 | 24.25 | 47.43 | 24.25
2016-09-10 02:00:00 | 0.17621 | 0.21231 | 0.29453 | 23.75 | -23.75 | 23.75 | 129.58 | -87.25 | 1000 | 1000 | -23.75 | 23.75 | 23.75 | 44.98 | 23.75
2016-09-10 03:00:00 | 0.17299 | 0.20923 | 0.28312 | 24.2 | -24.2 | 24.2 | 130.03 | -87.7 | 1000 | 1000 | -24.2 | 24.2 | 24.2 | 44.01 | 24.2
2016-09-10 04:00:00 | 0.19552 | 0.23077 | 0.28766 | 25.51 | -25.51 | 25.51 | 131.34 | -89.01 | 1000 | 1000 | -25.51 | 25.51 | 25.51 | 43.58 | 25.51
2016-09-10 05:00:00 | 0.19552 | 0.23077 | 0.29561 | 29.04 | -29.04 | 29.04 | 134.87 | -92.54 | 1000 | 1000 | -29.04 | 29.04 | 29.04 | 44.73 | 29.04
2016-09-10 06:00:00 | 0.14403 | 0.18154 | 0.35179 | 29.75 | -29.75 | 29.75 | 135.58 | -93.25 | 1000 | 1000 | -29.75 | 29.75 | 29.75 | 44.21 | 29.75
2016-09-10 07:00:00 | 0.089326 | 0.12923 | 0.5156 | 29.94 | -29.94 | 29.94 | 135.77 | -93.44 | 1000 | 1000 | -29.94 | 29.94 | 29.94 | 47.82 | 29.94
2016-09-10 08:00:00 | 0.089326 | 0.12923 | 0.71509 | 25.22 | -25.22 | 25.22 | 131.05 | -88.72 | 1000 | 1000 | -25.22 | 25.22 | 25.22 | 49.01 | 25.22
2016-09-10 09:00:00 | 0.089326 | 0.12923 | 0.84809 | 23.69 | -23.69 | 23.69 | 129.52 | -87.19 | 1000 | 1000 | -23.69 | 23.69 | 23.69 | 56.19 | 23.69
2016-09-10 10:00:00 | 0.089326 | 0.12923 | 0.89163 | 23.08 | -23.08 | 23.08 | 128.91 | -86.58 | 1000 | 1000 | -23.08 | 23.08 | 23.08 | 58.9 | 23.08
2016-09-10 11:00:00 | 0.089326 | 0.12923 | 0.92322 | 23.06 | -23.06 | 23.06 | 128.89 | -86.56 | 1000 | 1000 | -23.06 | 23.06 | 23.06 | 57.91 | 23.06
2016-09-10 12:00:00 | 0.089326 | 0.12923 | 0.96569 | 23.06 | -23.06 | 23.06 | 128.89 | -86.56 | 1000 | 1000 | -23.06 | 23.06 | 23.06 | 56.51 | 23.06
2016-09-10 13:00:00 | 0.089326 | 0.12923 | 0.9165 | 25.61 | -25.61 | 25.61 | 131.44 | -89.11 | 1000 | 1000 | -25.61 | 25.61 | 25.61 | 51.5 | 25.61
2016-09-10 14:00:00 | 0.089326 | 0.12923 | 0.79457 | 28.65 | -28.65 | 28.65 | 134.48 | -92.15 | 1000 | 1000 | -28.65 | 28.65 | 28.65 | 46.9 | 28.65
2016-09-10 15:00:00 | 0.089326 | 0.12923 | 0.72708 | 31.99 | -31.99 | 31.99 | 137.82 | -95.49 | 1000 | 1000 | -31.99 | 31.99 | 31.99 | 46.2 | 31.99
2016-09-10 16:00:00 | 0.089326 | 0.12923 | 0.70007 | 34.05 | -34.05 | 34.05 | 139.88 | -97.55 | 1000 | 1000 | -34.05 | 34.05 | 34.05 | 46.08 | 34.05
2016-09-10 17:00:00 | 0.089326 | 0.12923 | 0.71577 | 38.7 | -38.7 | 38.7 | 144.53 | -102.2 | 1000 | 1000 | -38.7 | 38.7 | 38.7 | 48.04 | 38.7
2016-09-10 18:00:00 | 0.089326 | 0.12923 | 0.79423 | 38.98 | -38.98 | 38.98 | 144.81 | -102.48 | 1000 | 1000 | -38.98 | 38.98 | 38.98 | 52.18 | 38.98
2016-09-10 19:00:00 | 0.089326 | 0.12923 | 0.85492 | 34.08 | -34.08 | 34.08 | 139.91 | -97.58 | 1000 | 1000 | -34.08 | 34.08 | 34.08 | 53.19 | 34.08
2016-09-10 20:00:00 | 0.089326 | 0.12923 | 0.82777 | 30.65 | -30.65 | 30.65 | 136.48 | -94.15 | 1000 | 1000 | -30.65 | 30.65 | 30.65 | 57.7 | 30.65
2016-09-10 21:00:00 | 0.089326 | 0.12923 | 0.74686 | 26.76 | -26.76 | 26.76 | 132.59 | -90.26 | 1000 | 1000 | -26.76 | 26.76 | 26.76 | 49.64 | 26.76
2016-09-10 22:00:00 | 0.089326 | 0.12923 | 0.71732 | 24.05 | -24.05 | 24.05 | 129.88 | -87.55 | 1000 | 1000 | -24.05 | 24.05 | 24.05 | 48.13 | 24.05
2016-09-10 23:00:00 | 0.089326 | 0.12923 | 0.60822 | 22.87 | -22.87 | 22.87 | 128.7 | -86.37 | 1000 | 1000 | -22.87 | 22.87 | 22.87 | 42.67 | 22.87
2016-09-11 00:00:00 | 0.089326 | 0.12923 | 0.45214 | 22.51 | -22.51 | 22.51 | 128.34 | -86.01 | 1000 | 1000 | -22.51 | 22.51 | 22.51 | 21.09 | 22.51
2016-09-11 01:00:00 | 0.089326 | 0.12923 | 0.34401 | 21.73 | -21.73 | 21.73 | 127.56 | -85.23 | 1000 | 1000 | -21.73 | 21.73 | 21.73 | 20.3 | 21.73
2016-09-11 02:00:00 | 0.089326 | 0.12923 | 0.28601 | 21.1 | -21.1 | 21.1 | 126.93 | -84.6 | 1000 | 1000 | -21.1 | 21.1 | 21.1 | 17.06 | 21.1
2016-09-11 03:00:00 | 0.11507 | 0.15385 | 0.26624 | 22.09 | -22.09 | 22.09 | 127.92 | -85.59 | 1000 | 1000 | -22.09 | 22.09 | 22.09 | 14.24 | 22.09
2016-09-11 04:00:00 | 0.09898 | 0.13846 | 0.26199 | 22.94 | -22.94 | 22.94 | 128.77 | -86.44 | 1000 | 1000 | -22.94 | 22.94 | 22.94 | 17.06 | 22.94
2016-09-11 05:00:00 | 0.10863 | 0.14769 | 0.25637 | 22.93 | -22.93 | 22.93 | 128.76 | -86.43 | 1000 | 1000 | -22.93 | 22.93 | 22.93 | 24.03 | 22.93
2016-09-11 06:00:00 | 0.089326 | 0.12923 | 0.26819 | 24.07 | -24.07 | 24.07 | 129.9 | -87.57 | 1000 | 1000 | -24.07 | 24.07 | 24.07 | 28.01 | 24.07
2016-09-11 07:00:00 | 0.089326 | 0.12923 | 0.35225 | 25.11 | -25.11 | 25.11 | 130.94 | -88.61 | 1000 | 1000 | -25.11 | 25.11 | 25.11 | 29.96 | 25.11
2016-09-11 08:00:00 | 0.089326 | 0.12923 | 0.53724 | 24.96 | -24.96 | 24.96 | 130.79 | -88.46 | 1000 | 1000 | -24.96 | 24.96 | 24.96 | 34.55 | 24.96
2016-09-11 09:00:00 | 0.089326 | 0.12923 | 0.74695 | 25.48 | -25.48 | 25.48 | 131.31 | -88.98 | 1000 | 1000 | -25.48 | 25.48 | 25.48 | 40.94 | 25.48
2016-09-11 10:00:00 | 0.089326 | 0.12923 | 0.86788 | 25.16 | -25.16 | 25.16 | 130.99 | -88.66 | 1000 | 1000 | -25.16 | 25.16 | 25.16 | 42.57 | 25.16
2016-09-11 11:00:00 | 0.089326 | 0.12923 | 0.95599 | 24.54 | -24.54 | 24.54 | 130.37 | -88.04 | 1000 | 1000 | -24.54 | 24.54 | 24.54 | 48.06 | 24.54
2016-09-11 12:00:00 | 0.089326 | 0.12923 | 0.97702 | 23.48 | -23.48 | 23.48 | 129.31 | -86.98 | 1000 | 1000 | -23.48 | 23.48 | 23.48 | 49 | 23.48
2016-09-11 13:00:00 | 0.089326 | 0.12923 | 0.83282 | 23.42 | -23.42 | 23.42 | 129.25 | -86.92 | 1000 | 1000 | -23.42 | 23.42 | 23.42 | 44.12 | 23.42
2016-09-11 14:00:00 | 0.089326 | 0.12923 | 0.69241 | 24.01 | -24.01 | 24.01 | 129.84 | -87.51 | 1000 | 1000 | -24.01 | 24.01 | 24.01 | 42.57 | 24.01
2016-09-11 15:00:00 | 0.089326 | 0.12923 | 0.59885 | 28.73 | -28.73 | 28.73 | 134.56 | -92.23 | 1000 | 1000 | -28.73 | 28.73 | 28.73 | 40.97 | 28.73
2016-09-11 16:00:00 | 0.089326 | 0.12923 | 0.52621 | 36.36 | -36.36 | 36.36 | 142.19 | -99.86 | 1000 | 1000 | -36.36 | 36.36 | 36.36 | 42.28 | 36.36
2016-09-11 17:00:00 | 0.089326 | 0.12923 | 0.53897 | 39.85 | -39.85 | 39.85 | 145.68 | -103.35 | 1000 | 1000 | -39.85 | 39.85 | 39.85 | 50.91 | 39.85
2016-09-11 18:00:00 | 0.089326 | 0.12923 | 0.62018 | 42.57 | -42.57 | 42.57 | 148.4 | -106.07 | 1000 | 1000 | -42.57 | 42.57 | 42.57 | 53.57 | 42.57
2016-09-11 19:00:00 | 0.089326 | 0.12923 | 0.73239 | 38.93 | -38.93 | 38.93 | 144.76 | -102.43 | 1000 | 1000 | -38.93 | 38.93 | 38.93 | 57.13 | 38.93
2016-09-11 20:00:00 | 0.089326 | 0.12923 | 0.76848 | 35.94 | -35.94 | 35.94 | 141.77 | -99.44 | 1000 | 1000 | -35.94 | 35.94 | 35.94 | 64.51 | 35.94
2016-09-11 21:00:00 | 0.089326 | 0.12923 | 0.7291 | 31.27 | -31.27 | 31.27 | 137.1 | -94.77 | 1000 | 1000 | -31.27 | 31.27 | 31.27 | 57 | 31.27
2016-09-11 22:00:00 | 0.089326 | 0.12923 | 0.67717 | 24.06 | -24.06 | 24.06 | 129.89 | -87.56 | 1000 | 1000 | -24.06 | 24.06 | 24.06 | 53.7 | 24.06
2016-09-11 23:00:00 | 0.089326 | 0.12923 | 0.53066 | 23.45 | -23.45 | 23.45 | 129.28 | -86.95 | 1000 | 1000 | -23.45 | 23.45 | 23.45 | 47.53 | 23.45
2016-09-12 00:00:00 | 0.089326 | 0.12923 | 0.38499 | 22.88 | -22.88 | 22.88 | 128.71 | -86.38 | 1000 | 1000 | -22.88 | 22.88 | 22.88 | 33.87 | 22.88
2016-09-12 01:00:00 | 0.089326 | 0.12923 | 0.29435 | 22.15 | -22.15 | 22.15 | 127.98 | -85.65 | 1000 | 1000 | -22.15 | 22.15 | 22.15 | 28.07 | 22.15
2016-09-12 02:00:00 | 0.089326 | 0.12923 | 0.26838 | 22.75 | -22.75 | 22.75 | 128.58 | -86.25 | 1000 | 1000 | -22.75 | 22.75 | 22.75 | 18.97 | 22.75
2016-09-12 03:00:00 | 0.089326 | 0.12923 | 0.25636 | 24.12 | -24.12 | 24.12 | 129.95 | -87.62 | 1000 | 1000 | -24.12 | 24.12 | 24.12 | 20.62 | 24.12
2016-09-12 04:00:00 | 0.089326 | 0.12923 | 0.27574 | 36.69 | -36.69 | 36.69 | 142.52 | -100.19 | 1000 | 1000 | -36.69 | 36.69 | 36.69 | 23.17 | 36.69
2016-09-12 05:00:00 | 0.089326 | 0.12923 | 0.32711 | 43 | -43 | 43 | 148.83 | -106.5 | 1000 | 1000 | -43 | 43 | 43 | 40.94 | 43
2016-09-12 06:00:00 | 0.089326 | 0.12923 | 0.49677 | 42.53 | -42.53 | 42.53 | 148.36 | -106.03 | 1000 | 1000 | -42.53 | 42.53 | 42.53 | 53.75 | 42.53
2016-09-12 07:00:00 | 0.089326 | 0.12923 | 0.66071 | 39.43 | -39.43 | 39.43 | 145.26 | -102.93 | 1000 | 1000 | -39.43 | 39.43 | 39.43 | 66.92 | 39.43
2016-09-12 08:00:00 | 0.089326 | 0.12923 | 0.77487 | 33.5 | -33.5 | 33.5 | 139.33 | -97 | 1000 | 1000 | -33.5 | 33.5 | 33.5 | 65.9 | 33.5
2016-09-12 09:00:00 | 0.089326 | 0.12923 | 0.82093 | 30.71 | -30.71 | 30.71 | 136.54 | -94.21 | 1000 | 1000 | -30.71 | 30.71 | 30.71 | 63.2 | 30.71
2016-09-12 10:00:00 | 0.089326 | 0.12923 | 0.80488 | 30.16 | -30.16 | 30.16 | 135.99 | -93.66 | 1000 | 1000 | -30.16 | 30.16 | 30.16 | 64.94 | 30.16
2016-09-12 11:00:00 | 0.089326 | 0.12923 | 0.82247 | 29.61 | -29.61 | 29.61 | 135.44 | -93.11 | 1000 | 1000 | -29.61 | 29.61 | 29.61 | 63.24 | 29.61
2016-09-12 12:00:00 | 0.089326 | 0.12923 | 0.87793 | 31.15 | -31.15 | 31.15 | 136.98 | -94.65 | 1000 | 1000 | -31.15 | 31.15 | 31.15 | 60.74 | 31.15
2016-09-12 13:00:00 | 0.089326 | 0.12923 | 0.83028 | 32.69 | -32.69 | 32.69 | 138.52 | -96.19 | 1000 | 1000 | -32.69 | 32.69 | 32.69 | 60.03 | 32.69
2016-09-12 14:00:00 | 0.089326 | 0.12923 | 0.73403 | 36.66 | -36.66 | 36.66 | 142.49 | -100.16 | 1000 | 1000 | -36.66 | 36.66 | 36.66 | 55.99 | 36.66
2016-09-12 15:00:00 | 0.089326 | 0.12923 | 0.68907 | 41.81 | -41.81 | 41.81 | 147.64 | -105.31 | 1000 | 1000 | -41.81 | 41.81 | 41.81 | 53.04 | 41.81
2016-09-12 16:00:00 | 0.089326 | 0.12923 | 0.6725 | 42.97 | -42.97 | 42.97 | 148.8 | -106.47 | 1000 | 1000 | -42.97 | 42.97 | 42.97 | 51.02 | 42.97
2016-09-12 17:00:00 | 0.089326 | 0.12923 | 0.69967 | 46.73 | -46.73 | 46.73 | 152.56 | -110.23 | 1000 | 1000 | -46.73 | 46.73 | 46.73 | 51.54 | 46.73
2016-09-12 18:00:00 | 0.089326 | 0.12923 | 0.75257 | 42.83 | -42.83 | 42.83 | 148.66 | -106.33 | 1000 | 1000 | -42.83 | 42.83 | 42.83 | 53.98 | 42.83
2016-09-12 19:00:00 | 0.089326 | 0.12923 | 0.80864 | 37.93 | -37.93 | 37.93 | 143.76 | -101.43 | 1000 | 1000 | -37.93 | 37.93 | 37.93 | 59.16 | 37.93
2016-09-12 20:00:00 | 0.089326 | 0.12923 | 0.80522 | 30.65 | -30.65 | 30.65 | 136.48 | -94.15 | 1000 | 1000 | -30.65 | 30.65 | 30.65 | 61.19 | 30.65
2016-09-12 21:00:00 | 0.089326 | 0.12923 | 0.76479 | 26.59 | -26.59 | 26.59 | 132.42 | -90.09 | 1000 | 1000 | -26.59 | 26.59 | 26.59 | 48.85 | 26.59
2016-09-12 22:00:00 | 0.089326 | 0.12923 | 0.70234 | 26.64 | -26.64 | 26.64 | 132.47 | -90.14 | 1000 | 1000 | -26.64 | 26.64 | 26.64 | 45.34 | 26.64
2016-09-12 23:00:00 | 0.089326 | 0.12923 | 0.55862 | 24.8 | -24.8 | 24.8 | 130.63 | -88.3 | 1000 | 1000 | -24.8 | 24.8 | 24.8 | 29.97 | 24.8
2016-09-13 00:00:00 | 0.089326 | 0.12923 | 0.38499 | 24.01 | -24.01 | 24.01 | 129.84 | -87.51 | 1000 | 1000 | -24.01 | 24.01 | 24.01 | 21.15 | 24.01
2016-09-13 01:00:00 | 0.089326 | 0.12923 | 0.29435 | 23.52 | -23.52 | 23.52 | 129.35 | -87.02 | 1000 | 1000 | -23.52 | 23.52 | 23.52 | 18.92 | 23.52
2016-09-13 02:00:00 | 0.089326 | 0.12923 | 0.26838 | 23.55 | -23.55 | 23.55 | 129.38 | -87.05 | 1000 | 1000 | -23.55 | 23.55 | 23.55 | 18.71 | 23.55
2016-09-13 03:00:00 | 0.089326 | 0.12923 | 0.25636 | 26.39 | -26.39 | 26.39 | 132.22 | -89.89 | 1000 | 1000 | -26.39 | 26.39 | 26.39 | 17.01 | 26.39
2016-09-13 04:00:00 | 0.089326 | 0.12923 | 0.27574 | 37.48 | -37.48 | 37.48 | 143.31 | -100.98 | 1000 | 1000 | -37.48 | 37.48 | 37.48 | 17.24 | 37.48
2016-09-13 05:00:00 | 0.089326 | 0.12923 | 0.32711 | 44.44 | -44.44 | 44.44 | 150.27 | -107.94 | 1000 | 1000 | -44.44 | 44.44 | 44.44 | 36.26 | 44.44
2016-09-13 06:00:00 | 0.089326 | 0.12923 | 0.49677 | 42.76 | -42.76 | 42.76 | 148.59 | -106.26 | 1000 | 1000 | -42.76 | 42.76 | 42.76 | 49.62 | 42.76
2016-09-13 07:00:00 | 0.089326 | 0.12923 | 0.66071 | 38.92 | -38.92 | 38.92 | 144.75 | -102.42 | 1000 | 1000 | -38.92 | 38.92 | 38.92 | 59.49 | 38.92
2016-09-13 08:00:00 | 0.089326 | 0.12923 | 0.77487 | 35.91 | -35.91 | 35.91 | 141.74 | -99.41 | 1000 | 1000 | -35.91 | 35.91 | 35.91 | 61.33 | 35.91
2016-09-13 09:00:00 | 0.089326 | 0.12923 | 0.82093 | 32.74 | -32.74 | 32.74 | 138.57 | -96.24 | 1000 | 1000 | -32.74 | 32.74 | 32.74 | 61.98 | 32.74
2016-09-13 10:00:00 | 0.089326 | 0.12923 | 0.80488 | 28.13 | -28.13 | 28.13 | 133.96 | -91.63 | 1000 | 1000 | -28.13 | 28.13 | 28.13 | 61.1 | 28.13
2016-09-13 11:00:00 | 0.089326 | 0.12923 | 0.82247 | 27.62 | -27.62 | 27.62 | 133.45 | -91.12 | 1000 | 1000 | -27.62 | 27.62 | 27.62 | 61.22 | 27.62
2016-09-13 12:00:00 | 0.089326 | 0.12923 | 0.87793 | 28.73 | -28.73 | 28.73 | 134.56 | -92.23 | 1000 | 1000 | -28.73 | 28.73 | 28.73 | 59.36 | 28.73
2016-09-13 13:00:00 | 0.089326 | 0.12923 | 0.83028 | 28.25 | -28.25 | 28.25 | 134.08 | -91.75 | 1000 | 1000 | -28.25 | 28.25 | 28.25 | 57 | 28.25
2016-09-13 14:00:00 | 0.089326 | 0.12923 | 0.73403 | 30.23 | -30.23 | 30.23 | 136.06 | -93.73 | 1000 | 1000 | -30.23 | 30.23 | 30.23 | 55.85 | 30.23
2016-09-13 15:00:00 | 0.089326 | 0.12923 | 0.68907 | 37.42 | -37.42 | 37.42 | 143.25 | -100.92 | 1000 | 1000 | -37.42 | 37.42 | 37.42 | 52.77 | 37.42
2016-09-13 16:00:00 | 0.089326 | 0.12923 | 0.6725 | 40.42 | -40.42 | 40.42 | 146.25 | -103.92 | 1000 | 1000 | -40.42 | 40.42 | 40.42 | 51.3 | 40.42
2016-09-13 17:00:00 | 0.089326 | 0.12923 | 0.69967 | 41.93 | -41.93 | 41.93 | 147.76 | -105.43 | 1000 | 1000 | -41.93 | 41.93 | 41.93 | 54.61 | 41.93
2016-09-13 18:00:00 | 0.089326 | 0.12923 | 0.75257 | 38.94 | -38.94 | 38.94 | 144.77 | -102.44 | 1000 | 1000 | -38.94 | 38.94 | 38.94 | 59.26 | 38.94
2016-09-13 19:00:00 | 0.089326 | 0.12923 | 0.80864 | 33.52 | -33.52 | 33.52 | 139.35 | -97.02 | 1000 | 1000 | -33.52 | 33.52 | 33.52 | 60.1 | 33.52
2016-09-13 20:00:00 | 0.089326 | 0.12923 | 0.80522 | 25.76 | -25.76 | 25.76 | 131.59 | -89.26 | 1000 | 1000 | -25.76 | 25.76 | 25.76 | 66.26 | 25.76
2016-09-13 21:00:00 | 0.089326 | 0.12923 | 0.76479 | 24.27 | -24.27 | 24.27 | 130.1 | -87.77 | 1000 | 1000 | -24.27 | 24.27 | 24.27 | 56.98 | 24.27
2016-09-13 22:00:00 | 0.089326 | 0.12923 | 0.70234 | 23 | -23 | 23 | 128.83 | -86.5 | 1000 | 1000 | -23 | 23 | 23 | 49.88 | 23
2016-09-13 23:00:00 | 0.089326 | 0.12923 | 0.55862 | 22.17 | -22.17 | 22.17 | 128 | -85.67 | 1000 | 1000 | -22.17 | 22.17 | 22.17 | 46.26 | 22.17
2016-09-14 00:00:00 | 0.089326 | 0.12923 | 0.38499 | 21.34 | -21.34 | 21.34 | 127.17 | -84.84 | 1000 | 1000 | -21.34 | 21.34 | 21.34 | 39.9 | 21.34
2016-09-14 01:00:00 | 0.089326 | 0.12923 | 0.29435 | 21.85 | -21.85 | 21.85 | 127.68 | -85.35 | 1000 | 1000 | -21.85 | 21.85 | 21.85 | 37.25 | 21.85
2016-09-14 02:00:00 | 0.089326 | 0.12923 | 0.26838 | 22.74 | -22.74 | 22.74 | 128.57 | -86.24 | 1000 | 1000 | -22.74 | 22.74 | 22.74 | 24.91 | 22.74
2016-09-14 03:00:00 | 0.089326 | 0.12923 | 0.25636 | 23.31 | -23.31 | 23.31 | 129.14 | -86.81 | 1000 | 1000 | -23.31 | 23.31 | 23.31 | 19.03 | 23.31
2016-09-14 04:00:00 | 0.089326 | 0.12923 | 0.27574 | 33.22 | -33.22 | 33.22 | 139.05 | -96.72 | 1000 | 1000 | -33.22 | 33.22 | 33.22 | 18.93 | 33.22
2016-09-14 05:00:00 | 0.089326 | 0.12923 | 0.32711 | 38.98 | -38.98 | 38.98 | 144.81 | -102.48 | 1000 | 1000 | -38.98 | 38.98 | 38.98 | 37.04 | 38.98
2016-09-14 06:00:00 | 0.089326 | 0.12923 | 0.49677 | 39.9 | -39.9 | 39.9 | 145.73 | -103.4 | 1000 | 1000 | -39.9 | 39.9 | 39.9 | 49.26 | 39.9
2016-09-14 07:00:00 | 0.089326 | 0.12923 | 0.66071 | 34.95 | -34.95 | 34.95 | 140.78 | -98.45 | 1000 | 1000 | -34.95 | 34.95 | 34.95 | 58.9 | 34.95
2016-09-14 08:00:00 | 0.089326 | 0.12923 | 0.77487 | 31.8 | -31.8 | 31.8 | 137.63 | -95.3 | 1000 | 1000 | -31.8 | 31.8 | 31.8 | 61.26 | 31.8
2016-09-14 09:00:00 | 0.089326 | 0.12923 | 0.82093 | 31.9 | -31.9 | 31.9 | 137.73 | -95.4 | 1000 | 1000 | -31.9 | 31.9 | 31.9 | 60.04 | 31.9
2016-09-14 10:00:00 | 0.089326 | 0.12923 | 0.80488 | 27.03 | -27.03 | 27.03 | 132.86 | -90.53 | 1000 | 1000 | -27.03 | 27.03 | 27.03 | 59.44 | 27.03
2016-09-14 11:00:00 | 0.089326 | 0.12923 | 0.82247 | 25.23 | -25.23 | 25.23 | 131.06 | -88.73 | 1000 | 1000 | -25.23 | 25.23 | 25.23 | 60.85 | 25.23
2016-09-14 12:00:00 | 0.089326 | 0.12923 | 0.87793 | 26.22 | -26.22 | 26.22 | 132.05 | -89.72 | 1000 | 1000 | -26.22 | 26.22 | 26.22 | 59.44 | 26.22
2016-09-14 13:00:00 | 0.089326 | 0.12923 | 0.83028 | 26.95 | -26.95 | 26.95 | 132.78 | -90.45 | 1000 | 1000 | -26.95 | 26.95 | 26.95 | 55.49 | 26.95
2016-09-14 14:00:00 | 0.089326 | 0.12923 | 0.73403 | 28.55 | -28.55 | 28.55 | 134.38 | -92.05 | 1000 | 1000 | -28.55 | 28.55 | 28.55 | 52.75 | 28.55
2016-09-14 15:00:00 | 0.089326 | 0.12923 | 0.68907 | 35.69 | -35.69 | 35.69 | 141.52 | -99.19 | 1000 | 1000 | -35.69 | 35.69 | 35.69 | 53.07 | 35.69
2016-09-14 16:00:00 | 0.089326 | 0.12923 | 0.6725 | 37.66 | -37.66 | 37.66 | 143.49 | -101.16 | 1000 | 1000 | -37.66 | 37.66 | 37.66 | 51.81 | 37.66
2016-09-14 17:00:00 | 0.089326 | 0.12923 | 0.69967 | 37.44 | -37.44 | 37.44 | 143.27 | -100.94 | 1000 | 1000 | -37.44 | 37.44 | 37.44 | 55.42 | 37.44
2016-09-14 18:00:00 | 0.089326 | 0.12923 | 0.75257 | 34.1 | -34.1 | 34.1 | 139.93 | -97.6 | 1000 | 1000 | -34.1 | 34.1 | 34.1 | 61.02 | 34.1
2016-09-14 19:00:00 | 0.089326 | 0.12923 | 0.80864 | 26.84 | -26.84 | 26.84 | 132.67 | -90.34 | 1000 | 1000 | -26.84 | 26.84 | 26.84 | 69.09 | 26.84
2016-09-14 20:00:00 | 0.089326 | 0.12923 | 0.80522 | 24.27 | -24.27 | 24.27 | 130.1 | -87.77 | 1000 | 1000 | -24.27 | 24.27 | 24.27 | 73.43 | 24.27
2016-09-14 21:00:00 | 0.089326 | 0.12923 | 0.76479 | 22.96 | -22.96 | 22.96 | 128.79 | -86.46 | 1000 | 1000 | -22.96 | 22.96 | 22.96 | 59.3 | 22.96
2016-09-14 22:00:00 | 0.089326 | 0.12923 | 0.70234 | 22.93 | -22.93 | 22.93 | 128.76 | -86.43 | 1000 | 1000 | -22.93 | 22.93 | 22.93 | 53.19 | 22.93
2016-09-14 23:00:00 | 0.089326 | 0.12923 | 0.55862 | 21.88 | -21.88 | 21.88 | 127.71 | -85.38 | 1000 | 1000 | -21.88 | 21.88 | 21.88 | 44.91 | 21.88
2016-09-15 00:00:00 | 0.089326 | 0.12923 | 0.35579 | 21.42 | -21.42 | 21.42 | 127.25 | -84.92 | 1000 | 1000 | -21.42 | 21.42 | 21.42 | 46.94 | 21.42
2016-09-15 01:00:00 | 0.089326 | 0.12923 | 0.2723 | 21.13 | -21.13 | 21.13 | 126.96 | -84.63 | 1000 | 1000 | -21.13 | 21.13 | 21.13 | 41.31 | 21.13
2016-09-15 02:00:00 | 0.089326 | 0.12923 | 0.24656 | 21.35 | -21.35 | 21.35 | 127.18 | -84.85 | 1000 | 1000 | -21.35 | 21.35 | 21.35 | 40.97 | 21.35
2016-09-15 03:00:00 | 0.089326 | 0.12923 | 0.24182 | 23.05 | -23.05 | 23.05 | 128.88 | -86.55 | 1000 | 1000 | -23.05 | 23.05 | 23.05 | 40.12 | 23.05
2016-09-15 04:00:00 | 0.16977 | 0.20615 | 0.25666 | 27.01 | -27.01 | 27.01 | 132.84 | -90.51 | 1000 | 1000 | -27.01 | 27.01 | 27.01 | 40.94 | 27.01
2016-09-15 05:00:00 | 0.16656 | 0.20308 | 0.30259 | 37.08 | -37.08 | 37.08 | 142.91 | -100.58 | 1000 | 1000 | -37.08 | 37.08 | 37.08 | 41.34 | 37.08
2016-09-15 06:00:00 | 0.089326 | 0.12923 | 0.48151 | 37.01 | -37.01 | 37.01 | 142.84 | -100.51 | 1000 | 1000 | -37.01 | 37.01 | 37.01 | 53.2 | 37.01
2016-09-15 07:00:00 | 0.089326 | 0.12923 | 0.66658 | 33.71 | -33.71 | 33.71 | 139.54 | -97.21 | 1000 | 1000 | -33.71 | 33.71 | 33.71 | 65.36 | 33.71
2016-09-15 08:00:00 | 0.089326 | 0.12923 | 0.76801 | 27.96 | -27.96 | 27.96 | 133.79 | -91.46 | 1000 | 1000 | -27.96 | 27.96 | 27.96 | 65.73 | 27.96
2016-09-15 09:00:00 | 0.089326 | 0.12923 | 0.79951 | 26.83 | -26.83 | 26.83 | 132.66 | -90.33 | 1000 | 1000 | -26.83 | 26.83 | 26.83 | 63.99 | 26.83
2016-09-15 10:00:00 | 0.089326 | 0.12923 | 0.78557 | 24.79 | -24.79 | 24.79 | 130.62 | -88.29 | 1000 | 1000 | -24.79 | 24.79 | 24.79 | 61.95 | 24.79
2016-09-15 11:00:00 | 0.089326 | 0.12923 | 0.79764 | 24.71 | -24.71 | 24.71 | 130.54 | -88.21 | 1000 | 1000 | -24.71 | 24.71 | 24.71 | 62.09 | 24.71
2016-09-15 12:00:00 | 0.089326 | 0.12923 | 0.85187 | 23.99 | -23.99 | 23.99 | 129.82 | -87.49 | 1000 | 1000 | -23.99 | 23.99 | 23.99 | 60.69 | 23.99
2016-09-15 13:00:00 | 0.089326 | 0.12923 | 0.80371 | 26.63 | -26.63 | 26.63 | 132.46 | -90.13 | 1000 | 1000 | -26.63 | 26.63 | 26.63 | 59.46 | 26.63
2016-09-15 14:00:00 | 0.089326 | 0.12923 | 0.71281 | 26.99 | -26.99 | 26.99 | 132.82 | -90.49 | 1000 | 1000 | -26.99 | 26.99 | 26.99 | 58.55 | 26.99
2016-09-15 15:00:00 | 0.089326 | 0.12923 | 0.66962 | 32.15 | -32.15 | 32.15 | 137.98 | -95.65 | 1000 | 1000 | -32.15 | 32.15 | 32.15 | 58.61 | 32.15
2016-09-15 16:00:00 | 0.089326 | 0.12923 | 0.64249 | 37.22 | -37.22 | 37.22 | 143.05 | -100.72 | 1000 | 1000 | -37.22 | 37.22 | 37.22 | 57.66 | 37.22
2016-09-15 17:00:00 | 0.089326 | 0.12923 | 0.6827 | 38.86 | -38.86 | 38.86 | 144.69 | -102.36 | 1000 | 1000 | -38.86 | 38.86 | 38.86 | 61.97 | 38.86
2016-09-15 18:00:00 | 0.089326 | 0.12923 | 0.76871 | 37.41 | -37.41 | 37.41 | 143.24 | -100.91 | 1000 | 1000 | -37.41 | 37.41 | 37.41 | 64.99 | 37.41
2016-09-15 19:00:00 | 0.089326 | 0.12923 | 0.84092 | 29 | -29 | 29 | 134.83 | -92.5 | 1000 | 1000 | -29 | 29 | 29 | 67.68 | 29
2016-09-15 20:00:00 | 0.089326 | 0.12923 | 0.81374 | 25.06 | -25.06 | 25.06 | 130.89 | -88.56 | 1000 | 1000 | -25.06 | 25.06 | 25.06 | 71.56 | 25.06
2016-09-15 21:00:00 | 0.089326 | 0.12923 | 0.75678 | 23.02 | -23.02 | 23.02 | 128.85 | -86.52 | 1000 | 1000 | -23.02 | 23.02 | 23.02 | 63.61 | 23.02
2016-09-15 22:00:00 | 0.089326 | 0.12923 | 0.66533 | 22.26 | -22.26 | 22.26 | 128.09 | -85.76 | 1000 | 1000 | -22.26 | 22.26 | 22.26 | 57.93 | 22.26
2016-09-15 23:00:00 | 0.089326 | 0.12923 | 0.5102 | 21.24 | -21.24 | 21.24 | 127.07 | -84.74 | 1000 | 1000 | -21.24 | 21.24 | 21.24 | 48.07 | 21.24
2016-09-16 00:00:00 | 0.089326 | 0.12923 | 0.35579 | 21.22 | -21.22 | 21.22 | 127.05 | -84.72 | 1000 | 1000 | -21.22 | 21.22 | 21.22 | 42.8 | 21.22
2016-09-16 01:00:00 | 0.089326 | 0.12923 | 0.2723 | 21.29 | -21.29 | 21.29 | 127.12 | -84.79 | 1000 | 1000 | -21.29 | 21.29 | 21.29 | 42.04 | 21.29
2016-09-16 02:00:00 | 0.09898 | 0.13846 | 0.24656 | 20.35 | -20.35 | 20.35 | 126.18 | -83.85 | 1000 | 1000 | -20.35 | 20.35 | 20.35 | 42.37 | 20.35
2016-09-16 03:00:00 | 0.13438 | 0.17231 | 0.24182 | 22.59 | -22.59 | 22.59 | 128.42 | -86.09 | 1000 | 1000 | -22.59 | 22.59 | 22.59 | 42.02 | 22.59
2016-09-16 04:00:00 | 0.14081 | 0.17846 | 0.25666 | 31.47 | -31.47 | 31.47 | 137.3 | -94.97 | 1000 | 1000 | -31.47 | 31.47 | 31.47 | 42.8 | 31.47
2016-09-16 05:00:00 | 0.1376 | 0.17538 | 0.30259 | 39.96 | -39.96 | 39.96 | 145.79 | -103.46 | 1000 | 1000 | -39.96 | 39.96 | 39.96 | 44.36 | 39.96
2016-09-16 06:00:00 | 0.11185 | 0.15077 | 0.48151 | 40.7 | -40.7 | 40.7 | 146.53 | -104.2 | 1000 | 1000 | -40.7 | 40.7 | 40.7 | 62.01 | 40.7
2016-09-16 07:00:00 | 0.089326 | 0.12923 | 0.66658 | 39.98 | -39.98 | 39.98 | 145.81 | -103.48 | 1000 | 1000 | -39.98 | 39.98 | 39.98 | 79.92 | 39.98
2016-09-16 08:00:00 | 0.089326 | 0.12923 | 0.76801 | 38.98 | -38.98 | 38.98 | 144.81 | -102.48 | 1000 | 1000 | -38.98 | 38.98 | 38.98 | 78.59 | 38.98
2016-09-16 09:00:00 | 0.089326 | 0.12923 | 0.79951 | 37.81 | -37.81 | 37.81 | 143.64 | -101.31 | 1000 | 1000 | -37.81 | 37.81 | 37.81 | 67.03 | 37.81
2016-09-16 10:00:00 | 0.089326 | 0.12923 | 0.78557 | 36 | -36 | 36 | 141.83 | -99.5 | 1000 | 1000 | -36 | 36 | 36 | 65.67 | 36
2016-09-16 11:00:00 | 0.089326 | 0.12923 | 0.79764 | 31.95 | -31.95 | 31.95 | 137.78 | -95.45 | 1000 | 1000 | -31.95 | 31.95 | 31.95 | 66.05 | 31.95
2016-09-16 12:00:00 | 0.089326 | 0.12923 | 0.85187 | 29.84 | -29.84 | 29.84 | 135.67 | -93.34 | 1000 | 1000 | -29.84 | 29.84 | 29.84 | 65.94 | 29.84
2016-09-16 13:00:00 | 0.089326 | 0.12923 | 0.80371 | 33.99 | -33.99 | 33.99 | 139.82 | -97.49 | 1000 | 1000 | -33.99 | 33.99 | 33.99 | 60.97 | 33.99
2016-09-16 14:00:00 | 0.089326 | 0.12923 | 0.71281 | 35.61 | -35.61 | 35.61 | 141.44 | -99.11 | 1000 | 1000 | -35.61 | 35.61 | 35.61 | 56.95 | 35.61
2016-09-16 15:00:00 | 0.089326 | 0.12923 | 0.66962 | 38.28 | -38.28 | 38.28 | 144.11 | -101.78 | 1000 | 1000 | -38.28 | 38.28 | 38.28 | 54.8 | 38.28
2016-09-16 16:00:00 | 0.089326 | 0.12923 | 0.64249 | 40.1 | -40.1 | 40.1 | 145.93 | -103.6 | 1000 | 1000 | -40.1 | 40.1 | 40.1 | 54.14 | 40.1
2016-09-16 17:00:00 | 0.089326 | 0.12923 | 0.6827 | 41.75 | -41.75 | 41.75 | 147.58 | -105.25 | 1000 | 1000 | -41.75 | 41.75 | 41.75 | 62.96 | 41.75
2016-09-16 18:00:00 | 0.089326 | 0.12923 | 0.76871 | 40.99 | -40.99 | 40.99 | 146.82 | -104.49 | 1000 | 1000 | -40.99 | 40.99 | 40.99 | 66.38 | 40.99
2016-09-16 19:00:00 | 0.089326 | 0.12923 | 0.84092 | 36.5 | -36.5 | 36.5 | 142.33 | -100 | 1000 | 1000 | -36.5 | 36.5 | 36.5 | 68.76 | 36.5
2016-09-16 20:00:00 | 0.089326 | 0.12923 | 0.81374 | 30.74 | -30.74 | 30.74 | 136.57 | -94.24 | 1000 | 1000 | -30.74 | 30.74 | 30.74 | 66.55 | 30.74
2016-09-16 21:00:00 | 0.089326 | 0.12923 | 0.75678 | 25.16 | -25.16 | 25.16 | 130.99 | -88.66 | 1000 | 1000 | -25.16 | 25.16 | 25.16 | 56.18 | 25.16
2016-09-16 22:00:00 | 0.089326 | 0.12923 | 0.66533 | 29.84 | -29.84 | 29.84 | 135.67 | -93.34 | 1000 | 1000 | -29.84 | 29.84 | 29.84 | 53.85 | 29.84
2016-09-16 23:00:00 | 0.089326 | 0.12923 | 0.5102 | 26.32 | -26.32 | 26.32 | 132.15 | -89.82 | 1000 | 1000 | -26.32 | 26.32 | 26.32 | 50.82 | 26.32
2016-09-17 00:00:00 | 0.089326 | 0.12923 | 0.39269 | 24.08 | -24.08 | 24.08 | 129.91 | -87.58 | 1000 | 1000 | -24.08 | 24.08 | 24.08 | 54.56 | 24.08
2016-09-17 01:00:00 | 0.089326 | 0.12923 | 0.32007 | 22.81 | -22.81 | 22.81 | 128.64 | -86.31 | 1000 | 1000 | -22.81 | 22.81 | 22.81 | 48.81 | 22.81
2016-09-17 02:00:00 | 0.089326 | 0.12923 | 0.27054 | 22.25 | -22.25 | 22.25 | 128.08 | -85.75 | 1000 | 1000 | -22.25 | 22.25 | 22.25 | 44.83 | 22.25
2016-09-17 03:00:00 | 0.092544 | 0.13231 | 0.2573 | 22.91 | -22.91 | 22.91 | 128.74 | -86.41 | 1000 | 1000 | -22.91 | 22.91 | 22.91 | 41.73 | 22.91
2016-09-17 04:00:00 | 0.10542 | 0.14462 | 0.25708 | 24.91 | -24.91 | 24.91 | 130.74 | -88.41 | 1000 | 1000 | -24.91 | 24.91 | 24.91 | 37.08 | 24.91
2016-09-17 05:00:00 | 0.11507 | 0.15385 | 0.2679 | 27.92 | -27.92 | 27.92 | 133.75 | -91.42 | 1000 | 1000 | -27.92 | 27.92 | 27.92 | 37.96 | 27.92
2016-09-17 06:00:00 | 0.10863 | 0.14769 | 0.32786 | 31.41 | -31.41 | 31.41 | 137.24 | -94.91 | 1000 | 1000 | -31.41 | 31.41 | 31.41 | 45.11 | 31.41
2016-09-17 07:00:00 | 0.092544 | 0.13231 | 0.51632 | 36.93 | -36.93 | 36.93 | 142.76 | -100.43 | 1000 | 1000 | -36.93 | 36.93 | 36.93 | 46 | 36.93
2016-09-17 08:00:00 | 0.089326 | 0.12923 | 0.72881 | 36.91 | -36.91 | 36.91 | 142.74 | -100.41 | 1000 | 1000 | -36.91 | 36.91 | 36.91 | 50.56 | 36.91
2016-09-17 09:00:00 | 0.089326 | 0.12923 | 0.83671 | 36.08 | -36.08 | 36.08 | 141.91 | -99.58 | 1000 | 1000 | -36.08 | 36.08 | 36.08 | 59.68 | 36.08
2016-09-17 10:00:00 | 0.089326 | 0.12923 | 0.89575 | 30.53 | -30.53 | 30.53 | 136.36 | -94.03 | 1000 | 1000 | -30.53 | 30.53 | 30.53 | 60.99 | 30.53
2016-09-17 11:00:00 | 0.089326 | 0.12923 | 0.93645 | 25.1 | -25.1 | 25.1 | 130.93 | -88.6 | 1000 | 1000 | -25.1 | 25.1 | 25.1 | 59.98 | 25.1
2016-09-17 12:00:00 | 0.089326 | 0.12923 | 0.97446 | 24.79 | -24.79 | 24.79 | 130.62 | -88.29 | 1000 | 1000 | -24.79 | 24.79 | 24.79 | 59.37 | 24.79
2016-09-17 13:00:00 | 0.089326 | 0.12923 | 0.93367 | 24.14 | -24.14 | 24.14 | 129.97 | -87.64 | 1000 | 1000 | -24.14 | 24.14 | 24.14 | 54.94 | 24.14
2016-09-17 14:00:00 | 0.089326 | 0.12923 | 0.82041 | 24.93 | -24.93 | 24.93 | 130.76 | -88.43 | 1000 | 1000 | -24.93 | 24.93 | 24.93 | 50.12 | 24.93
2016-09-17 15:00:00 | 0.089326 | 0.12923 | 0.73445 | 27.85 | -27.85 | 27.85 | 133.68 | -91.35 | 1000 | 1000 | -27.85 | 27.85 | 27.85 | 49.4 | 27.85
2016-09-17 16:00:00 | 0.089326 | 0.12923 | 0.70905 | 27.03 | -27.03 | 27.03 | 132.86 | -90.53 | 1000 | 1000 | -27.03 | 27.03 | 27.03 | 49.24 | 27.03
2016-09-17 17:00:00 | 0.089326 | 0.12923 | 0.76491 | 32.52 | -32.52 | 32.52 | 138.35 | -96.02 | 1000 | 1000 | -32.52 | 32.52 | 32.52 | 55.1 | 32.52
2016-09-17 18:00:00 | 0.089326 | 0.12923 | 0.87191 | 31.98 | -31.98 | 31.98 | 137.81 | -95.48 | 1000 | 1000 | -31.98 | 31.98 | 31.98 | 58.5 | 31.98
2016-09-17 19:00:00 | 0.089326 | 0.12923 | 0.93772 | 24.57 | -24.57 | 24.57 | 130.4 | -88.07 | 1000 | 1000 | -24.57 | 24.57 | 24.57 | 62.93 | 24.57
2016-09-17 20:00:00 | 0.089326 | 0.12923 | 0.86663 | 23.51 | -23.51 | 23.51 | 129.34 | -87.01 | 1000 | 1000 | -23.51 | 23.51 | 23.51 | 67.77 | 23.51
2016-09-17 21:00:00 | 0.089326 | 0.12923 | 0.72173 | 23.19 | -23.19 | 23.19 | 129.02 | -86.69 | 1000 | 1000 | -23.19 | 23.19 | 23.19 | 59.94 | 23.19
2016-09-17 22:00:00 | 0.10542 | 0.14462 | 0.6763 | 21.22 | -21.22 | 21.22 | 127.05 | -84.72 | 1000 | 1000 | -21.22 | 21.22 | 21.22 | 57.51 | 21.22
2016-09-17 23:00:00 | 0.13116 | 0.16923 | 0.57413 | 22.39 | -22.39 | 22.39 | 128.22 | -85.89 | 1000 | 1000 | -22.39 | 22.39 | 22.39 | 52.71 | 22.39
2016-09-18 00:00:00 | 0.14081 | 0.17846 | 0.42848 | 21.22 | -21.22 | 21.22 | 127.05 | -84.72 | 1000 | 1000 | -21.22 | 21.22 | 21.22 | 49.12 | 21.22
2016-09-18 01:00:00 | 0.16012 | 0.19692 | 0.3248 | 20 | -20 | 20 | 125.83 | -83.5 | 1000 | 1000 | -20 | 20 | 20 | 45.51 | 20
2016-09-18 02:00:00 | 0.17299 | 0.20923 | 0.2597 | 18.43 | -18.43 | 18.43 | 124.26 | -81.93 | 1000 | 1000 | -18.43 | 18.43 | 18.43 | 37.03 | 18.43
2016-09-18 03:00:00 | 0.19874 | 0.23385 | 0.23571 | 19.53 | -19.53 | 19.53 | 125.36 | -83.03 | 1000 | 1000 | -19.53 | 19.53 | 19.53 | 32.4 | 19.53
2016-09-18 04:00:00 | 0.2277 | 0.26154 | 0.22974 | 20.43 | -20.43 | 20.43 | 126.26 | -83.93 | 1000 | 1000 | -20.43 | 20.43 | 20.43 | 28.51 | 20.43
2016-09-18 05:00:00 | 0.25022 | 0.28308 | 0.23181 | 20.73 | -20.73 | 20.73 | 126.56 | -84.23 | 1000 | 1000 | -20.73 | 20.73 | 20.73 | 32.38 | 20.73
2016-09-18 06:00:00 | 0.22448 | 0.25846 | 0.24273 | 22.77 | -22.77 | 22.77 | 128.6 | -86.27 | 1000 | 1000 | -22.77 | 22.77 | 22.77 | 28.31 | 22.77
2016-09-18 07:00:00 | 0.18586 | 0.22154 | 0.33217 | 24.78 | -24.78 | 24.78 | 130.61 | -88.28 | 1000 | 1000 | -24.78 | 24.78 | 24.78 | 32.33 | 24.78
2016-09-18 08:00:00 | 0.10863 | 0.14769 | 0.53135 | 24.56 | -24.56 | 24.56 | 130.39 | -88.06 | 1000 | 1000 | -24.56 | 24.56 | 24.56 | 40.9 | 24.56
2016-09-18 09:00:00 | 0.089326 | 0.12923 | 0.74639 | 24.98 | -24.98 | 24.98 | 130.81 | -88.48 | 1000 | 1000 | -24.98 | 24.98 | 24.98 | 43.67 | 24.98
2016-09-18 10:00:00 | 0.089326 | 0.12923 | 0.8642 | 24 | -24 | 24 | 129.83 | -87.5 | 1000 | 1000 | -24 | 24 | 24 | 49.33 | 24
2016-09-18 11:00:00 | 0.089326 | 0.12923 | 0.95828 | 24.1 | -24.1 | 24.1 | 129.93 | -87.6 | 1000 | 1000 | -24.1 | 24.1 | 24.1 | 53.38 | 24.1
2016-09-18 12:00:00 | 0.089326 | 0.12923 | 0.97557 | 23.15 | -23.15 | 23.15 | 128.98 | -86.65 | 1000 | 1000 | -23.15 | 23.15 | 23.15 | 54.82 | 23.15
2016-09-18 13:00:00 | 0.089326 | 0.12923 | 0.80626 | 22.93 | -22.93 | 22.93 | 128.76 | -86.43 | 1000 | 1000 | -22.93 | 22.93 | 22.93 | 47.18 | 22.93
2016-09-18 14:00:00 | 0.089326 | 0.12923 | 0.66004 | 23.2 | -23.2 | 23.2 | 129.03 | -86.7 | 1000 | 1000 | -23.2 | 23.2 | 23.2 | 44.72 | 23.2
2016-09-18 15:00:00 | 0.089326 | 0.12923 | 0.58723 | 27.16 | -27.16 | 27.16 | 132.99 | -90.66 | 1000 | 1000 | -27.16 | 27.16 | 27.16 | 42.96 | 27.16
2016-09-18 16:00:00 | 0.089326 | 0.12923 | 0.52352 | 32.54 | -32.54 | 32.54 | 138.37 | -96.04 | 1000 | 1000 | -32.54 | 32.54 | 32.54 | 43.02 | 32.54
2016-09-18 17:00:00 | 0.089326 | 0.12923 | 0.55331 | 36.11 | -36.11 | 36.11 | 141.94 | -99.61 | 1000 | 1000 | -36.11 | 36.11 | 36.11 | 46.74 | 36.11
2016-09-18 18:00:00 | 0.089326 | 0.12923 | 0.67192 | 34.94 | -34.94 | 34.94 | 140.77 | -98.44 | 1000 | 1000 | -34.94 | 34.94 | 34.94 | 56.99 | 34.94
2016-09-18 19:00:00 | 0.089326 | 0.12923 | 0.77603 | 31.1 | -31.1 | 31.1 | 136.93 | -94.6 | 1000 | 1000 | -31.1 | 31.1 | 31.1 | 64.07 | 31.1
2016-09-18 20:00:00 | 0.089326 | 0.12923 | 0.75374 | 27.94 | -27.94 | 27.94 | 133.77 | -91.44 | 1000 | 1000 | -27.94 | 27.94 | 27.94 | 66.15 | 27.94
2016-09-18 21:00:00 | 0.089326 | 0.12923 | 0.70206 | 25.46 | -25.46 | 25.46 | 131.29 | -88.96 | 1000 | 1000 | -25.46 | 25.46 | 25.46 | 56.46 | 25.46
2016-09-18 22:00:00 | 0.09898 | 0.13846 | 0.62189 | 24.56 | -24.56 | 24.56 | 130.39 | -88.06 | 1000 | 1000 | -24.56 | 24.56 | 24.56 | 54.87 | 24.56
2016-09-18 23:00:00 | 0.12472 | 0.16308 | 0.46945 | 24.15 | -24.15 | 24.15 | 129.98 | -87.65 | 1000 | 1000 | -24.15 | 24.15 | 24.15 | 44.38 | 24.15
2016-09-19 00:00:00 | 0.1376 | 0.17538 | 0.35579 | 23.78 | -23.78 | 23.78 | 129.61 | -87.28 | 1000 | 1000 | -23.78 | 23.78 | 23.78 | 42.24 | 23.78
2016-09-19 01:00:00 | 0.14081 | 0.17846 | 0.2723 | 22.44 | -22.44 | 22.44 | 128.27 | -85.94 | 1000 | 1000 | -22.44 | 22.44 | 22.44 | 33.71 | 22.44
2016-09-19 02:00:00 | 0.14725 | 0.18462 | 0.24656 | 22.05 | -22.05 | 22.05 | 127.88 | -85.55 | 1000 | 1000 | -22.05 | 22.05 | 22.05 | 35.09 | 22.05
2016-09-19 03:00:00 | 0.16334 | 0.2 | 0.24182 | 23.91 | -23.91 | 23.91 | 129.74 | -87.41 | 1000 | 1000 | -23.91 | 23.91 | 23.91 | 35.2 | 23.91
2016-09-19 04:00:00 | 0.23413 | 0.26769 | 0.25666 | 36.06 | -36.06 | 36.06 | 141.89 | -99.56 | 1000 | 1000 | -36.06 | 36.06 | 36.06 | 37.28 | 36.06
2016-09-19 05:00:00 | 0.28562 | 0.31692 | 0.30259 | 42.31 | -42.31 | 42.31 | 148.14 | -105.81 | 1000 | 1000 | -42.31 | 42.31 | 42.31 | 44 | 42.31
2016-09-19 06:00:00 | 0.26309 | 0.29538 | 0.48151 | 44.6 | -44.6 | 44.6 | 150.43 | -108.1 | 1000 | 1000 | -44.6 | 44.6 | 44.6 | 73.31 | 44.6
2016-09-19 07:00:00 | 0.21161 | 0.24615 | 0.66658 | 43.91 | -43.91 | 43.91 | 149.74 | -107.41 | 1000 | 1000 | -43.91 | 43.91 | 43.91 | 77.82 | 43.91
2016-09-19 08:00:00 | 0.1569 | 0.19385 | 0.76801 | 43.95 | -43.95 | 43.95 | 149.78 | -107.45 | 1000 | 1000 | -43.95 | 43.95 | 43.95 | 74.97 | 43.95
2016-09-19 09:00:00 | 0.089326 | 0.12923 | 0.79951 | 43.97 | -43.97 | 43.97 | 149.8 | -107.47 | 1000 | 1000 | -43.97 | 43.97 | 43.97 | 77.51 | 43.97
2016-09-19 10:00:00 | 0.089326 | 0.12923 | 0.78557 | 41.27 | -41.27 | 41.27 | 147.1 | -104.77 | 1000 | 1000 | -41.27 | 41.27 | 41.27 | 75.9 | 41.27
2016-09-19 11:00:00 | 0.089326 | 0.12923 | 0.79764 | 39.31 | -39.31 | 39.31 | 145.14 | -102.81 | 1000 | 1000 | -39.31 | 39.31 | 39.31 | 79.93 | 39.31
2016-09-19 12:00:00 | 0.089326 | 0.12923 | 0.85187 | 37.68 | -37.68 | 37.68 | 143.51 | -101.18 | 1000 | 1000 | -37.68 | 37.68 | 37.68 | 75.81 | 37.68
2016-09-19 13:00:00 | 0.089326 | 0.12923 | 0.80371 | 37.93 | -37.93 | 37.93 | 143.76 | -101.43 | 1000 | 1000 | -37.93 | 37.93 | 37.93 | 74.75 | 37.93
2016-09-19 14:00:00 | 0.089326 | 0.12923 | 0.71281 | 37.78 | -37.78 | 37.78 | 143.61 | -101.28 | 1000 | 1000 | -37.78 | 37.78 | 37.78 | 70.43 | 37.78
2016-09-19 15:00:00 | 0.089326 | 0.12923 | 0.66962 | 39.22 | -39.22 | 39.22 | 145.05 | -102.72 | 1000 | 1000 | -39.22 | 39.22 | 39.22 | 66.65 | 39.22
2016-09-19 16:00:00 | 0.089326 | 0.12923 | 0.64249 | 39.9 | -39.9 | 39.9 | 145.73 | -103.4 | 1000 | 1000 | -39.9 | 39.9 | 39.9 | 63.19 | 39.9
2016-09-19 17:00:00 | 0.10863 | 0.14769 | 0.6827 | 41.99 | -41.99 | 41.99 | 147.82 | -105.49 | 1000 | 1000 | -41.99 | 41.99 | 41.99 | 64.02 | 41.99
2016-09-19 18:00:00 | 0.1923 | 0.22769 | 0.76871 | 40.1 | -40.1 | 40.1 | 145.93 | -103.6 | 1000 | 1000 | -40.1 | 40.1 | 40.1 | 68.32 | 40.1
2016-09-19 19:00:00 | 0.20517 | 0.24 | 0.84092 | 30 | -30 | 30 | 135.83 | -93.5 | 1000 | 1000 | -30 | 30 | 30 | 70.35 | 30
2016-09-19 20:00:00 | 0.20839 | 0.24308 | 0.81374 | 28.01 | -28.01 | 28.01 | 133.84 | -91.51 | 1000 | 1000 | -28.01 | 28.01 | 28.01 | 69.95 | 28.01
2016-09-19 21:00:00 | 0.23092 | 0.26462 | 0.75678 | 26.02 | -26.02 | 26.02 | 131.85 | -89.52 | 1000 | 1000 | -26.02 | 26.02 | 26.02 | 58.43 | 26.02
2016-09-19 22:00:00 | 0.2277 | 0.26154 | 0.66533 | 24.79 | -24.79 | 24.79 | 130.62 | -88.29 | 1000 | 1000 | -24.79 | 24.79 | 24.79 | 53.31 | 24.79
2016-09-19 23:00:00 | 0.26953 | 0.30154 | 0.5102 | 24.83 | -24.83 | 24.83 | 130.66 | -88.33 | 1000 | 1000 | -24.83 | 24.83 | 24.83 | 48.24 | 24.83
2016-09-20 00:00:00 | 0.27597 | 0.30769 | 0.35579 | 23.51 | -23.51 | 23.51 | 129.34 | -87.01 | 1000 | 1000 | -23.51 | 23.51 | 23.51 | 44.79 | 23.51
2016-09-20 01:00:00 | 0.30493 | 0.33538 | 0.2723 | 23.06 | -23.06 | 23.06 | 128.89 | -86.56 | 1000 | 1000 | -23.06 | 23.06 | 23.06 | 39.97 | 23.06
2016-09-20 02:00:00 | 0.3532 | 0.38154 | 0.24656 | 23.44 | -23.44 | 23.44 | 129.27 | -86.94 | 1000 | 1000 | -23.44 | 23.44 | 23.44 | 35.17 | 23.44
2016-09-20 03:00:00 | 0.34354 | 0.37231 | 0.24182 | 25.24 | -25.24 | 25.24 | 131.07 | -88.74 | 1000 | 1000 | -25.24 | 25.24 | 25.24 | 34.17 | 25.24
2016-09-20 04:00:00 | 0.29527 | 0.32615 | 0.25666 | 32.73 | -32.73 | 32.73 | 138.56 | -96.23 | 1000 | 1000 | -32.73 | 32.73 | 32.73 | 37.62 | 32.73
2016-09-20 05:00:00 | 0.27918 | 0.31077 | 0.30259 | 42.96 | -42.96 | 42.96 | 148.79 | -106.46 | 1000 | 1000 | -42.96 | 42.96 | 42.96 | 42.99 | 42.96
2016-09-20 06:00:00 | 0.24379 | 0.27692 | 0.48151 | 43.88 | -43.88 | 43.88 | 149.71 | -107.38 | 1000 | 1000 | -43.88 | 43.88 | 43.88 | 53.19 | 43.88
2016-09-20 07:00:00 | 0.19874 | 0.23385 | 0.66658 | 42.77 | -42.77 | 42.77 | 148.6 | -106.27 | 1000 | 1000 | -42.77 | 42.77 | 42.77 | 61.2 | 42.77
2016-09-20 08:00:00 | 0.12472 | 0.16308 | 0.76801 | 42.18 | -42.18 | 42.18 | 148.01 | -105.68 | 1000 | 1000 | -42.18 | 42.18 | 42.18 | 68.98 | 42.18
2016-09-20 09:00:00 | 0.089326 | 0.12923 | 0.79951 | 41.17 | -41.17 | 41.17 | 147 | -104.67 | 1000 | 1000 | -41.17 | 41.17 | 41.17 | 68.87 | 41.17
2016-09-20 10:00:00 | 0.089326 | 0.12923 | 0.78557 | 38.21 | -38.21 | 38.21 | 144.04 | -101.71 | 1000 | 1000 | -38.21 | 38.21 | 38.21 | 69.91 | 38.21
2016-09-20 11:00:00 | 0.089326 | 0.12923 | 0.79764 | 35.6 | -35.6 | 35.6 | 141.43 | -99.1 | 1000 | 1000 | -35.6 | 35.6 | 35.6 | 71.25 | 35.6
2016-09-20 12:00:00 | 0.089326 | 0.12923 | 0.85187 | 34.22 | -34.22 | 34.22 | 140.05 | -97.72 | 1000 | 1000 | -34.22 | 34.22 | 34.22 | 70.76 | 34.22
2016-09-20 13:00:00 | 0.089326 | 0.12923 | 0.80371 | 34.55 | -34.55 | 34.55 | 140.38 | -98.05 | 1000 | 1000 | -34.55 | 34.55 | 34.55 | 68.09 | 34.55
2016-09-20 14:00:00 | 0.089326 | 0.12923 | 0.71281 | 36.08 | -36.08 | 36.08 | 141.91 | -99.58 | 1000 | 1000 | -36.08 | 36.08 | 36.08 | 64.24 | 36.08
2016-09-20 15:00:00 | 0.089326 | 0.12923 | 0.66962 | 39.13 | -39.13 | 39.13 | 144.96 | -102.63 | 1000 | 1000 | -39.13 | 39.13 | 39.13 | 61.52 | 39.13
2016-09-20 16:00:00 | 0.089326 | 0.12923 | 0.64249 | 42.07 | -42.07 | 42.07 | 147.9 | -105.57 | 1000 | 1000 | -42.07 | 42.07 | 42.07 | 56.97 | 42.07
2016-09-20 17:00:00 | 0.089326 | 0.12923 | 0.6827 | 46.8 | -46.8 | 46.8 | 152.63 | -110.3 | 1000 | 1000 | -46.8 | 46.8 | 46.8 | 60.96 | 46.8
2016-09-20 18:00:00 | 0.089326 | 0.12923 | 0.76871 | 41.95 | -41.95 | 41.95 | 147.78 | -105.45 | 1000 | 1000 | -41.95 | 41.95 | 41.95 | 67.23 | 41.95
2016-09-20 19:00:00 | 0.089326 | 0.12923 | 0.84092 | 35.06 | -35.06 | 35.06 | 140.89 | -98.56 | 1000 | 1000 | -35.06 | 35.06 | 35.06 | 72.92 | 35.06
2016-09-20 20:00:00 | 0.1022 | 0.14154 | 0.81374 | 28.54 | -28.54 | 28.54 | 134.37 | -92.04 | 1000 | 1000 | -28.54 | 28.54 | 28.54 | 74.07 | 28.54
2016-09-20 21:00:00 | 0.10863 | 0.14769 | 0.75678 | 26.03 | -26.03 | 26.03 | 131.86 | -89.53 | 1000 | 1000 | -26.03 | 26.03 | 26.03 | 63.09 | 26.03
2016-09-20 22:00:00 | 0.14725 | 0.18462 | 0.66533 | 25.43 | -25.43 | 25.43 | 131.26 | -88.93 | 1000 | 1000 | -25.43 | 25.43 | 25.43 | 56.18 | 25.43
2016-09-20 23:00:00 | 0.15368 | 0.19077 | 0.5102 | 24.94 | -24.94 | 24.94 | 130.77 | -88.44 | 1000 | 1000 | -24.94 | 24.94 | 24.94 | 47.22 | 24.94
2016-09-21 00:00:00 | 0.18908 | 0.22462 | 0.35579 | 24.11 | -24.11 | 24.11 | 129.94 | -87.61 | 1000 | 1000 | -24.11 | 24.11 | 24.11 | 43.11 | 24.11
2016-09-21 01:00:00 | 0.20195 | 0.23692 | 0.2723 | 24.13 | -24.13 | 24.13 | 129.96 | -87.63 | 1000 | 1000 | -24.13 | 24.13 | 24.13 | 37.54 | 24.13
2016-09-21 02:00:00 | 0.18908 | 0.22462 | 0.24656 | 24.09 | -24.09 | 24.09 | 129.92 | -87.59 | 1000 | 1000 | -24.09 | 24.09 | 24.09 | 34.36 | 24.09
2016-09-21 03:00:00 | 0.20839 | 0.24308 | 0.24182 | 25.71 | -25.71 | 25.71 | 131.54 | -89.21 | 1000 | 1000 | -25.71 | 25.71 | 25.71 | 31.59 | 25.71
2016-09-21 04:00:00 | 0.23413 | 0.26769 | 0.25666 | 36.97 | -36.97 | 36.97 | 142.8 | -100.47 | 1000 | 1000 | -36.97 | 36.97 | 36.97 | 36.12 | 36.97
2016-09-21 05:00:00 | 0.20195 | 0.23692 | 0.30259 | 48.19 | -48.19 | 48.19 | 154.02 | -111.69 | 1000 | 1000 | -48.19 | 48.19 | 48.19 | 43.28 | 48.19
2016-09-21 06:00:00 | 0.16012 | 0.19692 | 0.48151 | 49.71 | -49.71 | 49.71 | 155.54 | -113.21 | 1000 | 1000 | -49.71 | 49.71 | 49.71 | 59.23 | 49.71
2016-09-21 07:00:00 | 0.17621 | 0.21231 | 0.66658 | 44.5 | -44.5 | 44.5 | 150.33 | -108 | 1000 | 1000 | -44.5 | 44.5 | 44.5 | 69.94 | 44.5
2016-09-21 08:00:00 | 0.1569 | 0.19385 | 0.76801 | 39.98 | -39.98 | 39.98 | 145.81 | -103.48 | 1000 | 1000 | -39.98 | 39.98 | 39.98 | 70 | 39.98
2016-09-21 09:00:00 | 0.095762 | 0.13538 | 0.79951 | 36.03 | -36.03 | 36.03 | 141.86 | -99.53 | 1000 | 1000 | -36.03 | 36.03 | 36.03 | 69.87 | 36.03
2016-09-21 10:00:00 | 0.089326 | 0.12923 | 0.78557 | 32.15 | -32.15 | 32.15 | 137.98 | -95.65 | 1000 | 1000 | -32.15 | 32.15 | 32.15 | 68.62 | 32.15
2016-09-21 11:00:00 | 0.089326 | 0.12923 | 0.79764 | 31.92 | -31.92 | 31.92 | 137.75 | -95.42 | 1000 | 1000 | -31.92 | 31.92 | 31.92 | 69.94 | 31.92
2016-09-21 12:00:00 | 0.089326 | 0.12923 | 0.85187 | 30.7 | -30.7 | 30.7 | 136.53 | -94.2 | 1000 | 1000 | -30.7 | 30.7 | 30.7 | 65.08 | 30.7
2016-09-21 13:00:00 | 0.089326 | 0.12923 | 0.80371 | 32.81 | -32.81 | 32.81 | 138.64 | -96.31 | 1000 | 1000 | -32.81 | 32.81 | 32.81 | 63.07 | 32.81
2016-09-21 14:00:00 | 0.089326 | 0.12923 | 0.71281 | 35.36 | -35.36 | 35.36 | 141.19 | -98.86 | 1000 | 1000 | -35.36 | 35.36 | 35.36 | 59.61 | 35.36
2016-09-21 15:00:00 | 0.089326 | 0.12923 | 0.66962 | 42.7 | -42.7 | 42.7 | 148.53 | -106.2 | 1000 | 1000 | -42.7 | 42.7 | 42.7 | 57.31 | 42.7
2016-09-21 16:00:00 | 0.089326 | 0.12923 | 0.64249 | 45 | -45 | 45 | 150.83 | -108.5 | 1000 | 1000 | -45 | 45 | 45 | 53.27 | 45
2016-09-21 17:00:00 | 0.089326 | 0.12923 | 0.6827 | 48.75 | -48.75 | 48.75 | 154.58 | -112.25 | 1000 | 1000 | -48.75 | 48.75 | 48.75 | 56.02 | 48.75
2016-09-21 18:00:00 | 0.1022 | 0.14154 | 0.76871 | 43.87 | -43.87 | 43.87 | 149.7 | -107.37 | 1000 | 1000 | -43.87 | 43.87 | 43.87 | 60.44 | 43.87
2016-09-21 19:00:00 | 0.13116 | 0.16923 | 0.84092 | 37.96 | -37.96 | 37.96 | 143.79 | -101.46 | 1000 | 1000 | -37.96 | 37.96 | 37.96 | 69.06 | 37.96
2016-09-21 20:00:00 | 0.18265 | 0.21846 | 0.81374 | 28.49 | -28.49 | 28.49 | 134.32 | -91.99 | 1000 | 1000 | -28.49 | 28.49 | 28.49 | 69.31 | 28.49
2016-09-21 21:00:00 | 0.20517 | 0.24 | 0.75678 | 27.09 | -27.09 | 27.09 | 132.92 | -90.59 | 1000 | 1000 | -27.09 | 27.09 | 27.09 | 56.93 | 27.09
2016-09-21 22:00:00 | 0.21804 | 0.25231 | 0.66533 | 25.86 | -25.86 | 25.86 | 131.69 | -89.36 | 1000 | 1000 | -25.86 | 25.86 | 25.86 | 48.79 | 25.86
2016-09-21 23:00:00 | 0.27275 | 0.30462 | 0.5102 | 25.09 | -25.09 | 25.09 | 130.92 | -88.59 | 1000 | 1000 | -25.09 | 25.09 | 25.09 | 46.49 | 25.09
2016-09-22 00:00:00 | 0.34354 | 0.37231 | 0.35579 | 24.73 | -24.73 | 24.73 | 130.56 | -88.23 | 1000 | 1000 | -24.73 | 24.73 | 24.73 | 43.04 | 24.73
2016-09-22 01:00:00 | 0.35641 | 0.38462 | 0.2723 | 24.26 | -24.26 | 24.26 | 130.09 | -87.76 | 1000 | 1000 | -24.26 | 24.26 | 24.26 | 32.77 | 24.26
2016-09-22 02:00:00 | 0.35963 | 0.38769 | 0.24656 | 24.24 | -24.24 | 24.24 | 130.07 | -87.74 | 1000 | 1000 | -24.24 | 24.24 | 24.24 | 21.4 | 24.24
2016-09-22 03:00:00 | 0.38859 | 0.41538 | 0.24182 | 26.84 | -26.84 | 26.84 | 132.67 | -90.34 | 1000 | 1000 | -26.84 | 26.84 | 26.84 | 16.76 | 26.84
2016-09-22 04:00:00 | 0.38859 | 0.41538 | 0.25666 | 38.19 | -38.19 | 38.19 | 144.02 | -101.69 | 1000 | 1000 | -38.19 | 38.19 | 38.19 | 20.55 | 38.19
2016-09-22 05:00:00 | 0.42399 | 0.44923 | 0.30259 | 43.34 | -43.34 | 43.34 | 149.17 | -106.84 | 1000 | 1000 | -43.34 | 43.34 | 43.34 | 35.31 | 43.34
2016-09-22 06:00:00 | 0.3725 | 0.4 | 0.48151 | 42.2 | -42.2 | 42.2 | 148.03 | -105.7 | 1000 | 1000 | -42.2 | 42.2 | 42.2 | 56.65 | 42.2
2016-09-22 07:00:00 | 0.26631 | 0.29846 | 0.66658 | 35.77 | -35.77 | 35.77 | 141.6 | -99.27 | 1000 | 1000 | -35.77 | 35.77 | 35.77 | 59.93 | 35.77
2016-09-22 08:00:00 | 0.13438 | 0.17231 | 0.76801 | 28.79 | -28.79 | 28.79 | 134.62 | -92.29 | 1000 | 1000 | -28.79 | 28.79 | 28.79 | 64.1 | 28.79
2016-09-22 09:00:00 | 0.089326 | 0.12923 | 0.79951 | 27.75 | -27.75 | 27.75 | 133.58 | -91.25 | 1000 | 1000 | -27.75 | 27.75 | 27.75 | 64.08 | 27.75
2016-09-22 10:00:00 | 0.089326 | 0.12923 | 0.78557 | 27.11 | -27.11 | 27.11 | 132.94 | -90.61 | 1000 | 1000 | -27.11 | 27.11 | 27.11 | 61.27 | 27.11
2016-09-22 11:00:00 | 0.089326 | 0.12923 | 0.79764 | 27.06 | -27.06 | 27.06 | 132.89 | -90.56 | 1000 | 1000 | -27.06 | 27.06 | 27.06 | 62.4 | 27.06
2016-09-22 12:00:00 | 0.089326 | 0.12923 | 0.85187 | 27.29 | -27.29 | 27.29 | 133.12 | -90.79 | 1000 | 1000 | -27.29 | 27.29 | 27.29 | 59.57 | 27.29
2016-09-22 13:00:00 | 0.089326 | 0.12923 | 0.80371 | 28.61 | -28.61 | 28.61 | 134.44 | -92.11 | 1000 | 1000 | -28.61 | 28.61 | 28.61 | 58.11 | 28.61
2016-09-22 14:00:00 | 0.089326 | 0.12923 | 0.71281 | 31.87 | -31.87 | 31.87 | 137.7 | -95.37 | 1000 | 1000 | -31.87 | 31.87 | 31.87 | 55.02 | 31.87
2016-09-22 15:00:00 | 0.089326 | 0.12923 | 0.66962 | 39.93 | -39.93 | 39.93 | 145.76 | -103.43 | 1000 | 1000 | -39.93 | 39.93 | 39.93 | 54.9 | 39.93
2016-09-22 16:00:00 | 0.089326 | 0.12923 | 0.64249 | 43.06 | -43.06 | 43.06 | 148.89 | -106.56 | 1000 | 1000 | -43.06 | 43.06 | 43.06 | 53.03 | 43.06
2016-09-22 17:00:00 | 0.089326 | 0.12923 | 0.6827 | 49.06 | -49.06 | 49.06 | 154.89 | -112.56 | 1000 | 1000 | -49.06 | 49.06 | 49.06 | 58.02 | 49.06
2016-09-22 18:00:00 | 0.12472 | 0.16308 | 0.76871 | 45.82 | -45.82 | 45.82 | 151.65 | -109.32 | 1000 | 1000 | -45.82 | 45.82 | 45.82 | 66.47 | 45.82
2016-09-22 19:00:00 | 0.19874 | 0.23385 | 0.84092 | 38.95 | -38.95 | 38.95 | 144.78 | -102.45 | 1000 | 1000 | -38.95 | 38.95 | 38.95 | 72.8 | 38.95
2016-09-22 20:00:00 | 0.2277 | 0.26154 | 0.81374 | 29.97 | -29.97 | 29.97 | 135.8 | -93.47 | 1000 | 1000 | -29.97 | 29.97 | 29.97 | 71.43 | 29.97
2016-09-22 21:00:00 | 0.16977 | 0.20615 | 0.75678 | 26.47 | -26.47 | 26.47 | 132.3 | -89.97 | 1000 | 1000 | -26.47 | 26.47 | 26.47 | 57.54 | 26.47
2016-09-22 22:00:00 | 0.20195 | 0.23692 | 0.66533 | 25.84 | -25.84 | 25.84 | 131.67 | -89.34 | 1000 | 1000 | -25.84 | 25.84 | 25.84 | 53.96 | 25.84
2016-09-22 23:00:00 | 0.29527 | 0.32615 | 0.5102 | 25.03 | -25.03 | 25.03 | 130.86 | -88.53 | 1000 | 1000 | -25.03 | 25.03 | 25.03 | 48.96 | 25.03
2016-09-23 00:00:00 | 0.31136 | 0.34154 | 0.35579 | 24.68 | -24.68 | 24.68 | 130.51 | -88.18 | 1000 | 1000 | -24.68 | 24.68 | 24.68 | 46.39 | 24.68
2016-09-23 01:00:00 | 0.32102 | 0.35077 | 0.2723 | 24.78 | -24.78 | 24.78 | 130.61 | -88.28 | 1000 | 1000 | -24.78 | 24.78 | 24.78 | 43.31 | 24.78
2016-09-23 02:00:00 | 0.34676 | 0.37538 | 0.24656 | 25.14 | -25.14 | 25.14 | 130.97 | -88.64 | 1000 | 1000 | -25.14 | 25.14 | 25.14 | 39.03 | 25.14
2016-09-23 03:00:00 | 0.32102 | 0.35077 | 0.24182 | 26.47 | -26.47 | 26.47 | 132.3 | -89.97 | 1000 | 1000 | -26.47 | 26.47 | 26.47 | 36.57 | 26.47
2016-09-23 04:00:00 | 0.31458 | 0.34462 | 0.25666 | 36.06 | -36.06 | 36.06 | 141.89 | -99.56 | 1000 | 1000 | -36.06 | 36.06 | 36.06 | 37.18 | 36.06
2016-09-23 05:00:00 | 0.32102 | 0.35077 | 0.30259 | 43.04 | -43.04 | 43.04 | 148.87 | -106.54 | 1000 | 1000 | -43.04 | 43.04 | 43.04 | 42.76 | 43.04
2016-09-23 06:00:00 | 0.29527 | 0.32615 | 0.48151 | 43.01 | -43.01 | 43.01 | 148.84 | -106.51 | 1000 | 1000 | -43.01 | 43.01 | 43.01 | 54.46 | 43.01
2016-09-23 07:00:00 | 0.21804 | 0.25231 | 0.66658 | 38.94 | -38.94 | 38.94 | 144.77 | -102.44 | 1000 | 1000 | -38.94 | 38.94 | 38.94 | 65.52 | 38.94
2016-09-23 08:00:00 | 0.089326 | 0.12923 | 0.76801 | 33.83 | -33.83 | 33.83 | 139.66 | -97.33 | 1000 | 1000 | -33.83 | 33.83 | 33.83 | 69.41 | 33.83
2016-09-23 09:00:00 | 0.089326 | 0.12923 | 0.79951 | 28.77 | -28.77 | 28.77 | 134.6 | -92.27 | 1000 | 1000 | -28.77 | 28.77 | 28.77 | 69.94 | 28.77
2016-09-23 10:00:00 | 0.089326 | 0.12923 | 0.78557 | 27.69 | -27.69 | 27.69 | 133.52 | -91.19 | 1000 | 1000 | -27.69 | 27.69 | 27.69 | 67.46 | 27.69
2016-09-23 11:00:00 | 0.089326 | 0.12923 | 0.79764 | 27.54 | -27.54 | 27.54 | 133.37 | -91.04 | 1000 | 1000 | -27.54 | 27.54 | 27.54 | 66.26 | 27.54
2016-09-23 12:00:00 | 0.089326 | 0.12923 | 0.85187 | 26.6 | -26.6 | 26.6 | 132.43 | -90.1 | 1000 | 1000 | -26.6 | 26.6 | 26.6 | 64.01 | 26.6
2016-09-23 13:00:00 | 0.089326 | 0.12923 | 0.80371 | 27.66 | -27.66 | 27.66 | 133.49 | -91.16 | 1000 | 1000 | -27.66 | 27.66 | 27.66 | 60.1 | 27.66
2016-09-23 14:00:00 | 0.089326 | 0.12923 | 0.71281 | 27.68 | -27.68 | 27.68 | 133.51 | -91.18 | 1000 | 1000 | -27.68 | 27.68 | 27.68 | 57 | 27.68
2016-09-23 15:00:00 | 0.089326 | 0.12923 | 0.66962 | 31.06 | -31.06 | 31.06 | 136.89 | -94.56 | 1000 | 1000 | -31.06 | 31.06 | 31.06 | 52.1 | 31.06
2016-09-23 16:00:00 | 0.089326 | 0.12923 | 0.64249 | 35.91 | -35.91 | 35.91 | 141.74 | -99.41 | 1000 | 1000 | -35.91 | 35.91 | 35.91 | 50 | 35.91
2016-09-23 17:00:00 | 0.089326 | 0.12923 | 0.6827 | 41.83 | -41.83 | 41.83 | 147.66 | -105.33 | 1000 | 1000 | -41.83 | 41.83 | 41.83 | 55.89 | 41.83
2016-09-23 18:00:00 | 0.089326 | 0.12923 | 0.76871 | 39.98 | -39.98 | 39.98 | 145.81 | -103.48 | 1000 | 1000 | -39.98 | 39.98 | 39.98 | 62.57 | 39.98
2016-09-23 19:00:00 | 0.089326 | 0.12923 | 0.84092 | 30.36 | -30.36 | 30.36 | 136.19 | -93.86 | 1000 | 1000 | -30.36 | 30.36 | 30.36 | 67.23 | 30.36
2016-09-23 20:00:00 | 0.089326 | 0.12923 | 0.81374 | 27.7 | -27.7 | 27.7 | 133.53 | -91.2 | 1000 | 1000 | -27.7 | 27.7 | 27.7 | 71.35 | 27.7
2016-09-23 21:00:00 | 0.11829 | 0.15692 | 0.75678 | 26.79 | -26.79 | 26.79 | 132.62 | -90.29 | 1000 | 1000 | -26.79 | 26.79 | 26.79 | 60.13 | 26.79
2016-09-23 22:00:00 | 0.14081 | 0.17846 | 0.66533 | 26.27 | -26.27 | 26.27 | 132.1 | -89.77 | 1000 | 1000 | -26.27 | 26.27 | 26.27 | 54.97 | 26.27
2016-09-23 23:00:00 | 0.15368 | 0.19077 | 0.5102 | 24.68 | -24.68 | 24.68 | 130.51 | -88.18 | 1000 | 1000 | -24.68 | 24.68 | 24.68 | 49.59 | 24.68
2016-09-24 00:00:00 | 0.17299 | 0.20923 | 0.39269 | 24.39 | -24.39 | 24.39 | 130.22 | -87.89 | 1000 | 1000 | -24.39 | 24.39 | 24.39 | 50.07 | 24.39
2016-09-24 01:00:00 | 0.16656 | 0.20308 | 0.32007 | 25.15 | -25.15 | 25.15 | 130.98 | -88.65 | 1000 | 1000 | -25.15 | 25.15 | 25.15 | 45.8 | 25.15
2016-09-24 02:00:00 | 0.16012 | 0.19692 | 0.27054 | 24.65 | -24.65 | 24.65 | 130.48 | -88.15 | 1000 | 1000 | -24.65 | 24.65 | 24.65 | 42.91 | 24.65
2016-09-24 03:00:00 | 0.17943 | 0.21538 | 0.2573 | 24.59 | -24.59 | 24.59 | 130.42 | -88.09 | 1000 | 1000 | -24.59 | 24.59 | 24.59 | 38.24 | 24.59
2016-09-24 04:00:00 | 0.19874 | 0.23385 | 0.25708 | 27.31 | -27.31 | 27.31 | 133.14 | -90.81 | 1000 | 1000 | -27.31 | 27.31 | 27.31 | 37.99 | 27.31
2016-09-24 05:00:00 | 0.21804 | 0.25231 | 0.2679 | 31.15 | -31.15 | 31.15 | 136.98 | -94.65 | 1000 | 1000 | -31.15 | 31.15 | 31.15 | 39 | 31.15
2016-09-24 06:00:00 | 0.23413 | 0.26769 | 0.32786 | 34.63 | -34.63 | 34.63 | 140.46 | -98.13 | 1000 | 1000 | -34.63 | 34.63 | 34.63 | 40.92 | 34.63
2016-09-24 07:00:00 | 0.18265 | 0.21846 | 0.51632 | 34.04 | -34.04 | 34.04 | 139.87 | -97.54 | 1000 | 1000 | -34.04 | 34.04 | 34.04 | 44.91 | 34.04
2016-09-24 08:00:00 | 0.10863 | 0.14769 | 0.72881 | 29 | -29 | 29 | 134.83 | -92.5 | 1000 | 1000 | -29 | 29 | 29 | 48.02 | 29
2016-09-24 09:00:00 | 0.089326 | 0.12923 | 0.83671 | 25.43 | -25.43 | 25.43 | 131.26 | -88.93 | 1000 | 1000 | -25.43 | 25.43 | 25.43 | 50.72 | 25.43
2016-09-24 10:00:00 | 0.089326 | 0.12923 | 0.89575 | 24.32 | -24.32 | 24.32 | 130.15 | -87.82 | 1000 | 1000 | -24.32 | 24.32 | 24.32 | 51.99 | 24.32
2016-09-24 11:00:00 | 0.089326 | 0.12923 | 0.93645 | 24.26 | -24.26 | 24.26 | 130.09 | -87.76 | 1000 | 1000 | -24.26 | 24.26 | 24.26 | 51.51 | 24.26
2016-09-24 12:00:00 | 0.089326 | 0.12923 | 0.97446 | 24.4 | -24.4 | 24.4 | 130.23 | -87.9 | 1000 | 1000 | -24.4 | 24.4 | 24.4 | 50 | 24.4
2016-09-24 13:00:00 | 0.089326 | 0.12923 | 0.93367 | 24.93 | -24.93 | 24.93 | 130.76 | -88.43 | 1000 | 1000 | -24.93 | 24.93 | 24.93 | 48.11 | 24.93
2016-09-24 14:00:00 | 0.089326 | 0.12923 | 0.82041 | 28.01 | -28.01 | 28.01 | 133.84 | -91.51 | 1000 | 1000 | -28.01 | 28.01 | 28.01 | 45.89 | 28.01
2016-09-24 15:00:00 | 0.089326 | 0.12923 | 0.73445 | 34.58 | -34.58 | 34.58 | 140.41 | -98.08 | 1000 | 1000 | -34.58 | 34.58 | 34.58 | 45.38 | 34.58
2016-09-24 16:00:00 | 0.089326 | 0.12923 | 0.70905 | 38.08 | -38.08 | 38.08 | 143.91 | -101.58 | 1000 | 1000 | -38.08 | 38.08 | 38.08 | 47.7 | 38.08
2016-09-24 17:00:00 | 0.09898 | 0.13846 | 0.76491 | 42.63 | -42.63 | 42.63 | 148.46 | -106.13 | 1000 | 1000 | -42.63 | 42.63 | 42.63 | 48.79 | 42.63
2016-09-24 18:00:00 | 0.13116 | 0.16923 | 0.87191 | 40.99 | -40.99 | 40.99 | 146.82 | -104.49 | 1000 | 1000 | -40.99 | 40.99 | 40.99 | 58.19 | 40.99
2016-09-24 19:00:00 | 0.13438 | 0.17231 | 0.93772 | 34.53 | -34.53 | 34.53 | 140.36 | -98.03 | 1000 | 1000 | -34.53 | 34.53 | 34.53 | 64.69 | 34.53
2016-09-24 20:00:00 | 0.2277 | 0.26154 | 0.86663 | 31.15 | -31.15 | 31.15 | 136.98 | -94.65 | 1000 | 1000 | -31.15 | 31.15 | 31.15 | 63.05 | 31.15
2016-09-24 21:00:00 | 0.18265 | 0.21846 | 0.72173 | 25.46 | -25.46 | 25.46 | 131.29 | -88.96 | 1000 | 1000 | -25.46 | 25.46 | 25.46 | 49.95 | 25.46
2016-09-24 22:00:00 | 0.27275 | 0.30462 | 0.6763 | 24.46 | -24.46 | 24.46 | 130.29 | -87.96 | 1000 | 1000 | -24.46 | 24.46 | 24.46 | 49.98 | 24.46
2016-09-24 23:00:00 | 0.247 | 0.28 | 0.57413 | 22.06 | -22.06 | 22.06 | 127.89 | -85.56 | 1000 | 1000 | -22.06 | 22.06 | 22.06 | 46.25 | 22.06
2016-09-25 00:00:00 | 0.26953 | 0.30154 | 0.42848 | 20.55 | -20.55 | 20.55 | 126.38 | -84.05 | 1000 | 1000 | -20.55 | 20.55 | 20.55 | 39.99 | 20.55
2016-09-25 01:00:00 | 0.29527 | 0.32615 | 0.3248 | 17.84 | -17.84 | 17.84 | 123.67 | -81.34 | 1000 | 1000 | -17.84 | 17.84 | 17.84 | 40.45 | 17.84
2016-09-25 02:00:00 | 0.31458 | 0.34462 | 0.2597 | 17.7 | -17.7 | 17.7 | 123.53 | -81.2 | 1000 | 1000 | -17.7 | 17.7 | 17.7 | 27.52 | 17.7
2016-09-25 03:00:00 | 0.25988 | 0.29231 | 0.23571 | 19.68 | -19.68 | 19.68 | 125.51 | -83.18 | 1000 | 1000 | -19.68 | 19.68 | 19.68 | 21.72 | 19.68
2016-09-25 04:00:00 | 0.32745 | 0.35692 | 0.22974 | 20.09 | -20.09 | 20.09 | 125.92 | -83.59 | 1000 | 1000 | -20.09 | 20.09 | 20.09 | 21.01 | 20.09
2016-09-25 05:00:00 | 0.31136 | 0.34154 | 0.23181 | 21.47 | -21.47 | 21.47 | 127.3 | -84.97 | 1000 | 1000 | -21.47 | 21.47 | 21.47 | 22.69 | 21.47
2016-09-25 06:00:00 | 0.31458 | 0.34462 | 0.24273 | 22.45 | -22.45 | 22.45 | 128.28 | -85.95 | 1000 | 1000 | -22.45 | 22.45 | 22.45 | 33.36 | 22.45
2016-09-25 07:00:00 | 0.21161 | 0.24615 | 0.33217 | 22.95 | -22.95 | 22.95 | 128.78 | -86.45 | 1000 | 1000 | -22.95 | 22.95 | 22.95 | 42.99 | 22.95
2016-09-25 08:00:00 | 0.09898 | 0.13846 | 0.53135 | 21.09 | -21.09 | 21.09 | 126.92 | -84.59 | 1000 | 1000 | -21.09 | 21.09 | 21.09 | 44.44 | 21.09
2016-09-25 09:00:00 | 0.089326 | 0.12923 | 0.74639 | 21.09 | -21.09 | 21.09 | 126.92 | -84.59 | 1000 | 1000 | -21.09 | 21.09 | 21.09 | 47.09 | 21.09
2016-09-25 10:00:00 | 0.089326 | 0.12923 | 0.8642 | 15.97 | -15.97 | 15.97 | 121.8 | -79.47 | 1000 | 1000 | -15.97 | 15.97 | 15.97 | 47.32 | 15.97
2016-09-25 11:00:00 | 0.089326 | 0.12923 | 0.95828 | 10.93 | -10.93 | 10.93 | 116.76 | -74.43 | 1000 | 1000 | -10.93 | 10.93 | 10.93 | 49.63 | 10.93
2016-09-25 12:00:00 | 0.089326 | 0.12923 | 0.97557 | 11.49 | -11.49 | 11.49 | 117.32 | -74.99 | 1000 | 1000 | -11.49 | 11.49 | 11.49 | 49.66 | 11.49
2016-09-25 13:00:00 | 0.089326 | 0.12923 | 0.80626 | 12.89 | -12.89 | 12.89 | 118.72 | -76.39 | 1000 | 1000 | -12.89 | 12.89 | 12.89 | 42.9 | 12.89
2016-09-25 14:00:00 | 0.089326 | 0.12923 | 0.66004 | 19.76 | -19.76 | 19.76 | 125.59 | -83.26 | 1000 | 1000 | -19.76 | 19.76 | 19.76 | 37.08 | 19.76
2016-09-25 15:00:00 | 0.089326 | 0.12923 | 0.58723 | 26.55 | -26.55 | 26.55 | 132.38 | -90.05 | 1000 | 1000 | -26.55 | 26.55 | 26.55 | 39 | 26.55
2016-09-25 16:00:00 | 0.089326 | 0.12923 | 0.52352 | 35.09 | -35.09 | 35.09 | 140.92 | -98.59 | 1000 | 1000 | -35.09 | 35.09 | 35.09 | 39.74 | 35.09
2016-09-25 17:00:00 | 0.089326 | 0.12923 | 0.55331 | 40.95 | -40.95 | 40.95 | 146.78 | -104.45 | 1000 | 1000 | -40.95 | 40.95 | 40.95 | 45.86 | 40.95
2016-09-25 18:00:00 | 0.089326 | 0.12923 | 0.67192 | 40.94 | -40.94 | 40.94 | 146.77 | -104.44 | 1000 | 1000 | -40.94 | 40.94 | 40.94 | 55.73 | 40.94
2016-09-25 19:00:00 | 0.09898 | 0.13846 | 0.77603 | 33.53 | -33.53 | 33.53 | 139.36 | -97.03 | 1000 | 1000 | -33.53 | 33.53 | 33.53 | 66.16 | 33.53
2016-09-25 20:00:00 | 0.11185 | 0.15077 | 0.75374 | 29.57 | -29.57 | 29.57 | 135.4 | -93.07 | 1000 | 1000 | -29.57 | 29.57 | 29.57 | 70.32 | 29.57
2016-09-25 21:00:00 | 0.10863 | 0.14769 | 0.70206 | 24.52 | -24.52 | 24.52 | 130.35 | -88.02 | 1000 | 1000 | -24.52 | 24.52 | 24.52 | 56.52 | 24.52
2016-09-25 22:00:00 | 0.1376 | 0.17538 | 0.62189 | 24.27 | -24.27 | 24.27 | 130.1 | -87.77 | 1000 | 1000 | -24.27 | 24.27 | 24.27 | 53.31 | 24.27
2016-09-25 23:00:00 | 0.16012 | 0.19692 | 0.46945 | 24.2 | -24.2 | 24.2 | 130.03 | -87.7 | 1000 | 1000 | -24.2 | 24.2 | 24.2 | 44.94 | 24.2
2016-09-26 00:00:00 | 0.20839 | 0.24308 | 0.35579 | 23.42 | -23.42 | 23.42 | 129.25 | -86.92 | 1000 | 1000 | -23.42 | 23.42 | 23.42 | 44 | 23.42
2016-09-26 01:00:00 | 0.21483 | 0.24923 | 0.2723 | 23.28 | -23.28 | 23.28 | 129.11 | -86.78 | 1000 | 1000 | -23.28 | 23.28 | 23.28 | 39.63 | 23.28
2016-09-26 02:00:00 | 0.2277 | 0.26154 | 0.24656 | 23.49 | -23.49 | 23.49 | 129.32 | -86.99 | 1000 | 1000 | -23.49 | 23.49 | 23.49 | 29.5 | 23.49
2016-09-26 03:00:00 | 0.24379 | 0.27692 | 0.24182 | 25.46 | -25.46 | 25.46 | 131.29 | -88.96 | 1000 | 1000 | -25.46 | 25.46 | 25.46 | 27.52 | 25.46
2016-09-26 04:00:00 | 0.28884 | 0.32 | 0.25666 | 39.24 | -39.24 | 39.24 | 145.07 | -102.74 | 1000 | 1000 | -39.24 | 39.24 | 39.24 | 29.38 | 39.24
2016-09-26 05:00:00 | 0.28884 | 0.32 | 0.30259 | 46.53 | -46.53 | 46.53 | 152.36 | -110.03 | 1000 | 1000 | -46.53 | 46.53 | 46.53 | 31.45 | 46.53
2016-09-26 06:00:00 | 0.29527 | 0.32615 | 0.48151 | 49 | -49 | 49 | 154.83 | -112.5 | 1000 | 1000 | -49 | 49 | 49 | 55.08 | 49
2016-09-26 07:00:00 | 0.1923 | 0.22769 | 0.66658 | 46.84 | -46.84 | 46.84 | 152.67 | -110.34 | 1000 | 1000 | -46.84 | 46.84 | 46.84 | 66.25 | 46.84
2016-09-26 08:00:00 | 0.12472 | 0.16308 | 0.76801 | 39.97 | -39.97 | 39.97 | 145.8 | -103.47 | 1000 | 1000 | -39.97 | 39.97 | 39.97 | 63.09 | 39.97
2016-09-26 09:00:00 | 0.089326 | 0.12923 | 0.79951 | 37.39 | -37.39 | 37.39 | 143.22 | -100.89 | 1000 | 1000 | -37.39 | 37.39 | 37.39 | 61.66 | 37.39
2016-09-26 10:00:00 | 0.089326 | 0.12923 | 0.78557 | 34.94 | -34.94 | 34.94 | 140.77 | -98.44 | 1000 | 1000 | -34.94 | 34.94 | 34.94 | 61.2 | 34.94
2016-09-26 11:00:00 | 0.089326 | 0.12923 | 0.79764 | 33.95 | -33.95 | 33.95 | 139.78 | -97.45 | 1000 | 1000 | -33.95 | 33.95 | 33.95 | 61.46 | 33.95
2016-09-26 12:00:00 | 0.089326 | 0.12923 | 0.85187 | 32.44 | -32.44 | 32.44 | 138.27 | -95.94 | 1000 | 1000 | -32.44 | 32.44 | 32.44 | 60 | 32.44
2016-09-26 13:00:00 | 0.089326 | 0.12923 | 0.80371 | 35 | -35 | 35 | 140.83 | -98.5 | 1000 | 1000 | -35 | 35 | 35 | 59.6 | 35
2016-09-26 14:00:00 | 0.089326 | 0.12923 | 0.71281 | 39.87 | -39.87 | 39.87 | 145.7 | -103.37 | 1000 | 1000 | -39.87 | 39.87 | 39.87 | 56.9 | 39.87
2016-09-26 15:00:00 | 0.089326 | 0.12923 | 0.66962 | 44.65 | -44.65 | 44.65 | 150.48 | -108.15 | 1000 | 1000 | -44.65 | 44.65 | 44.65 | 55 | 44.65
2016-09-26 16:00:00 | 0.089326 | 0.12923 | 0.64249 | 49.55 | -49.55 | 49.55 | 155.38 | -113.05 | 1000 | 1000 | -49.55 | 49.55 | 49.55 | 55.74 | 49.55
2016-09-26 17:00:00 | 0.089326 | 0.12923 | 0.6827 | 54.12 | -54.12 | 54.12 | 159.95 | -117.62 | 1000 | 1000 | -54.12 | 54.12 | 54.12 | 61.52 | 54.12
2016-09-26 18:00:00 | 0.089326 | 0.12923 | 0.76871 | 51.23 | -51.23 | 51.23 | 157.06 | -114.73 | 1000 | 1000 | -51.23 | 51.23 | 51.23 | 68.57 | 51.23
2016-09-26 19:00:00 | 0.09898 | 0.13846 | 0.84092 | 37.93 | -37.93 | 37.93 | 143.76 | -101.43 | 1000 | 1000 | -37.93 | 37.93 | 37.93 | 78.61 | 37.93
2016-09-26 20:00:00 | 0.13116 | 0.16923 | 0.81374 | 30.52 | -30.52 | 30.52 | 136.35 | -94.02 | 1000 | 1000 | -30.52 | 30.52 | 30.52 | 75.25 | 30.52
2016-09-26 21:00:00 | 0.20839 | 0.24308 | 0.75678 | 28.4 | -28.4 | 28.4 | 134.23 | -91.9 | 1000 | 1000 | -28.4 | 28.4 | 28.4 | 59.98 | 28.4
2016-09-26 22:00:00 | 0.23092 | 0.26462 | 0.66533 | 31.33 | -31.33 | 31.33 | 137.16 | -94.83 | 1000 | 1000 | -31.33 | 31.33 | 31.33 | 53.69 | 31.33
2016-09-26 23:00:00 | 0.20195 | 0.23692 | 0.5102 | 30.74 | -30.74 | 30.74 | 136.57 | -94.24 | 1000 | 1000 | -30.74 | 30.74 | 30.74 | 48 | 30.74
2016-09-27 00:00:00 | 0.21483 | 0.24923 | 0.35579 | 29.75 | -29.75 | 29.75 | 135.58 | -93.25 | 1000 | 1000 | -29.75 | 29.75 | 29.75 | 45.22 | 29.75
2016-09-27 01:00:00 | 0.32102 | 0.35077 | 0.2723 | 28.73 | -28.73 | 28.73 | 134.56 | -92.23 | 1000 | 1000 | -28.73 | 28.73 | 28.73 | 41.15 | 28.73
2016-09-27 02:00:00 | 0.29849 | 0.32923 | 0.24656 | 27.84 | -27.84 | 27.84 | 133.67 | -91.34 | 1000 | 1000 | -27.84 | 27.84 | 27.84 | 37.95 | 27.84
2016-09-27 03:00:00 | 0.32424 | 0.35385 | 0.24182 | 29.56 | -29.56 | 29.56 | 135.39 | -93.06 | 1000 | 1000 | -29.56 | 29.56 | 29.56 | 35.29 | 29.56
2016-09-27 04:00:00 | 0.33067 | 0.36 | 0.25666 | 41.53 | -41.53 | 41.53 | 147.36 | -105.03 | 1000 | 1000 | -41.53 | 41.53 | 41.53 | 38.69 | 41.53
2016-09-27 05:00:00 | 0.33711 | 0.36615 | 0.30259 | 49 | -49 | 49 | 154.83 | -112.5 | 1000 | 1000 | -49 | 49 | 49 | 45.14 | 49
2016-09-27 06:00:00 | 0.33711 | 0.36615 | 0.48151 | 50 | -50 | 50 | 155.83 | -113.5 | 1000 | 1000 | -50 | 50 | 50 | 64.06 | 50
2016-09-27 07:00:00 | 0.25666 | 0.28923 | 0.66658 | 44.98 | -44.98 | 44.98 | 150.81 | -108.48 | 1000 | 1000 | -44.98 | 44.98 | 44.98 | 69.43 | 44.98
2016-09-27 08:00:00 | 0.12794 | 0.16615 | 0.76801 | 40.22 | -40.22 | 40.22 | 146.05 | -103.72 | 1000 | 1000 | -40.22 | 40.22 | 40.22 | 71.75 | 40.22
2016-09-27 09:00:00 | 0.089326 | 0.12923 | 0.79951 | 33.93 | -33.93 | 33.93 | 139.76 | -97.43 | 1000 | 1000 | -33.93 | 33.93 | 33.93 | 71.65 | 33.93
2016-09-27 10:00:00 | 0.089326 | 0.12923 | 0.78557 | 29.17 | -29.17 | 29.17 | 135 | -92.67 | 1000 | 1000 | -29.17 | 29.17 | 29.17 | 70 | 29.17
2016-09-27 11:00:00 | 0.089326 | 0.12923 | 0.79764 | 28.28 | -28.28 | 28.28 | 134.11 | -91.78 | 1000 | 1000 | -28.28 | 28.28 | 28.28 | 68.7 | 28.28
2016-09-27 12:00:00 | 0.089326 | 0.12923 | 0.85187 | 27.91 | -27.91 | 27.91 | 133.74 | -91.41 | 1000 | 1000 | -27.91 | 27.91 | 27.91 | 67.07 | 27.91
2016-09-27 13:00:00 | 0.089326 | 0.12923 | 0.80371 | 28.29 | -28.29 | 28.29 | 134.12 | -91.79 | 1000 | 1000 | -28.29 | 28.29 | 28.29 | 68.05 | 28.29
2016-09-27 14:00:00 | 0.089326 | 0.12923 | 0.71281 | 29.33 | -29.33 | 29.33 | 135.16 | -92.83 | 1000 | 1000 | -29.33 | 29.33 | 29.33 | 67.5 | 29.33
2016-09-27 15:00:00 | 0.089326 | 0.12923 | 0.66962 | 38.91 | -38.91 | 38.91 | 144.74 | -102.41 | 1000 | 1000 | -38.91 | 38.91 | 38.91 | 67.21 | 38.91
2016-09-27 16:00:00 | 0.089326 | 0.12923 | 0.64249 | 45.2 | -45.2 | 45.2 | 151.03 | -108.7 | 1000 | 1000 | -45.2 | 45.2 | 45.2 | 64.94 | 45.2
2016-09-27 17:00:00 | 0.089326 | 0.12923 | 0.6827 | 48.97 | -48.97 | 48.97 | 154.8 | -112.47 | 1000 | 1000 | -48.97 | 48.97 | 48.97 | 67.05 | 48.97
2016-09-27 18:00:00 | 0.089326 | 0.12923 | 0.76871 | 41.91 | -41.91 | 41.91 | 147.74 | -105.41 | 1000 | 1000 | -41.91 | 41.91 | 41.91 | 70 | 41.91
2016-09-27 19:00:00 | 0.1376 | 0.17538 | 0.84092 | 29.94 | -29.94 | 29.94 | 135.77 | -93.44 | 1000 | 1000 | -29.94 | 29.94 | 29.94 | 75.04 | 29.94
2016-09-27 20:00:00 | 0.16334 | 0.2 | 0.81374 | 27.82 | -27.82 | 27.82 | 133.65 | -91.32 | 1000 | 1000 | -27.82 | 27.82 | 27.82 | 72.11 | 27.82
2016-09-27 21:00:00 | 0.15368 | 0.19077 | 0.75678 | 24.36 | -24.36 | 24.36 | 130.19 | -87.86 | 1000 | 1000 | -24.36 | 24.36 | 24.36 | 63.2 | 24.36
2016-09-27 22:00:00 | 0.18908 | 0.22462 | 0.66533 | 24.01 | -24.01 | 24.01 | 129.84 | -87.51 | 1000 | 1000 | -24.01 | 24.01 | 24.01 | 55.07 | 24.01
2016-09-27 23:00:00 | 0.17621 | 0.21231 | 0.5102 | 21.03 | -21.03 | 21.03 | 126.86 | -84.53 | 1000 | 1000 | -21.03 | 21.03 | 21.03 | 48.96 | 21.03
2016-09-28 00:00:00 | 0.17943 | 0.21538 | 0.35579 | 16.19 | -16.19 | 16.19 | 122.02 | -79.69 | 1000 | 1000 | -16.19 | 16.19 | 16.19 | 45.64 | 16.19
2016-09-28 01:00:00 | 0.18265 | 0.21846 | 0.2723 | 14.66 | -14.66 | 14.66 | 120.49 | -78.16 | 1000 | 1000 | -14.66 | 14.66 | 14.66 | 42.5 | 14.66
2016-09-28 02:00:00 | 0.16977 | 0.20615 | 0.24656 | 14.91 | -14.91 | 14.91 | 120.74 | -78.41 | 1000 | 1000 | -14.91 | 14.91 | 14.91 | 39.05 | 14.91
2016-09-28 03:00:00 | 0.16012 | 0.19692 | 0.24182 | 19.89 | -19.89 | 19.89 | 125.72 | -83.39 | 1000 | 1000 | -19.89 | 19.89 | 19.89 | 39.5 | 19.89
2016-09-28 04:00:00 | 0.16977 | 0.20615 | 0.25666 | 28.52 | -28.52 | 28.52 | 134.35 | -92.02 | 1000 | 1000 | -28.52 | 28.52 | 28.52 | 38.48 | 28.52
2016-09-28 05:00:00 | 0.17299 | 0.20923 | 0.30259 | 37.94 | -37.94 | 37.94 | 143.77 | -101.44 | 1000 | 1000 | -37.94 | 37.94 | 37.94 | 42.35 | 37.94
2016-09-28 06:00:00 | 0.15368 | 0.19077 | 0.48151 | 38.1 | -38.1 | 38.1 | 143.93 | -101.6 | 1000 | 1000 | -38.1 | 38.1 | 38.1 | 58.65 | 38.1
2016-09-28 07:00:00 | 0.10542 | 0.14462 | 0.66658 | 32.22 | -32.22 | 32.22 | 138.05 | -95.72 | 1000 | 1000 | -32.22 | 32.22 | 32.22 | 67.45 | 32.22
2016-09-28 08:00:00 | 0.089326 | 0.12923 | 0.76801 | 26 | -26 | 26 | 131.83 | -89.5 | 1000 | 1000 | -26 | 26 | 26 | 68 | 26
2016-09-28 09:00:00 | 0.089326 | 0.12923 | 0.79951 | 23.06 | -23.06 | 23.06 | 128.89 | -86.56 | 1000 | 1000 | -23.06 | 23.06 | 23.06 | 67.57 | 23.06
2016-09-28 10:00:00 | 0.089326 | 0.12923 | 0.78557 | 19.79 | -19.79 | 19.79 | 125.62 | -83.29 | 1000 | 1000 | -19.79 | 19.79 | 19.79 | 67.46 | 19.79
2016-09-28 11:00:00 | 0.089326 | 0.12923 | 0.79764 | 12.94 | -12.94 | 12.94 | 118.77 | -76.44 | 1000 | 1000 | -12.94 | 12.94 | 12.94 | 67.97 | 12.94
2016-09-28 12:00:00 | 0.089326 | 0.12923 | 0.85187 | 12.95 | -12.95 | 12.95 | 118.78 | -76.45 | 1000 | 1000 | -12.95 | 12.95 | 12.95 | 66.99 | 12.95
2016-09-28 13:00:00 | 0.089326 | 0.12923 | 0.80371 | 16.84 | -16.84 | 16.84 | 122.67 | -80.34 | 1000 | 1000 | -16.84 | 16.84 | 16.84 | 63.01 | 16.84
2016-09-28 14:00:00 | 0.089326 | 0.12923 | 0.71281 | 22.67 | -22.67 | 22.67 | 128.5 | -86.17 | 1000 | 1000 | -22.67 | 22.67 | 22.67 | 61.95 | 22.67
2016-09-28 15:00:00 | 0.089326 | 0.12923 | 0.66962 | 26.45 | -26.45 | 26.45 | 132.28 | -89.95 | 1000 | 1000 | -26.45 | 26.45 | 26.45 | 61.28 | 26.45
2016-09-28 16:00:00 | 0.089326 | 0.12923 | 0.64249 | 33.53 | -33.53 | 33.53 | 139.36 | -97.03 | 1000 | 1000 | -33.53 | 33.53 | 33.53 | 60.97 | 33.53
2016-09-28 17:00:00 | 0.089326 | 0.12923 | 0.6827 | 39.59 | -39.59 | 39.59 | 145.42 | -103.09 | 1000 | 1000 | -39.59 | 39.59 | 39.59 | 63.6 | 39.59
2016-09-28 18:00:00 | 0.089326 | 0.12923 | 0.76871 | 34.36 | -34.36 | 34.36 | 140.19 | -97.86 | 1000 | 1000 | -34.36 | 34.36 | 34.36 | 67.42 | 34.36
2016-09-28 19:00:00 | 0.089326 | 0.12923 | 0.84092 | 28.14 | -28.14 | 28.14 | 133.97 | -91.64 | 1000 | 1000 | -28.14 | 28.14 | 28.14 | 79 | 28.14
2016-09-28 20:00:00 | 0.089326 | 0.12923 | 0.81374 | 24.41 | -24.41 | 24.41 | 130.24 | -87.91 | 1000 | 1000 | -24.41 | 24.41 | 24.41 | 73.32 | 24.41
2016-09-28 21:00:00 | 0.089326 | 0.12923 | 0.75678 | 22.02 | -22.02 | 22.02 | 127.85 | -85.52 | 1000 | 1000 | -22.02 | 22.02 | 22.02 | 62.25 | 22.02
2016-09-28 22:00:00 | 0.089326 | 0.12923 | 0.66533 | 19.93 | -19.93 | 19.93 | 125.76 | -83.43 | 1000 | 1000 | -19.93 | 19.93 | 19.93 | 52.08 | 19.93
2016-09-28 23:00:00 | 0.089326 | 0.12923 | 0.5102 | 16.1 | -16.1 | 16.1 | 121.93 | -79.6 | 1000 | 1000 | -16.1 | 16.1 | 16.1 | 45.68 | 16.1
2016-09-29 00:00:00 | 0.089326 | 0.12923 | 0.35579 | 18.63 | -18.63 | 18.63 | 124.46 | -82.13 | 1000 | 1000 | -18.63 | 18.63 | 18.63 | 43.58 | 18.63
2016-09-29 01:00:00 | 0.089326 | 0.12923 | 0.2723 | 14.57 | -14.57 | 14.57 | 120.4 | -78.07 | 1000 | 1000 | -14.57 | 14.57 | 14.57 | 40.69 | 14.57
2016-09-29 02:00:00 | 0.089326 | 0.12923 | 0.24656 | 14.15 | -14.15 | 14.15 | 119.98 | -77.65 | 1000 | 1000 | -14.15 | 14.15 | 14.15 | 38.36 | 14.15
2016-09-29 03:00:00 | 0.089326 | 0.12923 | 0.24182 | 21.08 | -21.08 | 21.08 | 126.91 | -84.58 | 1000 | 1000 | -21.08 | 21.08 | 21.08 | 39.37 | 21.08
2016-09-29 04:00:00 | 0.089326 | 0.12923 | 0.25666 | 28.93 | -28.93 | 28.93 | 134.76 | -92.43 | 1000 | 1000 | -28.93 | 28.93 | 28.93 | 40.32 | 28.93
2016-09-29 05:00:00 | 0.089326 | 0.12923 | 0.30259 | 37.97 | -37.97 | 37.97 | 143.8 | -101.47 | 1000 | 1000 | -37.97 | 37.97 | 37.97 | 43.56 | 37.97
2016-09-29 06:00:00 | 0.089326 | 0.12923 | 0.48151 | 37.84 | -37.84 | 37.84 | 143.67 | -101.34 | 1000 | 1000 | -37.84 | 37.84 | 37.84 | 57.82 | 37.84
2016-09-29 07:00:00 | 0.089326 | 0.12923 | 0.66658 | 28.42 | -28.42 | 28.42 | 134.25 | -91.92 | 1000 | 1000 | -28.42 | 28.42 | 28.42 | 68.62 | 28.42
2016-09-29 08:00:00 | 0.089326 | 0.12923 | 0.76801 | 23.59 | -23.59 | 23.59 | 129.42 | -87.09 | 1000 | 1000 | -23.59 | 23.59 | 23.59 | 67.54 | 23.59
2016-09-29 09:00:00 | 0.089326 | 0.12923 | 0.79951 | 21.71 | -21.71 | 21.71 | 127.54 | -85.21 | 1000 | 1000 | -21.71 | 21.71 | 21.71 | 64.63 | 21.71
2016-09-29 10:00:00 | 0.089326 | 0.12923 | 0.78557 | 15.84 | -15.84 | 15.84 | 121.67 | -79.34 | 1000 | 1000 | -15.84 | 15.84 | 15.84 | 63.2 | 15.84
2016-09-29 11:00:00 | 0.089326 | 0.12923 | 0.79764 | 12.65 | -12.65 | 12.65 | 118.48 | -76.15 | 1000 | 1000 | -12.65 | 12.65 | 12.65 | 63.49 | 12.65
2016-09-29 12:00:00 | 0.089326 | 0.12923 | 0.85187 | 11.43 | -11.43 | 11.43 | 117.26 | -74.93 | 1000 | 1000 | -11.43 | 11.43 | 11.43 | 63.79 | 11.43
2016-09-29 13:00:00 | 0.089326 | 0.12923 | 0.80371 | 12.66 | -12.66 | 12.66 | 118.49 | -76.16 | 1000 | 1000 | -12.66 | 12.66 | 12.66 | 62.7 | 12.66
2016-09-29 14:00:00 | 0.089326 | 0.12923 | 0.71281 | 14.78 | -14.78 | 14.78 | 120.61 | -78.28 | 1000 | 1000 | -14.78 | 14.78 | 14.78 | 61.26 | 14.78
2016-09-29 15:00:00 | 0.089326 | 0.12923 | 0.66962 | 24.61 | -24.61 | 24.61 | 130.44 | -88.11 | 1000 | 1000 | -24.61 | 24.61 | 24.61 | 60.65 | 24.61
2016-09-29 16:00:00 | 0.089326 | 0.12923 | 0.64249 | 29.1 | -29.1 | 29.1 | 134.93 | -92.6 | 1000 | 1000 | -29.1 | 29.1 | 29.1 | 60.06 | 29.1
2016-09-29 17:00:00 | 0.089326 | 0.12923 | 0.6827 | 37.91 | -37.91 | 37.91 | 143.74 | -101.41 | 1000 | 1000 | -37.91 | 37.91 | 37.91 | 62.99 | 37.91
2016-09-29 18:00:00 | 0.089326 | 0.12923 | 0.76871 | 32.05 | -32.05 | 32.05 | 137.88 | -95.55 | 1000 | 1000 | -32.05 | 32.05 | 32.05 | 68.22 | 32.05
2016-09-29 19:00:00 | 0.089326 | 0.12923 | 0.84092 | 25.03 | -25.03 | 25.03 | 130.86 | -88.53 | 1000 | 1000 | -25.03 | 25.03 | 25.03 | 75.66 | 25.03
2016-09-29 20:00:00 | 0.089326 | 0.12923 | 0.81374 | 22.69 | -22.69 | 22.69 | 128.52 | -86.19 | 1000 | 1000 | -22.69 | 22.69 | 22.69 | 70.23 | 22.69
2016-09-29 21:00:00 | 0.089326 | 0.12923 | 0.75678 | 16.85 | -16.85 | 16.85 | 122.68 | -80.35 | 1000 | 1000 | -16.85 | 16.85 | 16.85 | 59.06 | 16.85
2016-09-29 22:00:00 | 0.089326 | 0.12923 | 0.66533 | 23.79 | -23.79 | 23.79 | 129.62 | -87.29 | 1000 | 1000 | -23.79 | 23.79 | 23.79 | 50.98 | 23.79
2016-09-29 23:00:00 | 0.11829 | 0.15692 | 0.5102 | 23.32 | -23.32 | 23.32 | 129.15 | -86.82 | 1000 | 1000 | -23.32 | 23.32 | 23.32 | 47.14 | 23.32
2016-09-30 00:00:00 | 0.089326 | 0.12923 | 0.35579 | 23.81 | -23.81 | 23.81 | 129.64 | -87.31 | 1000 | 1000 | -23.81 | 23.81 | 23.81 | 45.61 | 23.81
2016-09-30 01:00:00 | 0.09898 | 0.13846 | 0.2723 | 23.09 | -23.09 | 23.09 | 128.92 | -86.59 | 1000 | 1000 | -23.09 | 23.09 | 23.09 | 42.21 | 23.09
2016-09-30 02:00:00 | 0.12151 | 0.16 | 0.24656 | 24.02 | -24.02 | 24.02 | 129.85 | -87.52 | 1000 | 1000 | -24.02 | 24.02 | 24.02 | 40.85 | 24.02
2016-09-30 03:00:00 | 0.11507 | 0.15385 | 0.24182 | 25.73 | -25.73 | 25.73 | 131.56 | -89.23 | 1000 | 1000 | -25.73 | 25.73 | 25.73 | 36.25 | 25.73
2016-09-30 04:00:00 | 0.11507 | 0.15385 | 0.25666 | 39.68 | -39.68 | 39.68 | 145.51 | -103.18 | 1000 | 1000 | -39.68 | 39.68 | 39.68 | 39.04 | 39.68
2016-09-30 05:00:00 | 0.13116 | 0.16923 | 0.30259 | 49.66 | -49.66 | 49.66 | 155.49 | -113.16 | 1000 | 1000 | -49.66 | 49.66 | 49.66 | 42.65 | 49.66
2016-09-30 06:00:00 | 0.13438 | 0.17231 | 0.48151 | 49.97 | -49.97 | 49.97 | 155.8 | -113.47 | 1000 | 1000 | -49.97 | 49.97 | 49.97 | 60.02 | 49.97
2016-09-30 07:00:00 | 0.11829 | 0.15692 | 0.66658 | 43.91 | -43.91 | 43.91 | 149.74 | -107.41 | 1000 | 1000 | -43.91 | 43.91 | 43.91 | 67.64 | 43.91
2016-09-30 08:00:00 | 0.1022 | 0.14154 | 0.76801 | 39.96 | -39.96 | 39.96 | 145.79 | -103.46 | 1000 | 1000 | -39.96 | 39.96 | 39.96 | 68 | 39.96
2016-09-30 09:00:00 | 0.089326 | 0.12923 | 0.79951 | 39.6 | -39.6 | 39.6 | 145.43 | -103.1 | 1000 | 1000 | -39.6 | 39.6 | 39.6 | 66.97 | 39.6
2016-09-30 10:00:00 | 0.089326 | 0.12923 | 0.78557 | 37.9 | -37.9 | 37.9 | 143.73 | -101.4 | 1000 | 1000 | -37.9 | 37.9 | 37.9 | 66.92 | 37.9
2016-09-30 11:00:00 | 0.089326 | 0.12923 | 0.79764 | 29.65 | -29.65 | 29.65 | 135.48 | -93.15 | 1000 | 1000 | -29.65 | 29.65 | 29.65 | 66.18 | 29.65
2016-09-30 12:00:00 | 0.089326 | 0.12923 | 0.85187 | 29.37 | -29.37 | 29.37 | 135.2 | -92.87 | 1000 | 1000 | -29.37 | 29.37 | 29.37 | 64.74 | 29.37
2016-09-30 13:00:00 | 0.089326 | 0.12923 | 0.80371 | 31.96 | -31.96 | 31.96 | 137.79 | -95.46 | 1000 | 1000 | -31.96 | 31.96 | 31.96 | 61.74 | 31.96
2016-09-30 14:00:00 | 0.089326 | 0.12923 | 0.71281 | 31.19 | -31.19 | 31.19 | 137.02 | -94.69 | 1000 | 1000 | -31.19 | 31.19 | 31.19 | 60.2 | 31.19
2016-09-30 15:00:00 | 0.089326 | 0.12923 | 0.66962 | 31.48 | -31.48 | 31.48 | 137.31 | -94.98 | 1000 | 1000 | -31.48 | 31.48 | 31.48 | 57 | 31.48
2016-09-30 16:00:00 | 0.089326 | 0.12923 | 0.64249 | 37.99 | -37.99 | 37.99 | 143.82 | -101.49 | 1000 | 1000 | -37.99 | 37.99 | 37.99 | 56.03 | 37.99
2016-09-30 17:00:00 | 0.089326 | 0.12923 | 0.6827 | 42.91 | -42.91 | 42.91 | 148.74 | -106.41 | 1000 | 1000 | -42.91 | 42.91 | 42.91 | 60.26 | 42.91
2016-09-30 18:00:00 | 0.15047 | 0.18769 | 0.76871 | 38.97 | -38.97 | 38.97 | 144.8 | -102.47 | 1000 | 1000 | -38.97 | 38.97 | 38.97 | 67.85 | 38.97
2016-09-30 19:00:00 | 0.17943 | 0.21538 | 0.84092 | 31.9 | -31.9 | 31.9 | 137.73 | -95.4 | 1000 | 1000 | -31.9 | 31.9 | 31.9 | 71.64 | 31.9
2016-09-30 20:00:00 | 0.16334 | 0.2 | 0.81374 | 30.93 | -30.93 | 30.93 | 136.76 | -94.43 | 1000 | 1000 | -30.93 | 30.93 | 30.93 | 69.94 | 30.93
2016-09-30 21:00:00 | 0.18586 | 0.22154 | 0.75678 | 28.43 | -28.43 | 28.43 | 134.26 | -91.93 | 1000 | 1000 | -28.43 | 28.43 | 28.43 | 63.33 | 28.43
2016-09-30 22:00:00 | 0.20517 | 0.24 | 0.66533 | 29.18 | -29.18 | 29.18 | 135.01 | -92.68 | 1000 | 1000 | -29.18 | 29.18 | 29.18 | 56.43 | 29.18
2016-09-30 23:00:00 | 0.2277 | 0.26154 | 0.5102 | 31.06 | -31.06 | 31.06 | 136.89 | -94.56 | 1000 | 1000 | -31.06 | 31.06 | 31.06 | 50.9 | 31.06
2016-10-01 00:00:00 | 0.32102 | 0.35077 | 0.39269 | 26 | -26 | 26 | 131.83 | -89.5 | 1000 | 1000 | -26 | 26 | 26 | 48.9 | 26
2016-10-01 01:00:00 | 0.2824 | 0.31385 | 0.32007 | 29.02 | -29.02 | 29.02 | 134.85 | -92.52 | 1000 | 1000 | -29.02 | 29.02 | 29.02 | 42.94 | 29.02
2016-10-01 02:00:00 | 0.32745 | 0.35692 | 0.27054 | 25.94 | -25.94 | 25.94 | 131.77 | -89.44 | 1000 | 1000 | -25.94 | 25.94 | 25.94 | 40.28 | 25.94
2016-10-01 03:00:00 | 0.32102 | 0.35077 | 0.2573 | 29.13 | -29.13 | 29.13 | 134.96 | -92.63 | 1000 | 1000 | -29.13 | 29.13 | 29.13 | 38.52 | 29.13
2016-10-01 04:00:00 | 0.34998 | 0.37846 | 0.25708 | 32.55 | -32.55 | 32.55 | 138.38 | -96.05 | 1000 | 1000 | -32.55 | 32.55 | 32.55 | 40.4 | 32.55
2016-10-01 05:00:00 | 0.29527 | 0.32615 | 0.2679 | 31.3 | -31.3 | 31.3 | 137.13 | -94.8 | 1000 | 1000 | -31.3 | 31.3 | 31.3 | 42.31 | 31.3
2016-10-01 06:00:00 | 0.25666 | 0.28923 | 0.32786 | 38.38 | -38.38 | 38.38 | 144.21 | -101.88 | 1000 | 1000 | -38.38 | 38.38 | 38.38 | 44.49 | 38.38
2016-10-01 07:00:00 | 0.20195 | 0.23692 | 0.51632 | 38.96 | -38.96 | 38.96 | 144.79 | -102.46 | 1000 | 1000 | -38.96 | 38.96 | 38.96 | 48.94 | 38.96
2016-10-01 08:00:00 | 0.17621 | 0.21231 | 0.72881 | 39.94 | -39.94 | 39.94 | 145.77 | -103.44 | 1000 | 1000 | -39.94 | 39.94 | 39.94 | 57.04 | 39.94
2016-10-01 09:00:00 | 0.17299 | 0.20923 | 0.83671 | 39.21 | -39.21 | 39.21 | 145.04 | -102.71 | 1000 | 1000 | -39.21 | 39.21 | 39.21 | 55.9 | 39.21
2016-10-01 10:00:00 | 0.1569 | 0.19385 | 0.89575 | 34.07 | -34.07 | 34.07 | 139.9 | -97.57 | 1000 | 1000 | -34.07 | 34.07 | 34.07 | 54.48 | 34.07
2016-10-01 11:00:00 | 0.15047 | 0.18769 | 0.93645 | 30.53 | -30.53 | 30.53 | 136.36 | -94.03 | 1000 | 1000 | -30.53 | 30.53 | 30.53 | 52.89 | 30.53
2016-10-01 12:00:00 | 0.13438 | 0.17231 | 0.97446 | 29.63 | -29.63 | 29.63 | 135.46 | -93.13 | 1000 | 1000 | -29.63 | 29.63 | 29.63 | 53.43 | 29.63
2016-10-01 13:00:00 | 0.13116 | 0.16923 | 0.93367 | 29.18 | -29.18 | 29.18 | 135.01 | -92.68 | 1000 | 1000 | -29.18 | 29.18 | 29.18 | 48.87 | 29.18
2016-10-01 14:00:00 | 0.14403 | 0.18154 | 0.82041 | 29.44 | -29.44 | 29.44 | 135.27 | -92.94 | 1000 | 1000 | -29.44 | 29.44 | 29.44 | 44.91 | 29.44
2016-10-01 15:00:00 | 0.14403 | 0.18154 | 0.73445 | 34.63 | -34.63 | 34.63 | 140.46 | -98.13 | 1000 | 1000 | -34.63 | 34.63 | 34.63 | 44 | 34.63
2016-10-01 16:00:00 | 0.16977 | 0.20615 | 0.70905 | 39.93 | -39.93 | 39.93 | 145.76 | -103.43 | 1000 | 1000 | -39.93 | 39.93 | 39.93 | 44.22 | 39.93
2016-10-01 17:00:00 | 0.18908 | 0.22462 | 0.76491 | 45.03 | -45.03 | 45.03 | 150.86 | -108.53 | 1000 | 1000 | -45.03 | 45.03 | 45.03 | 52.04 | 45.03
2016-10-01 18:00:00 | 0.1923 | 0.22769 | 0.87191 | 40.06 | -40.06 | 40.06 | 145.89 | -103.56 | 1000 | 1000 | -40.06 | 40.06 | 40.06 | 63.46 | 40.06
2016-10-01 19:00:00 | 0.18908 | 0.22462 | 0.93772 | 30.74 | -30.74 | 30.74 | 136.57 | -94.24 | 1000 | 1000 | -30.74 | 30.74 | 30.74 | 70.22 | 30.74
2016-10-01 20:00:00 | 0.17943 | 0.21538 | 0.86663 | 28.84 | -28.84 | 28.84 | 134.67 | -92.34 | 1000 | 1000 | -28.84 | 28.84 | 28.84 | 64.88 | 28.84
2016-10-01 21:00:00 | 0.17299 | 0.20923 | 0.72173 | 32.47 | -32.47 | 32.47 | 138.3 | -95.97 | 1000 | 1000 | -32.47 | 32.47 | 32.47 | 53.1 | 32.47
2016-10-01 22:00:00 | 0.16334 | 0.2 | 0.6763 | 32.68 | -32.68 | 32.68 | 138.51 | -96.18 | 1000 | 1000 | -32.68 | 32.68 | 32.68 | 52 | 32.68
2016-10-01 23:00:00 | 0.15368 | 0.19077 | 0.57413 | 27.04 | -27.04 | 27.04 | 132.87 | -90.54 | 1000 | 1000 | -27.04 | 27.04 | 27.04 | 47.22 | 27.04
2016-10-02 00:00:00 | 0.14081 | 0.17846 | 0.42848 | 26.28 | -26.28 | 26.28 | 132.11 | -89.78 | 1000 | 1000 | -26.28 | 26.28 | 26.28 | 44.38 | 26.28
2016-10-02 01:00:00 | 0.13116 | 0.16923 | 0.3248 | 25.13 | -25.13 | 25.13 | 130.96 | -88.63 | 1000 | 1000 | -25.13 | 25.13 | 25.13 | 40.4 | 25.13
2016-10-02 02:00:00 | 0.13116 | 0.16923 | 0.2597 | 24.9 | -24.9 | 24.9 | 130.73 | -88.4 | 1000 | 1000 | -24.9 | 24.9 | 24.9 | 34.88 | 24.9
2016-10-02 03:00:00 | 0.15047 | 0.18769 | 0.23571 | 25.03 | -25.03 | 25.03 | 130.86 | -88.53 | 1000 | 1000 | -25.03 | 25.03 | 25.03 | 23.99 | 25.03
2016-10-02 04:00:00 | 0.15368 | 0.19077 | 0.22974 | 25.43 | -25.43 | 25.43 | 131.26 | -88.93 | 1000 | 1000 | -25.43 | 25.43 | 25.43 | 20.28 | 25.43
2016-10-02 05:00:00 | 0.1923 | 0.22769 | 0.23181 | 26.09 | -26.09 | 26.09 | 131.92 | -89.59 | 1000 | 1000 | -26.09 | 26.09 | 26.09 | 26.74 | 26.09
2016-10-02 06:00:00 | 0.1923 | 0.22769 | 0.24273 | 29.7 | -29.7 | 29.7 | 135.53 | -93.2 | 1000 | 1000 | -29.7 | 29.7 | 29.7 | 31.99 | 29.7
2016-10-02 07:00:00 | 0.18265 | 0.21846 | 0.33217 | 30.99 | -30.99 | 30.99 | 136.82 | -94.49 | 1000 | 1000 | -30.99 | 30.99 | 30.99 | 40 | 30.99
2016-10-02 08:00:00 | 0.18265 | 0.21846 | 0.53135 | 29.88 | -29.88 | 29.88 | 135.71 | -93.38 | 1000 | 1000 | -29.88 | 29.88 | 29.88 | 42.94 | 29.88
2016-10-02 09:00:00 | 0.11829 | 0.15692 | 0.74639 | 32.38 | -32.38 | 32.38 | 138.21 | -95.88 | 1000 | 1000 | -32.38 | 32.38 | 32.38 | 41.1 | 32.38
2016-10-02 10:00:00 | 0.095762 | 0.13538 | 0.8642 | 29.11 | -29.11 | 29.11 | 134.94 | -92.61 | 1000 | 1000 | -29.11 | 29.11 | 29.11 | 41.94 | 29.11
2016-10-02 11:00:00 | 0.089326 | 0.12923 | 0.95828 | 26.64 | -26.64 | 26.64 | 132.47 | -90.14 | 1000 | 1000 | -26.64 | 26.64 | 26.64 | 43.05 | 26.64
2016-10-02 12:00:00 | 0.089326 | 0.12923 | 0.97557 | 25.01 | -25.01 | 25.01 | 130.84 | -88.51 | 1000 | 1000 | -25.01 | 25.01 | 25.01 | 43.84 | 25.01
2016-10-02 13:00:00 | 0.089326 | 0.12923 | 0.80626 | 24.65 | -24.65 | 24.65 | 130.48 | -88.15 | 1000 | 1000 | -24.65 | 24.65 | 24.65 | 36.75 | 24.65
2016-10-02 14:00:00 | 0.092544 | 0.13231 | 0.66004 | 25.06 | -25.06 | 25.06 | 130.89 | -88.56 | 1000 | 1000 | -25.06 | 25.06 | 25.06 | 34.88 | 25.06
2016-10-02 15:00:00 | 0.10863 | 0.14769 | 0.58723 | 31.65 | -31.65 | 31.65 | 137.48 | -95.15 | 1000 | 1000 | -31.65 | 31.65 | 31.65 | 35.96 | 31.65
2016-10-02 16:00:00 | 0.12151 | 0.16 | 0.52352 | 41.22 | -41.22 | 41.22 | 147.05 | -104.72 | 1000 | 1000 | -41.22 | 41.22 | 41.22 | 31.64 | 41.22
2016-10-02 17:00:00 | 0.19874 | 0.23385 | 0.55331 | 49.35 | -49.35 | 49.35 | 155.18 | -112.85 | 1000 | 1000 | -49.35 | 49.35 | 49.35 | 41.06 | 49.35
2016-10-02 18:00:00 | 0.20195 | 0.23692 | 0.67192 | 42.4 | -42.4 | 42.4 | 148.23 | -105.9 | 1000 | 1000 | -42.4 | 42.4 | 42.4 | 52.07 | 42.4
2016-10-02 19:00:00 | 0.26631 | 0.29846 | 0.77603 | 34.78 | -34.78 | 34.78 | 140.61 | -98.28 | 1000 | 1000 | -34.78 | 34.78 | 34.78 | 70.95 | 34.78
2016-10-02 20:00:00 | 0.247 | 0.28 | 0.75374 | 29.94 | -29.94 | 29.94 | 135.77 | -93.44 | 1000 | 1000 | -29.94 | 29.94 | 29.94 | 68.58 | 29.94
2016-10-02 21:00:00 | 0.27275 | 0.30462 | 0.70206 | 25.19 | -25.19 | 25.19 | 131.02 | -88.69 | 1000 | 1000 | -25.19 | 25.19 | 25.19 | 55.57 | 25.19
2016-10-02 22:00:00 | 0.25988 | 0.29231 | 0.62189 | 30.81 | -30.81 | 30.81 | 136.64 | -94.31 | 1000 | 1000 | -30.81 | 30.81 | 30.81 | 52.07 | 30.81
2016-10-02 23:00:00 | 0.29206 | 0.32308 | 0.46945 | 26.11 | -26.11 | 26.11 | 131.94 | -89.61 | 1000 | 1000 | -26.11 | 26.11 | 26.11 | 43.08 | 26.11
2016-10-03 00:00:00 | 0.28562 | 0.31692 | 0.42848 | 25.09 | -25.09 | 25.09 | 130.92 | -88.59 | 1000 | 1000 | -25.09 | 25.09 | 25.09 | 41.66 | 25.09
2016-10-03 01:00:00 | 0.31136 | 0.34154 | 0.3248 | 24.54 | -24.54 | 24.54 | 130.37 | -88.04 | 1000 | 1000 | -24.54 | 24.54 | 24.54 | 35.71 | 24.54
2016-10-03 02:00:00 | 0.3532 | 0.38154 | 0.2597 | 24.59 | -24.59 | 24.59 | 130.42 | -88.09 | 1000 | 1000 | -24.59 | 24.59 | 24.59 | 27.56 | 24.59
2016-10-03 03:00:00 | 0.37894 | 0.40615 | 0.23571 | 25.78 | -25.78 | 25.78 | 131.61 | -89.28 | 1000 | 1000 | -25.78 | 25.78 | 25.78 | 21.98 | 25.78
2016-10-03 04:00:00 | 0.37894 | 0.40615 | 0.22974 | 36.12 | -36.12 | 36.12 | 141.95 | -99.62 | 1000 | 1000 | -36.12 | 36.12 | 36.12 | 24.39 | 36.12
2016-10-03 05:00:00 | 0.39181 | 0.41846 | 0.23181 | 40.96 | -40.96 | 40.96 | 146.79 | -104.46 | 1000 | 1000 | -40.96 | 40.96 | 40.96 | 35 | 40.96
2016-10-03 06:00:00 | 0.38216 | 0.40923 | 0.24273 | 38.19 | -38.19 | 38.19 | 144.02 | -101.69 | 1000 | 1000 | -38.19 | 38.19 | 38.19 | 47.75 | 38.19
2016-10-03 07:00:00 | 0.3178 | 0.34769 | 0.33217 | 39.76 | -39.76 | 39.76 | 145.59 | -103.26 | 1000 | 1000 | -39.76 | 39.76 | 39.76 | 62.38 | 39.76
2016-10-03 08:00:00 | 0.26953 | 0.30154 | 0.53135 | 32.6 | -32.6 | 32.6 | 138.43 | -96.1 | 1000 | 1000 | -32.6 | 32.6 | 32.6 | 62.25 | 32.6
2016-10-03 09:00:00 | 0.18265 | 0.21846 | 0.74639 | 33.17 | -33.17 | 33.17 | 139 | -96.67 | 1000 | 1000 | -33.17 | 33.17 | 33.17 | 59.58 | 33.17
2016-10-03 10:00:00 | 0.15047 | 0.18769 | 0.8642 | 26.19 | -26.19 | 26.19 | 132.02 | -89.69 | 1000 | 1000 | -26.19 | 26.19 | 26.19 | 57.72 | 26.19
2016-10-03 11:00:00 | 0.11829 | 0.15692 | 0.95828 | 25.33 | -25.33 | 25.33 | 131.16 | -88.83 | 1000 | 1000 | -25.33 | 25.33 | 25.33 | 60 | 25.33
2016-10-03 12:00:00 | 0.12151 | 0.16 | 0.97557 | 24.59 | -24.59 | 24.59 | 130.42 | -88.09 | 1000 | 1000 | -24.59 | 24.59 | 24.59 | 53.56 | 24.59
2016-10-03 13:00:00 | 0.11185 | 0.15077 | 0.80626 | 29.39 | -29.39 | 29.39 | 135.22 | -92.89 | 1000 | 1000 | -29.39 | 29.39 | 29.39 | 45.54 | 29.39
2016-10-03 14:00:00 | 0.11185 | 0.15077 | 0.66004 | 31.04 | -31.04 | 31.04 | 136.87 | -94.54 | 1000 | 1000 | -31.04 | 31.04 | 31.04 | 43.89 | 31.04
2016-10-03 15:00:00 | 0.12794 | 0.16615 | 0.58723 | 33.37 | -33.37 | 33.37 | 139.2 | -96.87 | 1000 | 1000 | -33.37 | 33.37 | 33.37 | 43.81 | 33.37
2016-10-03 16:00:00 | 0.14081 | 0.17846 | 0.52352 | 37.1 | -37.1 | 37.1 | 142.93 | -100.6 | 1000 | 1000 | -37.1 | 37.1 | 37.1 | 44.32 | 37.1
2016-10-03 17:00:00 | 0.16334 | 0.2 | 0.55331 | 37.74 | -37.74 | 37.74 | 143.57 | -101.24 | 1000 | 1000 | -37.74 | 37.74 | 37.74 | 51.8 | 37.74
2016-10-03 18:00:00 | 0.16977 | 0.20615 | 0.67192 | 32.63 | -32.63 | 32.63 | 138.46 | -96.13 | 1000 | 1000 | -32.63 | 32.63 | 32.63 | 62.39 | 32.63
2016-10-03 19:00:00 | 0.18586 | 0.22154 | 0.77603 | 28.42 | -28.42 | 28.42 | 134.25 | -91.92 | 1000 | 1000 | -28.42 | 28.42 | 28.42 | 70.16 | 28.42
2016-10-03 20:00:00 | 0.16334 | 0.2 | 0.75374 | 25.74 | -25.74 | 25.74 | 131.57 | -89.24 | 1000 | 1000 | -25.74 | 25.74 | 25.74 | 69.83 | 25.74
2016-10-03 21:00:00 | 0.16012 | 0.19692 | 0.70206 | 24.6 | -24.6 | 24.6 | 130.43 | -88.1 | 1000 | 1000 | -24.6 | 24.6 | 24.6 | 55.56 | 24.6
2016-10-03 22:00:00 | 0.16656 | 0.20308 | 0.62189 | 25.96 | -25.96 | 25.96 | 131.79 | -89.46 | 1000 | 1000 | -25.96 | 25.96 | 25.96 | 48.9 | 25.96
2016-10-03 23:00:00 | 0.16656 | 0.20308 | 0.46945 | 25.28 | -25.28 | 25.28 | 131.11 | -88.78 | 1000 | 1000 | -25.28 | 25.28 | 25.28 | 41.46 | 25.28
2016-10-04 00:00:00 | 0.15368 | 0.19077 | 0.35579 | 24.05 | -24.05 | 24.05 | 129.88 | -87.55 | 1000 | 1000 | -24.05 | 24.05 | 24.05 | 37.15 | 24.05
2016-10-04 01:00:00 | 0.16977 | 0.20615 | 0.2723 | 22.03 | -22.03 | 22.03 | 127.86 | -85.53 | 1000 | 1000 | -22.03 | 22.03 | 22.03 | 30.54 | 22.03
2016-10-04 02:00:00 | 0.1923 | 0.22769 | 0.24656 | 23.25 | -23.25 | 23.25 | 129.08 | -86.75 | 1000 | 1000 | -23.25 | 23.25 | 23.25 | 25 | 23.25
2016-10-04 03:00:00 | 0.1923 | 0.22769 | 0.24182 | 25.54 | -25.54 | 25.54 | 131.37 | -89.04 | 1000 | 1000 | -25.54 | 25.54 | 25.54 | 21.15 | 25.54
2016-10-04 04:00:00 | 0.20517 | 0.24 | 0.25666 | 30.04 | -30.04 | 30.04 | 135.87 | -93.54 | 1000 | 1000 | -30.04 | 30.04 | 30.04 | 21.66 | 30.04
2016-10-04 05:00:00 | 0.23092 | 0.26462 | 0.30259 | 37.1 | -37.1 | 37.1 | 142.93 | -100.6 | 1000 | 1000 | -37.1 | 37.1 | 37.1 | 32.16 | 37.1
2016-10-04 06:00:00 | 0.23413 | 0.26769 | 0.48151 | 40.38 | -40.38 | 40.38 | 146.21 | -103.88 | 1000 | 1000 | -40.38 | 40.38 | 40.38 | 51.87 | 40.38
2016-10-04 07:00:00 | 0.19552 | 0.23077 | 0.66658 | 36.78 | -36.78 | 36.78 | 142.61 | -100.28 | 1000 | 1000 | -36.78 | 36.78 | 36.78 | 70.96 | 36.78
2016-10-04 08:00:00 | 0.17299 | 0.20923 | 0.76801 | 32.37 | -32.37 | 32.37 | 138.2 | -95.87 | 1000 | 1000 | -32.37 | 32.37 | 32.37 | 69.32 | 32.37
2016-10-04 09:00:00 | 0.14403 | 0.18154 | 0.79951 | 28.71 | -28.71 | 28.71 | 134.54 | -92.21 | 1000 | 1000 | -28.71 | 28.71 | 28.71 | 67.26 | 28.71
2016-10-04 10:00:00 | 0.10863 | 0.14769 | 0.78557 | 31.29 | -31.29 | 31.29 | 137.12 | -94.79 | 1000 | 1000 | -31.29 | 31.29 | 31.29 | 65.51 | 31.29
2016-10-04 11:00:00 | 0.10863 | 0.14769 | 0.79764 | 32.08 | -32.08 | 32.08 | 137.91 | -95.58 | 1000 | 1000 | -32.08 | 32.08 | 32.08 | 64.87 | 32.08
2016-10-04 12:00:00 | 0.12151 | 0.16 | 0.85187 | 31.99 | -31.99 | 31.99 | 137.82 | -95.49 | 1000 | 1000 | -31.99 | 31.99 | 31.99 | 62.96 | 31.99
2016-10-04 13:00:00 | 0.13438 | 0.17231 | 0.80371 | 31.87 | -31.87 | 31.87 | 137.7 | -95.37 | 1000 | 1000 | -31.87 | 31.87 | 31.87 | 57.98 | 31.87
2016-10-04 14:00:00 | 0.15368 | 0.19077 | 0.71281 | 30.49 | -30.49 | 30.49 | 136.32 | -93.99 | 1000 | 1000 | -30.49 | 30.49 | 30.49 | 53.69 | 30.49
2016-10-04 15:00:00 | 0.14725 | 0.18462 | 0.66962 | 35.7 | -35.7 | 35.7 | 141.53 | -99.2 | 1000 | 1000 | -35.7 | 35.7 | 35.7 | 52.84 | 35.7
2016-10-04 16:00:00 | 0.19552 | 0.23077 | 0.64249 | 37.88 | -37.88 | 37.88 | 143.71 | -101.38 | 1000 | 1000 | -37.88 | 37.88 | 37.88 | 50.9 | 37.88
2016-10-04 17:00:00 | 0.21483 | 0.24923 | 0.6827 | 39.09 | -39.09 | 39.09 | 144.92 | -102.59 | 1000 | 1000 | -39.09 | 39.09 | 39.09 | 57.29 | 39.09
2016-10-04 18:00:00 | 0.247 | 0.28 | 0.76871 | 30.21 | -30.21 | 30.21 | 136.04 | -93.71 | 1000 | 1000 | -30.21 | 30.21 | 30.21 | 63.2 | 30.21
2016-10-04 19:00:00 | 0.247 | 0.28 | 0.84092 | 26.08 | -26.08 | 26.08 | 131.91 | -89.58 | 1000 | 1000 | -26.08 | 26.08 | 26.08 | 69.99 | 26.08
2016-10-04 20:00:00 | 0.26953 | 0.30154 | 0.81374 | 24.78 | -24.78 | 24.78 | 130.61 | -88.28 | 1000 | 1000 | -24.78 | 24.78 | 24.78 | 68 | 24.78
2016-10-04 21:00:00 | 0.30493 | 0.33538 | 0.75678 | 24.93 | -24.93 | 24.93 | 130.76 | -88.43 | 1000 | 1000 | -24.93 | 24.93 | 24.93 | 57.22 | 24.93
2016-10-04 22:00:00 | 0.34032 | 0.36923 | 0.66533 | 25.06 | -25.06 | 25.06 | 130.89 | -88.56 | 1000 | 1000 | -25.06 | 25.06 | 25.06 | 51.45 | 25.06
2016-10-04 23:00:00 | 0.35641 | 0.38462 | 0.5102 | 23.67 | -23.67 | 23.67 | 129.5 | -87.17 | 1000 | 1000 | -23.67 | 23.67 | 23.67 | 42.9 | 23.67
2016-10-05 00:00:00 | 0.33067 | 0.36 | 0.35579 | 22.45 | -22.45 | 22.45 | 128.28 | -85.95 | 1000 | 1000 | -22.45 | 22.45 | 22.45 | 43.94 | 22.45
2016-10-05 01:00:00 | 0.33711 | 0.36615 | 0.2723 | 22.23 | -22.23 | 22.23 | 128.06 | -85.73 | 1000 | 1000 | -22.23 | 22.23 | 22.23 | 40.91 | 22.23
2016-10-05 02:00:00 | 0.34354 | 0.37231 | 0.24656 | 22.71 | -22.71 | 22.71 | 128.54 | -86.21 | 1000 | 1000 | -22.71 | 22.71 | 22.71 | 37.22 | 22.71
2016-10-05 03:00:00 | 0.31136 | 0.34154 | 0.24182 | 24.3 | -24.3 | 24.3 | 130.13 | -87.8 | 1000 | 1000 | -24.3 | 24.3 | 24.3 | 30.73 | 24.3
2016-10-05 04:00:00 | 0.32424 | 0.35385 | 0.25666 | 31.17 | -31.17 | 31.17 | 137 | -94.67 | 1000 | 1000 | -31.17 | 31.17 | 31.17 | 36.09 | 31.17
2016-10-05 05:00:00 | 0.33389 | 0.36308 | 0.30259 | 42.45 | -42.45 | 42.45 | 148.28 | -105.95 | 1000 | 1000 | -42.45 | 42.45 | 42.45 | 42.54 | 42.45
2016-10-05 06:00:00 | 0.31136 | 0.34154 | 0.48151 | 41.97 | -41.97 | 41.97 | 147.8 | -105.47 | 1000 | 1000 | -41.97 | 41.97 | 41.97 | 63.52 | 41.97
2016-10-05 07:00:00 | 0.30493 | 0.33538 | 0.66658 | 30.14 | -30.14 | 30.14 | 135.97 | -93.64 | 1000 | 1000 | -30.14 | 30.14 | 30.14 | 67.93 | 30.14
2016-10-05 08:00:00 | 0.27918 | 0.31077 | 0.76801 | 27.58 | -27.58 | 27.58 | 133.41 | -91.08 | 1000 | 1000 | -27.58 | 27.58 | 27.58 | 66.5 | 27.58
2016-10-05 09:00:00 | 0.21804 | 0.25231 | 0.79951 | 27.51 | -27.51 | 27.51 | 133.34 | -91.01 | 1000 | 1000 | -27.51 | 27.51 | 27.51 | 67.19 | 27.51
2016-10-05 10:00:00 | 0.21161 | 0.24615 | 0.78557 | 26.33 | -26.33 | 26.33 | 132.16 | -89.83 | 1000 | 1000 | -26.33 | 26.33 | 26.33 | 66.61 | 26.33
2016-10-05 11:00:00 | 0.21161 | 0.24615 | 0.79764 | 26.98 | -26.98 | 26.98 | 132.81 | -90.48 | 1000 | 1000 | -26.98 | 26.98 | 26.98 | 65.28 | 26.98
2016-10-05 12:00:00 | 0.24379 | 0.27692 | 0.85187 | 28.17 | -28.17 | 28.17 | 134 | -91.67 | 1000 | 1000 | -28.17 | 28.17 | 28.17 | 64.01 | 28.17
2016-10-05 13:00:00 | 0.22448 | 0.25846 | 0.80371 | 28.18 | -28.18 | 28.18 | 134.01 | -91.68 | 1000 | 1000 | -28.18 | 28.18 | 28.18 | 61 | 28.18
2016-10-05 14:00:00 | 0.23735 | 0.27077 | 0.71281 | 29.99 | -29.99 | 29.99 | 135.82 | -93.49 | 1000 | 1000 | -29.99 | 29.99 | 29.99 | 54.64 | 29.99
2016-10-05 15:00:00 | 0.23413 | 0.26769 | 0.66962 | 35 | -35 | 35 | 140.83 | -98.5 | 1000 | 1000 | -35 | 35 | 35 | 51.83 | 35
2016-10-05 16:00:00 | 0.22448 | 0.25846 | 0.64249 | 42.2 | -42.2 | 42.2 | 148.03 | -105.7 | 1000 | 1000 | -42.2 | 42.2 | 42.2 | 50.69 | 42.2
2016-10-05 17:00:00 | 0.24379 | 0.27692 | 0.6827 | 41.08 | -41.08 | 41.08 | 146.91 | -104.58 | 1000 | 1000 | -41.08 | 41.08 | 41.08 | 54.15 | 41.08
2016-10-05 18:00:00 | 0.26631 | 0.29846 | 0.76871 | 33.37 | -33.37 | 33.37 | 139.2 | -96.87 | 1000 | 1000 | -33.37 | 33.37 | 33.37 | 64.13 | 33.37
2016-10-05 19:00:00 | 0.25988 | 0.29231 | 0.84092 | 27.67 | -27.67 | 27.67 | 133.5 | -91.17 | 1000 | 1000 | -27.67 | 27.67 | 27.67 | 67.5 | 27.67
2016-10-05 20:00:00 | 0.25022 | 0.28308 | 0.81374 | 26.98 | -26.98 | 26.98 | 132.81 | -90.48 | 1000 | 1000 | -26.98 | 26.98 | 26.98 | 64.98 | 26.98
2016-10-05 21:00:00 | 0.25988 | 0.29231 | 0.75678 | 25.02 | -25.02 | 25.02 | 130.85 | -88.52 | 1000 | 1000 | -25.02 | 25.02 | 25.02 | 52.29 | 25.02
2016-10-05 22:00:00 | 0.25666 | 0.28923 | 0.66533 | 13.65 | -13.65 | 13.65 | 119.48 | -77.15 | 1000 | 1000 | -13.65 | 13.65 | 13.65 | 47.99 | 13.65
2016-10-05 23:00:00 | 0.26631 | 0.29846 | 0.5102 | 17.1 | -17.1 | 17.1 | 122.93 | -80.6 | 1000 | 1000 | -17.1 | 17.1 | 17.1 | 43 | 17.1
2016-10-06 00:00:00 | 0.25666 | 0.28923 | 0.35579 | 16.05 | -16.05 | 16.05 | 121.88 | -79.55 | 1000 | 1000 | -16.05 | 16.05 | 16.05 | 41.5 | 16.05
2016-10-06 01:00:00 | 0.247 | 0.28 | 0.2723 | 12.3 | -12.3 | 12.3 | 118.13 | -75.8 | 1000 | 1000 | -12.3 | 12.3 | 12.3 | 36.79 | 12.3
2016-10-06 02:00:00 | 0.23735 | 0.27077 | 0.24656 | 19.55 | -19.55 | 19.55 | 125.38 | -83.05 | 1000 | 1000 | -19.55 | 19.55 | 19.55 | 29.2 | 19.55
2016-10-06 03:00:00 | 0.2277 | 0.26154 | 0.24182 | 24.06 | -24.06 | 24.06 | 129.89 | -87.56 | 1000 | 1000 | -24.06 | 24.06 | 24.06 | 19.96 | 24.06
2016-10-06 04:00:00 | 0.22448 | 0.25846 | 0.25666 | 27.63 | -27.63 | 27.63 | 133.46 | -91.13 | 1000 | 1000 | -27.63 | 27.63 | 27.63 | 15.44 | 27.63
2016-10-06 05:00:00 | 0.22126 | 0.25538 | 0.30259 | 33.19 | -33.19 | 33.19 | 139.02 | -96.69 | 1000 | 1000 | -33.19 | 33.19 | 33.19 | 33.15 | 33.19
2016-10-06 06:00:00 | 0.21804 | 0.25231 | 0.48151 | 32.57 | -32.57 | 32.57 | 138.4 | -96.07 | 1000 | 1000 | -32.57 | 32.57 | 32.57 | 46 | 32.57
2016-10-06 07:00:00 | 0.22126 | 0.25538 | 0.66658 | 36.19 | -36.19 | 36.19 | 142.02 | -99.69 | 1000 | 1000 | -36.19 | 36.19 | 36.19 | 51.42 | 36.19
2016-10-06 08:00:00 | 0.21804 | 0.25231 | 0.76801 | 36.45 | -36.45 | 36.45 | 142.28 | -99.95 | 1000 | 1000 | -36.45 | 36.45 | 36.45 | 53.32 | 36.45
2016-10-06 09:00:00 | 0.22448 | 0.25846 | 0.79951 | 36.77 | -36.77 | 36.77 | 142.6 | -100.27 | 1000 | 1000 | -36.77 | 36.77 | 36.77 | 49.93 | 36.77
2016-10-06 10:00:00 | 0.22126 | 0.25538 | 0.78557 | 36.97 | -36.97 | 36.97 | 142.8 | -100.47 | 1000 | 1000 | -36.97 | 36.97 | 36.97 | 50.16 | 36.97
2016-10-06 11:00:00 | 0.22448 | 0.25846 | 0.79764 | 36.44 | -36.44 | 36.44 | 142.27 | -99.94 | 1000 | 1000 | -36.44 | 36.44 | 36.44 | 50.18 | 36.44
2016-10-06 12:00:00 | 0.22126 | 0.25538 | 0.85187 | 34.18 | -34.18 | 34.18 | 140.01 | -97.68 | 1000 | 1000 | -34.18 | 34.18 | 34.18 | 47.78 | 34.18
2016-10-06 13:00:00 | 0.21483 | 0.24923 | 0.80371 | 34.06 | -34.06 | 34.06 | 139.89 | -97.56 | 1000 | 1000 | -34.06 | 34.06 | 34.06 | 47.06 | 34.06
2016-10-06 14:00:00 | 0.2277 | 0.26154 | 0.71281 | 33.42 | -33.42 | 33.42 | 139.25 | -96.92 | 1000 | 1000 | -33.42 | 33.42 | 33.42 | 45.95 | 33.42
2016-10-06 15:00:00 | 0.22448 | 0.25846 | 0.66962 | 42.42 | -42.42 | 42.42 | 148.25 | -105.92 | 1000 | 1000 | -42.42 | 42.42 | 42.42 | 48.32 | 42.42
2016-10-06 16:00:00 | 0.22448 | 0.25846 | 0.64249 | 42.47 | -42.47 | 42.47 | 148.3 | -105.97 | 1000 | 1000 | -42.47 | 42.47 | 42.47 | 45.03 | 42.47
2016-10-06 17:00:00 | 0.23735 | 0.27077 | 0.6827 | 49.69 | -49.69 | 49.69 | 155.52 | -113.19 | 1000 | 1000 | -49.69 | 49.69 | 49.69 | 50.72 | 49.69
2016-10-06 18:00:00 | 0.24379 | 0.27692 | 0.76871 | 40.02 | -40.02 | 40.02 | 145.85 | -103.52 | 1000 | 1000 | -40.02 | 40.02 | 40.02 | 61 | 40.02
2016-10-06 19:00:00 | 0.25344 | 0.28615 | 0.84092 | 34.23 | -34.23 | 34.23 | 140.06 | -97.73 | 1000 | 1000 | -34.23 | 34.23 | 34.23 | 72.91 | 34.23
2016-10-06 20:00:00 | 0.25022 | 0.28308 | 0.81374 | 30.68 | -30.68 | 30.68 | 136.51 | -94.18 | 1000 | 1000 | -30.68 | 30.68 | 30.68 | 67.71 | 30.68
2016-10-06 21:00:00 | 0.25344 | 0.28615 | 0.75678 | 28.43 | -28.43 | 28.43 | 134.26 | -91.93 | 1000 | 1000 | -28.43 | 28.43 | 28.43 | 53.14 | 28.43
2016-10-06 22:00:00 | 0.25666 | 0.28923 | 0.66533 | 28.87 | -28.87 | 28.87 | 134.7 | -92.37 | 1000 | 1000 | -28.87 | 28.87 | 28.87 | 49 | 28.87
2016-10-06 23:00:00 | 0.26631 | 0.29846 | 0.5102 | 26.9 | -26.9 | 26.9 | 132.73 | -90.4 | 1000 | 1000 | -26.9 | 26.9 | 26.9 | 44.16 | 26.9
2016-10-07 00:00:00 | 0.26631 | 0.29846 | 0.35579 | 26.98 | -26.98 | 26.98 | 132.81 | -90.48 | 1000 | 1000 | -26.98 | 26.98 | 26.98 | 42.77 | 26.98
2016-10-07 01:00:00 | 0.26631 | 0.29846 | 0.2723 | 27.59 | -27.59 | 27.59 | 133.42 | -91.09 | 1000 | 1000 | -27.59 | 27.59 | 27.59 | 40.54 | 27.59
2016-10-07 02:00:00 | 0.25344 | 0.28615 | 0.24656 | 27.96 | -27.96 | 27.96 | 133.79 | -91.46 | 1000 | 1000 | -27.96 | 27.96 | 27.96 | 35.1 | 27.96
2016-10-07 03:00:00 | 0.27597 | 0.30769 | 0.24182 | 29.93 | -29.93 | 29.93 | 135.76 | -93.43 | 1000 | 1000 | -29.93 | 29.93 | 29.93 | 19.94 | 29.93
2016-10-07 04:00:00 | 0.28562 | 0.31692 | 0.25666 | 42.28 | -42.28 | 42.28 | 148.11 | -105.78 | 1000 | 1000 | -42.28 | 42.28 | 42.28 | 21.63 | 42.28
2016-10-07 05:00:00 | 0.29206 | 0.32308 | 0.30259 | 42 | -42 | 42 | 147.83 | -105.5 | 1000 | 1000 | -42 | 42 | 42 | 35.76 | 42
2016-10-07 06:00:00 | 0.29849 | 0.32923 | 0.48151 | 45.58 | -45.58 | 45.58 | 151.41 | -109.08 | 1000 | 1000 | -45.58 | 45.58 | 45.58 | 51.45 | 45.58
2016-10-07 07:00:00 | 0.28884 | 0.32 | 0.66658 | 45.05 | -45.05 | 45.05 | 150.88 | -108.55 | 1000 | 1000 | -45.05 | 45.05 | 45.05 | 63.97 | 45.05
2016-10-07 08:00:00 | 0.27918 | 0.31077 | 0.76801 | 46.53 | -46.53 | 46.53 | 152.36 | -110.03 | 1000 | 1000 | -46.53 | 46.53 | 46.53 | 62.14 | 46.53
2016-10-07 09:00:00 | 0.247 | 0.28 | 0.79951 | 52.32 | -52.32 | 52.32 | 158.15 | -115.82 | 1000 | 1000 | -52.32 | 52.32 | 52.32 | 63.74 | 52.32
2016-10-07 10:00:00 | 0.20517 | 0.24 | 0.78557 | 53.07 | -53.07 | 53.07 | 158.9 | -116.57 | 1000 | 1000 | -53.07 | 53.07 | 53.07 | 61.19 | 53.07
2016-10-07 11:00:00 | 0.20517 | 0.24 | 0.79764 | 47.11 | -47.11 | 47.11 | 152.94 | -110.61 | 1000 | 1000 | -47.11 | 47.11 | 47.11 | 62 | 47.11
2016-10-07 12:00:00 | 0.21483 | 0.24923 | 0.85187 | 44.06 | -44.06 | 44.06 | 149.89 | -107.56 | 1000 | 1000 | -44.06 | 44.06 | 44.06 | 61.98 | 44.06
2016-10-07 13:00:00 | 0.23092 | 0.26462 | 0.80371 | 42.47 | -42.47 | 42.47 | 148.3 | -105.97 | 1000 | 1000 | -42.47 | 42.47 | 42.47 | 58.03 | 42.47
2016-10-07 14:00:00 | 0.247 | 0.28 | 0.71281 | 41.98 | -41.98 | 41.98 | 147.81 | -105.48 | 1000 | 1000 | -41.98 | 41.98 | 41.98 | 55.51 | 41.98
2016-10-07 15:00:00 | 0.25666 | 0.28923 | 0.66962 | 38.49 | -38.49 | 38.49 | 144.32 | -101.99 | 1000 | 1000 | -38.49 | 38.49 | 38.49 | 50 | 38.49
2016-10-07 16:00:00 | 0.26953 | 0.30154 | 0.64249 | 41.94 | -41.94 | 41.94 | 147.77 | -105.44 | 1000 | 1000 | -41.94 | 41.94 | 41.94 | 48.62 | 41.94
2016-10-07 17:00:00 | 0.27918 | 0.31077 | 0.6827 | 42.46 | -42.46 | 42.46 | 148.29 | -105.96 | 1000 | 1000 | -42.46 | 42.46 | 42.46 | 51.68 | 42.46
2016-10-07 18:00:00 | 0.2824 | 0.31385 | 0.76871 | 33.1 | -33.1 | 33.1 | 138.93 | -96.6 | 1000 | 1000 | -33.1 | 33.1 | 33.1 | 56.2 | 33.1
2016-10-07 19:00:00 | 0.28884 | 0.32 | 0.84092 | 30.53 | -30.53 | 30.53 | 136.36 | -94.03 | 1000 | 1000 | -30.53 | 30.53 | 30.53 | 64.08 | 30.53
2016-10-07 20:00:00 | 0.32424 | 0.35385 | 0.81374 | 31.12 | -31.12 | 31.12 | 136.95 | -94.62 | 1000 | 1000 | -31.12 | 31.12 | 31.12 | 59.15 | 31.12
2016-10-07 21:00:00 | 0.34032 | 0.36923 | 0.75678 | 32.97 | -32.97 | 32.97 | 138.8 | -96.47 | 1000 | 1000 | -32.97 | 32.97 | 32.97 | 55.48 | 32.97
2016-10-07 22:00:00 | 0.34998 | 0.37846 | 0.66533 | 31.04 | -31.04 | 31.04 | 136.87 | -94.54 | 1000 | 1000 | -31.04 | 31.04 | 31.04 | 52.47 | 31.04
2016-10-07 23:00:00 | 0.36607 | 0.39385 | 0.5102 | 28.78 | -28.78 | 28.78 | 134.61 | -92.28 | 1000 | 1000 | -28.78 | 28.78 | 28.78 | 45.78 | 28.78
2016-10-08 00:00:00 | 0.36285 | 0.39077 | 0.39269 | 29.97 | -29.97 | 29.97 | 135.8 | -93.47 | 1000 | 1000 | -29.97 | 29.97 | 29.97 | 50.33 | 29.97
2016-10-08 01:00:00 | 0.33067 | 0.36 | 0.32007 | 29.7 | -29.7 | 29.7 | 135.53 | -93.2 | 1000 | 1000 | -29.7 | 29.7 | 29.7 | 43.33 | 29.7
2016-10-08 02:00:00 | 0.30493 | 0.33538 | 0.27054 | 29.99 | -29.99 | 29.99 | 135.82 | -93.49 | 1000 | 1000 | -29.99 | 29.99 | 29.99 | 41.96 | 29.99
2016-10-08 03:00:00 | 0.29206 | 0.32308 | 0.2573 | 29.56 | -29.56 | 29.56 | 135.39 | -93.06 | 1000 | 1000 | -29.56 | 29.56 | 29.56 | 32.76 | 29.56
2016-10-08 04:00:00 | 0.2824 | 0.31385 | 0.25708 | 31.59 | -31.59 | 31.59 | 137.42 | -95.09 | 1000 | 1000 | -31.59 | 31.59 | 31.59 | 26.28 | 31.59
2016-10-08 05:00:00 | 0.29527 | 0.32615 | 0.2679 | 33.39 | -33.39 | 33.39 | 139.22 | -96.89 | 1000 | 1000 | -33.39 | 33.39 | 33.39 | 33.24 | 33.39
2016-10-08 06:00:00 | 0.29527 | 0.32615 | 0.32786 | 40.04 | -40.04 | 40.04 | 145.87 | -103.54 | 1000 | 1000 | -40.04 | 40.04 | 40.04 | 38.43 | 40.04
2016-10-08 07:00:00 | 0.29527 | 0.32615 | 0.51632 | 43.41 | -43.41 | 43.41 | 149.24 | -106.91 | 1000 | 1000 | -43.41 | 43.41 | 43.41 | 49.43 | 43.41
2016-10-08 08:00:00 | 0.26953 | 0.30154 | 0.72881 | 44.94 | -44.94 | 44.94 | 150.77 | -108.44 | 1000 | 1000 | -44.94 | 44.94 | 44.94 | 49.72 | 44.94
2016-10-08 09:00:00 | 0.25666 | 0.28923 | 0.83671 | 42.08 | -42.08 | 42.08 | 147.91 | -105.58 | 1000 | 1000 | -42.08 | 42.08 | 42.08 | 55.29 | 42.08
2016-10-08 10:00:00 | 0.25022 | 0.28308 | 0.89575 | 33.58 | -33.58 | 33.58 | 139.41 | -97.08 | 1000 | 1000 | -33.58 | 33.58 | 33.58 | 54.99 | 33.58
2016-10-08 11:00:00 | 0.24057 | 0.27385 | 0.93645 | 32.48 | -32.48 | 32.48 | 138.31 | -95.98 | 1000 | 1000 | -32.48 | 32.48 | 32.48 | 56.61 | 32.48
2016-10-08 12:00:00 | 0.2277 | 0.26154 | 0.97446 | 33.03 | -33.03 | 33.03 | 138.86 | -96.53 | 1000 | 1000 | -33.03 | 33.03 | 33.03 | 56.48 | 33.03
2016-10-08 13:00:00 | 0.25022 | 0.28308 | 0.93367 | 32.44 | -32.44 | 32.44 | 138.27 | -95.94 | 1000 | 1000 | -32.44 | 32.44 | 32.44 | 51.21 | 32.44
2016-10-08 14:00:00 | 0.23735 | 0.27077 | 0.82041 | 37.02 | -37.02 | 37.02 | 142.85 | -100.52 | 1000 | 1000 | -37.02 | 37.02 | 37.02 | 49 | 37.02
2016-10-08 15:00:00 | 0.247 | 0.28 | 0.73445 | 42.69 | -42.69 | 42.69 | 148.52 | -106.19 | 1000 | 1000 | -42.69 | 42.69 | 42.69 | 46.86 | 42.69
2016-10-08 16:00:00 | 0.25666 | 0.28923 | 0.70905 | 46 | -46 | 46 | 151.83 | -109.5 | 1000 | 1000 | -46 | 46 | 46 | 47.32 | 46
2016-10-08 17:00:00 | 0.28884 | 0.32 | 0.76491 | 52.75 | -52.75 | 52.75 | 158.58 | -116.25 | 1000 | 1000 | -52.75 | 52.75 | 52.75 | 50.96 | 52.75
2016-10-08 18:00:00 | 0.29206 | 0.32308 | 0.87191 | 42.92 | -42.92 | 42.92 | 148.75 | -106.42 | 1000 | 1000 | -42.92 | 42.92 | 42.92 | 62.07 | 42.92
2016-10-08 19:00:00 | 0.30493 | 0.33538 | 0.93772 | 35 | -35 | 35 | 140.83 | -98.5 | 1000 | 1000 | -35 | 35 | 35 | 72.03 | 35
2016-10-08 20:00:00 | 0.29849 | 0.32923 | 0.86663 | 32.44 | -32.44 | 32.44 | 138.27 | -95.94 | 1000 | 1000 | -32.44 | 32.44 | 32.44 | 64.97 | 32.44
2016-10-08 21:00:00 | 0.29849 | 0.32923 | 0.72173 | 31.12 | -31.12 | 31.12 | 136.95 | -94.62 | 1000 | 1000 | -31.12 | 31.12 | 31.12 | 56.68 | 31.12
2016-10-08 22:00:00 | 0.30171 | 0.33231 | 0.6763 | 28.71 | -28.71 | 28.71 | 134.54 | -92.21 | 1000 | 1000 | -28.71 | 28.71 | 28.71 | 56.28 | 28.71
2016-10-08 23:00:00 | 0.30171 | 0.33231 | 0.57413 | 28.45 | -28.45 | 28.45 | 134.28 | -91.95 | 1000 | 1000 | -28.45 | 28.45 | 28.45 | 47.38 | 28.45
2016-10-09 00:00:00 | 0.29849 | 0.32923 | 0.42848 | 29.25 | -29.25 | 29.25 | 135.08 | -92.75 | 1000 | 1000 | -29.25 | 29.25 | 29.25 | 50.32 | 29.25
2016-10-09 01:00:00 | 0.28884 | 0.32 | 0.3248 | 28.79 | -28.79 | 28.79 | 134.62 | -92.29 | 1000 | 1000 | -28.79 | 28.79 | 28.79 | 45.21 | 28.79
2016-10-09 02:00:00 | 0.28562 | 0.31692 | 0.2597 | 28.72 | -28.72 | 28.72 | 134.55 | -92.22 | 1000 | 1000 | -28.72 | 28.72 | 28.72 | 43.44 | 28.72
2016-10-09 03:00:00 | 0.30171 | 0.33231 | 0.23571 | 28.09 | -28.09 | 28.09 | 133.92 | -91.59 | 1000 | 1000 | -28.09 | 28.09 | 28.09 | 40.57 | 28.09
2016-10-09 04:00:00 | 0.31136 | 0.34154 | 0.22974 | 28.55 | -28.55 | 28.55 | 134.38 | -92.05 | 1000 | 1000 | -28.55 | 28.55 | 28.55 | 36.79 | 28.55
2016-10-09 05:00:00 | 0.32102 | 0.35077 | 0.23181 | 29.11 | -29.11 | 29.11 | 134.94 | -92.61 | 1000 | 1000 | -29.11 | 29.11 | 29.11 | 35.78 | 29.11
2016-10-09 06:00:00 | 0.32424 | 0.35385 | 0.24273 | 31.87 | -31.87 | 31.87 | 137.7 | -95.37 | 1000 | 1000 | -31.87 | 31.87 | 31.87 | 38.39 | 31.87
2016-10-09 07:00:00 | 0.32102 | 0.35077 | 0.33217 | 33.68 | -33.68 | 33.68 | 139.51 | -97.18 | 1000 | 1000 | -33.68 | 33.68 | 33.68 | 39.65 | 33.68
2016-10-09 08:00:00 | 0.31136 | 0.34154 | 0.53135 | 33.34 | -33.34 | 33.34 | 139.17 | -96.84 | 1000 | 1000 | -33.34 | 33.34 | 33.34 | 40.35 | 33.34
2016-10-09 09:00:00 | 0.28562 | 0.31692 | 0.74639 | 34.13 | -34.13 | 34.13 | 139.96 | -97.63 | 1000 | 1000 | -34.13 | 34.13 | 34.13 | 44.85 | 34.13
2016-10-09 10:00:00 | 0.29206 | 0.32308 | 0.8642 | 32.06 | -32.06 | 32.06 | 137.89 | -95.56 | 1000 | 1000 | -32.06 | 32.06 | 32.06 | 49.97 | 32.06
2016-10-09 11:00:00 | 0.27275 | 0.30462 | 0.95828 | 28.81 | -28.81 | 28.81 | 134.64 | -92.31 | 1000 | 1000 | -28.81 | 28.81 | 28.81 | 51.99 | 28.81
2016-10-09 12:00:00 | 0.24379 | 0.27692 | 0.97557 | 28.23 | -28.23 | 28.23 | 134.06 | -91.73 | 1000 | 1000 | -28.23 | 28.23 | 28.23 | 52.07 | 28.23
2016-10-09 13:00:00 | 0.247 | 0.28 | 0.80626 | 28.21 | -28.21 | 28.21 | 134.04 | -91.71 | 1000 | 1000 | -28.21 | 28.21 | 28.21 | 44.59 | 28.21
2016-10-09 14:00:00 | 0.25988 | 0.29231 | 0.66004 | 28.8 | -28.8 | 28.8 | 134.63 | -92.3 | 1000 | 1000 | -28.8 | 28.8 | 28.8 | 39.94 | 28.8
2016-10-09 15:00:00 | 0.24379 | 0.27692 | 0.58723 | 32.95 | -32.95 | 32.95 | 138.78 | -96.45 | 1000 | 1000 | -32.95 | 32.95 | 32.95 | 37.8 | 32.95
2016-10-09 16:00:00 | 0.28884 | 0.32 | 0.52352 | 41.29 | -41.29 | 41.29 | 147.12 | -104.79 | 1000 | 1000 | -41.29 | 41.29 | 41.29 | 33.95 | 41.29
2016-10-09 17:00:00 | 0.3178 | 0.34769 | 0.55331 | 50.52 | -50.52 | 50.52 | 156.35 | -114.02 | 1000 | 1000 | -50.52 | 50.52 | 50.52 | 39.93 | 50.52
2016-10-09 18:00:00 | 0.32102 | 0.35077 | 0.67192 | 45.29 | -45.29 | 45.29 | 151.12 | -108.79 | 1000 | 1000 | -45.29 | 45.29 | 45.29 | 46.06 | 45.29
2016-10-09 19:00:00 | 0.34676 | 0.37538 | 0.77603 | 43.45 | -43.45 | 43.45 | 149.28 | -106.95 | 1000 | 1000 | -43.45 | 43.45 | 43.45 | 63.2 | 43.45
2016-10-09 20:00:00 | 0.36607 | 0.39385 | 0.75374 | 42.24 | -42.24 | 42.24 | 148.07 | -105.74 | 1000 | 1000 | -42.24 | 42.24 | 42.24 | 57.1 | 42.24
2016-10-09 21:00:00 | 0.38859 | 0.41538 | 0.70206 | 34.39 | -34.39 | 34.39 | 140.22 | -97.89 | 1000 | 1000 | -34.39 | 34.39 | 34.39 | 47.23 | 34.39
2016-10-09 22:00:00 | 0.39503 | 0.42154 | 0.62189 | 29.58 | -29.58 | 29.58 | 135.41 | -93.08 | 1000 | 1000 | -29.58 | 29.58 | 29.58 | 44.67 | 29.58
2016-10-09 23:00:00 | 0.42077 | 0.44615 | 0.46945 | 31.87 | -31.87 | 31.87 | 137.7 | -95.37 | 1000 | 1000 | -31.87 | 31.87 | 31.87 | 39.45 | 31.87
2016-10-10 00:00:00 | 0.43364 | 0.45846 | 0.35579 | 33.49 | -33.49 | 33.49 | 139.32 | -96.99 | 1000 | 1000 | -33.49 | 33.49 | 33.49 | 41.96 | 33.49
2016-10-10 01:00:00 | 0.43364 | 0.45846 | 0.2723 | 30.66 | -30.66 | 30.66 | 136.49 | -94.16 | 1000 | 1000 | -30.66 | 30.66 | 30.66 | 35.85 | 30.66
2016-10-10 02:00:00 | 0.44008 | 0.46462 | 0.24656 | 30.19 | -30.19 | 30.19 | 136.02 | -93.69 | 1000 | 1000 | -30.19 | 30.19 | 30.19 | 22.04 | 30.19
2016-10-10 03:00:00 | 0.45295 | 0.47692 | 0.24182 | 31.28 | -31.28 | 31.28 | 137.11 | -94.78 | 1000 | 1000 | -31.28 | 31.28 | 31.28 | 19.02 | 31.28
2016-10-10 04:00:00 | 0.45617 | 0.48 | 0.25666 | 48.85 | -48.85 | 48.85 | 154.68 | -112.35 | 1000 | 1000 | -48.85 | 48.85 | 48.85 | 23.16 | 48.85
2016-10-10 05:00:00 | 0.48513 | 0.50769 | 0.30259 | 69.24 | -69.24 | 69.24 | 175.07 | -132.74 | 1000 | 1000 | -69.24 | 69.24 | 69.24 | 38.17 | 69.24
2016-10-10 06:00:00 | 0.45617 | 0.48 | 0.48151 | 75 | -75 | 75 | 180.83 | -138.5 | 1000 | 1000 | -75 | 75 | 75 | 62.28 | 75
2016-10-10 07:00:00 | 0.46261 | 0.48615 | 0.66658 | 70.16 | -70.16 | 70.16 | 175.99 | -133.66 | 1000 | 1000 | -70.16 | 70.16 | 70.16 | 71.98 | 70.16
2016-10-10 08:00:00 | 0.42077 | 0.44615 | 0.76801 | 60.13 | -60.13 | 60.13 | 165.96 | -123.63 | 1000 | 1000 | -60.13 | 60.13 | 60.13 | 68.02 | 60.13
2016-10-10 09:00:00 | 0.39503 | 0.42154 | 0.79951 | 55.66 | -55.66 | 55.66 | 161.49 | -119.16 | 1000 | 1000 | -55.66 | 55.66 | 55.66 | 68.24 | 55.66
2016-10-10 10:00:00 | 0.35963 | 0.38769 | 0.78557 | 51.99 | -51.99 | 51.99 | 157.82 | -115.49 | 1000 | 1000 | -51.99 | 51.99 | 51.99 | 68.12 | 51.99
2016-10-10 11:00:00 | 0.31136 | 0.34154 | 0.79764 | 53.21 | -53.21 | 53.21 | 159.04 | -116.71 | 1000 | 1000 | -53.21 | 53.21 | 53.21 | 68.92 | 53.21
2016-10-10 12:00:00 | 0.26953 | 0.30154 | 0.85187 | 52.65 | -52.65 | 52.65 | 158.48 | -116.15 | 1000 | 1000 | -52.65 | 52.65 | 52.65 | 65.7 | 52.65
2016-10-10 13:00:00 | 0.25344 | 0.28615 | 0.80371 | 51.91 | -51.91 | 51.91 | 157.74 | -115.41 | 1000 | 1000 | -51.91 | 51.91 | 51.91 | 65.28 | 51.91
2016-10-10 14:00:00 | 0.24379 | 0.27692 | 0.71281 | 55 | -55 | 55 | 160.83 | -118.5 | 1000 | 1000 | -55 | 55 | 55 | 61.44 | 55
2016-10-10 15:00:00 | 0.24379 | 0.27692 | 0.66962 | 57.24 | -57.24 | 57.24 | 163.07 | -120.74 | 1000 | 1000 | -57.24 | 57.24 | 57.24 | 51.56 | 57.24
2016-10-10 16:00:00 | 0.26309 | 0.29538 | 0.64249 | 69.94 | -69.94 | 69.94 | 175.77 | -133.44 | 1000 | 1000 | -69.94 | 69.94 | 69.94 | 47.32 | 69.94
2016-10-10 17:00:00 | 0.29849 | 0.32923 | 0.6827 | 81.93 | -81.93 | 81.93 | 187.76 | -145.43 | 1000 | 1000 | -81.93 | 81.93 | 81.93 | 46.19 | 81.93
2016-10-10 18:00:00 | 0.30493 | 0.33538 | 0.76871 | 57.1 | -57.1 | 57.1 | 162.93 | -120.6 | 1000 | 1000 | -57.1 | 57.1 | 57.1 | 50 | 57.1
2016-10-10 19:00:00 | 0.30815 | 0.33846 | 0.84092 | 43.41 | -43.41 | 43.41 | 149.24 | -106.91 | 1000 | 1000 | -43.41 | 43.41 | 43.41 | 62.78 | 43.41
2016-10-10 20:00:00 | 0.31136 | 0.34154 | 0.81374 | 33.48 | -33.48 | 33.48 | 139.31 | -96.98 | 1000 | 1000 | -33.48 | 33.48 | 33.48 | 53.2 | 33.48
2016-10-10 21:00:00 | 0.31136 | 0.34154 | 0.75678 | 30.53 | -30.53 | 30.53 | 136.36 | -94.03 | 1000 | 1000 | -30.53 | 30.53 | 30.53 | 44.18 | 30.53
2016-10-10 22:00:00 | 0.32424 | 0.35385 | 0.66533 | 32.34 | -32.34 | 32.34 | 138.17 | -95.84 | 1000 | 1000 | -32.34 | 32.34 | 32.34 | 45.92 | 32.34
2016-10-10 23:00:00 | 0.32424 | 0.35385 | 0.5102 | 30.23 | -30.23 | 30.23 | 136.06 | -93.73 | 1000 | 1000 | -30.23 | 30.23 | 30.23 | 42.08 | 30.23
2016-10-11 00:00:00 | 0.32424 | 0.35385 | 0.35579 | 29.08 | -29.08 | 29.08 | 134.91 | -92.58 | 1000 | 1000 | -29.08 | 29.08 | 29.08 | 42.82 | 29.08
2016-10-11 01:00:00 | 0.32745 | 0.35692 | 0.2723 | 29.16 | -29.16 | 29.16 | 134.99 | -92.66 | 1000 | 1000 | -29.16 | 29.16 | 29.16 | 39.09 | 29.16
2016-10-11 02:00:00 | 0.32745 | 0.35692 | 0.24656 | 30.18 | -30.18 | 30.18 | 136.01 | -93.68 | 1000 | 1000 | -30.18 | 30.18 | 30.18 | 34.52 | 30.18
2016-10-11 03:00:00 | 0.32102 | 0.35077 | 0.24182 | 31.91 | -31.91 | 31.91 | 137.74 | -95.41 | 1000 | 1000 | -31.91 | 31.91 | 31.91 | 27.74 | 31.91
2016-10-11 04:00:00 | 0.31458 | 0.34462 | 0.25666 | 36.91 | -36.91 | 36.91 | 142.74 | -100.41 | 1000 | 1000 | -36.91 | 36.91 | 36.91 | 29.86 | 36.91
2016-10-11 05:00:00 | 0.31136 | 0.34154 | 0.30259 | 45.93 | -45.93 | 45.93 | 151.76 | -109.43 | 1000 | 1000 | -45.93 | 45.93 | 45.93 | 39.47 | 45.93
2016-10-11 06:00:00 | 0.30815 | 0.33846 | 0.48151 | 49.39 | -49.39 | 49.39 | 155.22 | -112.89 | 1000 | 1000 | -49.39 | 49.39 | 49.39 | 50.38 | 49.39
2016-10-11 07:00:00 | 0.29527 | 0.32615 | 0.66658 | 49.35 | -49.35 | 49.35 | 155.18 | -112.85 | 1000 | 1000 | -49.35 | 49.35 | 49.35 | 57.43 | 49.35
2016-10-11 08:00:00 | 0.28884 | 0.32 | 0.76801 | 47.58 | -47.58 | 47.58 | 153.41 | -111.08 | 1000 | 1000 | -47.58 | 47.58 | 47.58 | 68.17 | 47.58
2016-10-11 09:00:00 | 0.30171 | 0.33231 | 0.79951 | 45.08 | -45.08 | 45.08 | 150.91 | -108.58 | 1000 | 1000 | -45.08 | 45.08 | 45.08 | 68.98 | 45.08
2016-10-11 10:00:00 | 0.31136 | 0.34154 | 0.78557 | 40.08 | -40.08 | 40.08 | 145.91 | -103.58 | 1000 | 1000 | -40.08 | 40.08 | 40.08 | 66.89 | 40.08
2016-10-11 11:00:00 | 0.32102 | 0.35077 | 0.79764 | 39.91 | -39.91 | 39.91 | 145.74 | -103.41 | 1000 | 1000 | -39.91 | 39.91 | 39.91 | 67.2 | 39.91
2016-10-11 12:00:00 | 0.32745 | 0.35692 | 0.85187 | 37.88 | -37.88 | 37.88 | 143.71 | -101.38 | 1000 | 1000 | -37.88 | 37.88 | 37.88 | 66.87 | 37.88
2016-10-11 13:00:00 | 0.33067 | 0.36 | 0.80371 | 39.25 | -39.25 | 39.25 | 145.08 | -102.75 | 1000 | 1000 | -39.25 | 39.25 | 39.25 | 62 | 39.25
2016-10-11 14:00:00 | 0.33711 | 0.36615 | 0.71281 | 39.96 | -39.96 | 39.96 | 145.79 | -103.46 | 1000 | 1000 | -39.96 | 39.96 | 39.96 | 58.01 | 39.96
2016-10-11 15:00:00 | 0.34032 | 0.36923 | 0.66962 | 42.67 | -42.67 | 42.67 | 148.5 | -106.17 | 1000 | 1000 | -42.67 | 42.67 | 42.67 | 53.27 | 42.67
2016-10-11 16:00:00 | 0.34998 | 0.37846 | 0.64249 | 44.97 | -44.97 | 44.97 | 150.8 | -108.47 | 1000 | 1000 | -44.97 | 44.97 | 44.97 | 51.15 | 44.97
2016-10-11 17:00:00 | 0.3532 | 0.38154 | 0.6827 | 44.54 | -44.54 | 44.54 | 150.37 | -108.04 | 1000 | 1000 | -44.54 | 44.54 | 44.54 | 53.85 | 44.54
2016-10-11 18:00:00 | 0.35963 | 0.38769 | 0.76871 | 35.45 | -35.45 | 35.45 | 141.28 | -98.95 | 1000 | 1000 | -35.45 | 35.45 | 35.45 | 66.91 | 35.45
2016-10-11 19:00:00 | 0.35963 | 0.38769 | 0.84092 | 34.23 | -34.23 | 34.23 | 140.06 | -97.73 | 1000 | 1000 | -34.23 | 34.23 | 34.23 | 71.93 | 34.23
2016-10-11 20:00:00 | 0.35963 | 0.38769 | 0.81374 | 33.03 | -33.03 | 33.03 | 138.86 | -96.53 | 1000 | 1000 | -33.03 | 33.03 | 33.03 | 59.37 | 33.03
2016-10-11 21:00:00 | 0.36285 | 0.39077 | 0.75678 | 30.41 | -30.41 | 30.41 | 136.24 | -93.91 | 1000 | 1000 | -30.41 | 30.41 | 30.41 | 47.95 | 30.41
2016-10-11 22:00:00 | 0.36607 | 0.39385 | 0.66533 | 28.17 | -28.17 | 28.17 | 134 | -91.67 | 1000 | 1000 | -28.17 | 28.17 | 28.17 | 47.72 | 28.17
2016-10-11 23:00:00 | 0.36607 | 0.39385 | 0.5102 | 27.93 | -27.93 | 27.93 | 133.76 | -91.43 | 1000 | 1000 | -27.93 | 27.93 | 27.93 | 44.12 | 27.93
2016-10-12 00:00:00 | 0.36929 | 0.39692 | 0.35579 | 28.09 | -28.09 | 28.09 | 133.92 | -91.59 | 1000 | 1000 | -28.09 | 28.09 | 28.09 | 39.95 | 28.09
2016-10-12 01:00:00 | 0.36285 | 0.39077 | 0.2723 | 28.01 | -28.01 | 28.01 | 133.84 | -91.51 | 1000 | 1000 | -28.01 | 28.01 | 28.01 | 31.93 | 28.01
2016-10-12 02:00:00 | 0.35963 | 0.38769 | 0.24656 | 28.16 | -28.16 | 28.16 | 133.99 | -91.66 | 1000 | 1000 | -28.16 | 28.16 | 28.16 | 26.59 | 28.16
2016-10-12 03:00:00 | 0.35963 | 0.38769 | 0.24182 | 29.99 | -29.99 | 29.99 | 135.82 | -93.49 | 1000 | 1000 | -29.99 | 29.99 | 29.99 | 22.14 | 29.99
2016-10-12 04:00:00 | 0.35641 | 0.38462 | 0.25666 | 32.93 | -32.93 | 32.93 | 138.76 | -96.43 | 1000 | 1000 | -32.93 | 32.93 | 32.93 | 22.25 | 32.93
2016-10-12 05:00:00 | 0.35641 | 0.38462 | 0.30259 | 45.07 | -45.07 | 45.07 | 150.9 | -108.57 | 1000 | 1000 | -45.07 | 45.07 | 45.07 | 34.6 | 45.07
2016-10-12 06:00:00 | 0.35963 | 0.38769 | 0.48151 | 46.99 | -46.99 | 46.99 | 152.82 | -110.49 | 1000 | 1000 | -46.99 | 46.99 | 46.99 | 44.64 | 46.99
2016-10-12 07:00:00 | 0.35641 | 0.38462 | 0.66658 | 45.95 | -45.95 | 45.95 | 151.78 | -109.45 | 1000 | 1000 | -45.95 | 45.95 | 45.95 | 60.07 | 45.95
2016-10-12 08:00:00 | 0.34998 | 0.37846 | 0.76801 | 41.59 | -41.59 | 41.59 | 147.42 | -105.09 | 1000 | 1000 | -41.59 | 41.59 | 41.59 | 65.38 | 41.59
2016-10-12 09:00:00 | 0.34676 | 0.37538 | 0.79951 | 44.94 | -44.94 | 44.94 | 150.77 | -108.44 | 1000 | 1000 | -44.94 | 44.94 | 44.94 | 68.32 | 44.94
2016-10-12 10:00:00 | 0.34032 | 0.36923 | 0.78557 | 40.54 | -40.54 | 40.54 | 146.37 | -104.04 | 1000 | 1000 | -40.54 | 40.54 | 40.54 | 69.17 | 40.54
2016-10-12 11:00:00 | 0.33389 | 0.36308 | 0.79764 | 36.77 | -36.77 | 36.77 | 142.6 | -100.27 | 1000 | 1000 | -36.77 | 36.77 | 36.77 | 72 | 36.77
2016-10-12 12:00:00 | 0.32424 | 0.35385 | 0.85187 | 34.93 | -34.93 | 34.93 | 140.76 | -98.43 | 1000 | 1000 | -34.93 | 34.93 | 34.93 | 72.08 | 34.93
2016-10-12 13:00:00 | 0.33067 | 0.36 | 0.80371 | 33.87 | -33.87 | 33.87 | 139.7 | -97.37 | 1000 | 1000 | -33.87 | 33.87 | 33.87 | 70.76 | 33.87
2016-10-12 14:00:00 | 0.33067 | 0.36 | 0.71281 | 37.44 | -37.44 | 37.44 | 143.27 | -100.94 | 1000 | 1000 | -37.44 | 37.44 | 37.44 | 65.43 | 37.44
2016-10-12 15:00:00 | 0.32745 | 0.35692 | 0.66962 | 44.02 | -44.02 | 44.02 | 149.85 | -107.52 | 1000 | 1000 | -44.02 | 44.02 | 44.02 | 61.59 | 44.02
2016-10-12 16:00:00 | 0.34676 | 0.37538 | 0.64249 | 45.68 | -45.68 | 45.68 | 151.51 | -109.18 | 1000 | 1000 | -45.68 | 45.68 | 45.68 | 54.73 | 45.68
2016-10-12 17:00:00 | 0.35641 | 0.38462 | 0.6827 | 47.82 | -47.82 | 47.82 | 153.65 | -111.32 | 1000 | 1000 | -47.82 | 47.82 | 47.82 | 59.68 | 47.82
2016-10-12 18:00:00 | 0.35963 | 0.38769 | 0.76871 | 38.26 | -38.26 | 38.26 | 144.09 | -101.76 | 1000 | 1000 | -38.26 | 38.26 | 38.26 | 67.81 | 38.26
2016-10-12 19:00:00 | 0.35963 | 0.38769 | 0.84092 | 33.57 | -33.57 | 33.57 | 139.4 | -97.07 | 1000 | 1000 | -33.57 | 33.57 | 33.57 | 75.91 | 33.57
2016-10-12 20:00:00 | 0.3532 | 0.38154 | 0.81374 | 33.99 | -33.99 | 33.99 | 139.82 | -97.49 | 1000 | 1000 | -33.99 | 33.99 | 33.99 | 67.49 | 33.99
2016-10-12 21:00:00 | 0.34998 | 0.37846 | 0.75678 | 30.1 | -30.1 | 30.1 | 135.93 | -93.6 | 1000 | 1000 | -30.1 | 30.1 | 30.1 | 55.15 | 30.1
2016-10-12 22:00:00 | 0.34998 | 0.37846 | 0.66533 | 28.21 | -28.21 | 28.21 | 134.04 | -91.71 | 1000 | 1000 | -28.21 | 28.21 | 28.21 | 52.5 | 28.21
2016-10-12 23:00:00 | 0.34676 | 0.37538 | 0.5102 | 28.15 | -28.15 | 28.15 | 133.98 | -91.65 | 1000 | 1000 | -28.15 | 28.15 | 28.15 | 45.15 | 28.15
2016-10-13 00:00:00 | 0.34998 | 0.37846 | 0.35579 | 28.08 | -28.08 | 28.08 | 133.91 | -91.58 | 1000 | 1000 | -28.08 | 28.08 | 28.08 | 44.99 | 28.08
2016-10-13 01:00:00 | 0.3532 | 0.38154 | 0.2723 | 28.14 | -28.14 | 28.14 | 133.97 | -91.64 | 1000 | 1000 | -28.14 | 28.14 | 28.14 | 43.05 | 28.14
2016-10-13 02:00:00 | 0.35963 | 0.38769 | 0.24656 | 28.12 | -28.12 | 28.12 | 133.95 | -91.62 | 1000 | 1000 | -28.12 | 28.12 | 28.12 | 40.16 | 28.12
2016-10-13 03:00:00 | 0.35963 | 0.38769 | 0.24182 | 28.23 | -28.23 | 28.23 | 134.06 | -91.73 | 1000 | 1000 | -28.23 | 28.23 | 28.23 | 34.66 | 28.23
2016-10-13 04:00:00 | 0.36607 | 0.39385 | 0.25666 | 36.66 | -36.66 | 36.66 | 142.49 | -100.16 | 1000 | 1000 | -36.66 | 36.66 | 36.66 | 37.42 | 36.66
2016-10-13 05:00:00 | 0.36607 | 0.39385 | 0.30259 | 47.91 | -47.91 | 47.91 | 153.74 | -111.41 | 1000 | 1000 | -47.91 | 47.91 | 47.91 | 42.91 | 47.91
2016-10-13 06:00:00 | 0.36929 | 0.39692 | 0.48151 | 49.64 | -49.64 | 49.64 | 155.47 | -113.14 | 1000 | 1000 | -49.64 | 49.64 | 49.64 | 52.51 | 49.64
2016-10-13 07:00:00 | 0.34998 | 0.37846 | 0.66658 | 44.98 | -44.98 | 44.98 | 150.81 | -108.48 | 1000 | 1000 | -44.98 | 44.98 | 44.98 | 67.56 | 44.98
2016-10-13 08:00:00 | 0.33711 | 0.36615 | 0.76801 | 40.02 | -40.02 | 40.02 | 145.85 | -103.52 | 1000 | 1000 | -40.02 | 40.02 | 40.02 | 71.6 | 40.02
2016-10-13 09:00:00 | 0.33067 | 0.36 | 0.79951 | 37.64 | -37.64 | 37.64 | 143.47 | -101.14 | 1000 | 1000 | -37.64 | 37.64 | 37.64 | 71 | 37.64
2016-10-13 10:00:00 | 0.3178 | 0.34769 | 0.78557 | 31.39 | -31.39 | 31.39 | 137.22 | -94.89 | 1000 | 1000 | -31.39 | 31.39 | 31.39 | 71.02 | 31.39
2016-10-13 11:00:00 | 0.33067 | 0.36 | 0.79764 | 31.06 | -31.06 | 31.06 | 136.89 | -94.56 | 1000 | 1000 | -31.06 | 31.06 | 31.06 | 67.69 | 31.06
2016-10-13 12:00:00 | 0.33389 | 0.36308 | 0.85187 | 30.12 | -30.12 | 30.12 | 135.95 | -93.62 | 1000 | 1000 | -30.12 | 30.12 | 30.12 | 65.77 | 30.12
2016-10-13 13:00:00 | 0.33389 | 0.36308 | 0.80371 | 32.06 | -32.06 | 32.06 | 137.89 | -95.56 | 1000 | 1000 | -32.06 | 32.06 | 32.06 | 64.5 | 32.06
2016-10-13 14:00:00 | 0.33711 | 0.36615 | 0.71281 | 31.63 | -31.63 | 31.63 | 137.46 | -95.13 | 1000 | 1000 | -31.63 | 31.63 | 31.63 | 62.92 | 31.63
2016-10-13 15:00:00 | 0.34998 | 0.37846 | 0.66962 | 38.13 | -38.13 | 38.13 | 143.96 | -101.63 | 1000 | 1000 | -38.13 | 38.13 | 38.13 | 56.53 | 38.13
2016-10-13 16:00:00 | 0.35641 | 0.38462 | 0.64249 | 42.76 | -42.76 | 42.76 | 148.59 | -106.26 | 1000 | 1000 | -42.76 | 42.76 | 42.76 | 53.19 | 42.76
2016-10-13 17:00:00 | 0.37572 | 0.40308 | 0.6827 | 39.96 | -39.96 | 39.96 | 145.79 | -103.46 | 1000 | 1000 | -39.96 | 39.96 | 39.96 | 62.26 | 39.96
2016-10-13 18:00:00 | 0.38859 | 0.41538 | 0.76871 | 30.58 | -30.58 | 30.58 | 136.41 | -94.08 | 1000 | 1000 | -30.58 | 30.58 | 30.58 | 67.68 | 30.58
2016-10-13 19:00:00 | 0.4079 | 0.43385 | 0.84092 | 28.7 | -28.7 | 28.7 | 134.53 | -92.2 | 1000 | 1000 | -28.7 | 28.7 | 28.7 | 76.73 | 28.7
2016-10-13 20:00:00 | 0.40468 | 0.43077 | 0.81374 | 28.2 | -28.2 | 28.2 | 134.03 | -91.7 | 1000 | 1000 | -28.2 | 28.2 | 28.2 | 71.35 | 28.2
2016-10-13 21:00:00 | 0.39825 | 0.42462 | 0.75678 | 27.42 | -27.42 | 27.42 | 133.25 | -90.92 | 1000 | 1000 | -27.42 | 27.42 | 27.42 | 57.71 | 27.42
2016-10-13 22:00:00 | 0.39181 | 0.41846 | 0.66533 | 20.8 | -20.8 | 20.8 | 126.63 | -84.3 | 1000 | 1000 | -20.8 | 20.8 | 20.8 | 52 | 20.8
2016-10-13 23:00:00 | 0.41434 | 0.44 | 0.5102 | 20.02 | -20.02 | 20.02 | 125.85 | -83.52 | 1000 | 1000 | -20.02 | 20.02 | 20.02 | 47.99 | 20.02
2016-10-14 00:00:00 | 0.42721 | 0.45231 | 0.35579 | 14.98 | -14.98 | 14.98 | 120.81 | -78.48 | 1000 | 1000 | -14.98 | 14.98 | 14.98 | 44.58 | 14.98
2016-10-14 01:00:00 | 0.43686 | 0.46154 | 0.2723 | 20.07 | -20.07 | 20.07 | 125.9 | -83.57 | 1000 | 1000 | -20.07 | 20.07 | 20.07 | 42.38 | 20.07
2016-10-14 02:00:00 | 0.44652 | 0.47077 | 0.24656 | 21.72 | -21.72 | 21.72 | 127.55 | -85.22 | 1000 | 1000 | -21.72 | 21.72 | 21.72 | 39.98 | 21.72
2016-10-14 03:00:00 | 0.45939 | 0.48308 | 0.24182 | 25.2 | -25.2 | 25.2 | 131.03 | -88.7 | 1000 | 1000 | -25.2 | 25.2 | 25.2 | 34.69 | 25.2
2016-10-14 04:00:00 | 0.47226 | 0.49538 | 0.25666 | 30.29 | -30.29 | 30.29 | 136.12 | -93.79 | 1000 | 1000 | -30.29 | 30.29 | 30.29 | 37.71 | 30.29
2016-10-14 05:00:00 | 0.48191 | 0.50462 | 0.30259 | 40.53 | -40.53 | 40.53 | 146.36 | -104.03 | 1000 | 1000 | -40.53 | 40.53 | 40.53 | 42.11 | 40.53
2016-10-14 06:00:00 | 0.47548 | 0.49846 | 0.48151 | 40.08 | -40.08 | 40.08 | 145.91 | -103.58 | 1000 | 1000 | -40.08 | 40.08 | 40.08 | 52.34 | 40.08
2016-10-14 07:00:00 | 0.45617 | 0.48 | 0.66658 | 40.1 | -40.1 | 40.1 | 145.93 | -103.6 | 1000 | 1000 | -40.1 | 40.1 | 40.1 | 71.98 | 40.1
2016-10-14 08:00:00 | 0.42721 | 0.45231 | 0.76801 | 34.13 | -34.13 | 34.13 | 139.96 | -97.63 | 1000 | 1000 | -34.13 | 34.13 | 34.13 | 73.01 | 34.13
2016-10-14 09:00:00 | 0.38538 | 0.41231 | 0.79951 | 29.55 | -29.55 | 29.55 | 135.38 | -93.05 | 1000 | 1000 | -29.55 | 29.55 | 29.55 | 70.64 | 29.55
2016-10-14 10:00:00 | 0.34676 | 0.37538 | 0.78557 | 28.17 | -28.17 | 28.17 | 134 | -91.67 | 1000 | 1000 | -28.17 | 28.17 | 28.17 | 66.19 | 28.17
2016-10-14 11:00:00 | 0.30493 | 0.33538 | 0.79764 | 28.1 | -28.1 | 28.1 | 133.93 | -91.6 | 1000 | 1000 | -28.1 | 28.1 | 28.1 | 64.57 | 28.1
2016-10-14 12:00:00 | 0.29849 | 0.32923 | 0.85187 | 28.2 | -28.2 | 28.2 | 134.03 | -91.7 | 1000 | 1000 | -28.2 | 28.2 | 28.2 | 57.29 | 28.2
2016-10-14 13:00:00 | 0.26631 | 0.29846 | 0.80371 | 30.01 | -30.01 | 30.01 | 135.84 | -93.51 | 1000 | 1000 | -30.01 | 30.01 | 30.01 | 53.96 | 30.01
2016-10-14 14:00:00 | 0.24379 | 0.27692 | 0.71281 | 29 | -29 | 29 | 134.83 | -92.5 | 1000 | 1000 | -29 | 29 | 29 | 50.24 | 29
2016-10-14 15:00:00 | 0.24379 | 0.27692 | 0.66962 | 37.07 | -37.07 | 37.07 | 142.9 | -100.57 | 1000 | 1000 | -37.07 | 37.07 | 37.07 | 47.79 | 37.07
2016-10-14 16:00:00 | 0.26631 | 0.29846 | 0.64249 | 38.27 | -38.27 | 38.27 | 144.1 | -101.77 | 1000 | 1000 | -38.27 | 38.27 | 38.27 | 47.86 | 38.27
2016-10-14 17:00:00 | 0.29527 | 0.32615 | 0.6827 | 38.52 | -38.52 | 38.52 | 144.35 | -102.02 | 1000 | 1000 | -38.52 | 38.52 | 38.52 | 55 | 38.52
2016-10-14 18:00:00 | 0.31458 | 0.34462 | 0.76871 | 32.32 | -32.32 | 32.32 | 138.15 | -95.82 | 1000 | 1000 | -32.32 | 32.32 | 32.32 | 69.96 | 32.32
2016-10-14 19:00:00 | 0.33389 | 0.36308 | 0.84092 | 29.57 | -29.57 | 29.57 | 135.4 | -93.07 | 1000 | 1000 | -29.57 | 29.57 | 29.57 | 74.84 | 29.57
2016-10-14 20:00:00 | 0.34676 | 0.37538 | 0.81374 | 28.2 | -28.2 | 28.2 | 134.03 | -91.7 | 1000 | 1000 | -28.2 | 28.2 | 28.2 | 65.96 | 28.2
2016-10-14 21:00:00 | 0.34998 | 0.37846 | 0.75678 | 28.01 | -28.01 | 28.01 | 133.84 | -91.51 | 1000 | 1000 | -28.01 | 28.01 | 28.01 | 52 | 28.01
2016-10-14 22:00:00 | 0.35641 | 0.38462 | 0.66533 | 15.53 | -15.53 | 15.53 | 121.36 | -79.03 | 1000 | 1000 | -15.53 | 15.53 | 15.53 | 49.75 | 15.53
2016-10-14 23:00:00 | 0.36285 | 0.39077 | 0.5102 | 13.1 | -13.1 | 13.1 | 118.93 | -76.6 | 1000 | 1000 | -13.1 | 13.1 | 13.1 | 46.66 | 13.1
2016-10-15 00:00:00 | 0.36285 | 0.39077 | 0.39269 | 13.66 | -13.66 | 13.66 | 119.49 | -77.16 | 1000 | 1000 | -13.66 | 13.66 | 13.66 | 45.11 | 13.66
2016-10-15 01:00:00 | 0.37572 | 0.40308 | 0.32007 | 13.62 | -13.62 | 13.62 | 119.45 | -77.12 | 1000 | 1000 | -13.62 | 13.62 | 13.62 | 42.05 | 13.62
2016-10-15 02:00:00 | 0.38216 | 0.40923 | 0.27054 | 17.99 | -17.99 | 17.99 | 123.82 | -81.49 | 1000 | 1000 | -17.99 | 17.99 | 17.99 | 39.47 | 17.99
2016-10-15 03:00:00 | 0.38859 | 0.41538 | 0.2573 | 15.5 | -15.5 | 15.5 | 121.33 | -79 | 1000 | 1000 | -15.5 | 15.5 | 15.5 | 39.39 | 15.5
2016-10-15 04:00:00 | 0.39825 | 0.42462 | 0.25708 | 15.79 | -15.79 | 15.79 | 121.62 | -79.29 | 1000 | 1000 | -15.79 | 15.79 | 15.79 | 34.22 | 15.79
2016-10-15 05:00:00 | 0.40147 | 0.42769 | 0.2679 | 27.62 | -27.62 | 27.62 | 133.45 | -91.12 | 1000 | 1000 | -27.62 | 27.62 | 27.62 | 39.06 | 27.62
2016-10-15 06:00:00 | 0.39825 | 0.42462 | 0.32786 | 30.59 | -30.59 | 30.59 | 136.42 | -94.09 | 1000 | 1000 | -30.59 | 30.59 | 30.59 | 42.27 | 30.59
2016-10-15 07:00:00 | 0.38538 | 0.41231 | 0.51632 | 31.62 | -31.62 | 31.62 | 137.45 | -95.12 | 1000 | 1000 | -31.62 | 31.62 | 31.62 | 45.28 | 31.62
2016-10-15 08:00:00 | 0.36285 | 0.39077 | 0.72881 | 31.89 | -31.89 | 31.89 | 137.72 | -95.39 | 1000 | 1000 | -31.89 | 31.89 | 31.89 | 53.2 | 31.89
2016-10-15 09:00:00 | 0.32745 | 0.35692 | 0.83671 | 33.34 | -33.34 | 33.34 | 139.17 | -96.84 | 1000 | 1000 | -33.34 | 33.34 | 33.34 | 56.55 | 33.34
2016-10-15 10:00:00 | 0.30815 | 0.33846 | 0.89575 | 31.39 | -31.39 | 31.39 | 137.22 | -94.89 | 1000 | 1000 | -31.39 | 31.39 | 31.39 | 57.17 | 31.39
2016-10-15 11:00:00 | 0.28884 | 0.32 | 0.93645 | 31.36 | -31.36 | 31.36 | 137.19 | -94.86 | 1000 | 1000 | -31.36 | 31.36 | 31.36 | 52.43 | 31.36
2016-10-15 12:00:00 | 0.27275 | 0.30462 | 0.97446 | 32.24 | -32.24 | 32.24 | 138.07 | -95.74 | 1000 | 1000 | -32.24 | 32.24 | 32.24 | 50.89 | 32.24
2016-10-15 13:00:00 | 0.26953 | 0.30154 | 0.93367 | 36.05 | -36.05 | 36.05 | 141.88 | -99.55 | 1000 | 1000 | -36.05 | 36.05 | 36.05 | 45 | 36.05
2016-10-15 14:00:00 | 0.28884 | 0.32 | 0.82041 | 38.03 | -38.03 | 38.03 | 143.86 | -101.53 | 1000 | 1000 | -38.03 | 38.03 | 38.03 | 43.12 | 38.03
2016-10-15 15:00:00 | 0.30815 | 0.33846 | 0.73445 | 42.86 | -42.86 | 42.86 | 148.69 | -106.36 | 1000 | 1000 | -42.86 | 42.86 | 42.86 | 43.12 | 42.86
2016-10-15 16:00:00 | 0.32102 | 0.35077 | 0.70905 | 49.92 | -49.92 | 49.92 | 155.75 | -113.42 | 1000 | 1000 | -49.92 | 49.92 | 49.92 | 43.99 | 49.92
2016-10-15 17:00:00 | 0.33711 | 0.36615 | 0.76491 | 57.05 | -57.05 | 57.05 | 162.88 | -120.55 | 1000 | 1000 | -57.05 | 57.05 | 57.05 | 48.17 | 57.05
2016-10-15 18:00:00 | 0.34998 | 0.37846 | 0.87191 | 48.93 | -48.93 | 48.93 | 154.76 | -112.43 | 1000 | 1000 | -48.93 | 48.93 | 48.93 | 61.21 | 48.93
2016-10-15 19:00:00 | 0.35641 | 0.38462 | 0.93772 | 44.38 | -44.38 | 44.38 | 150.21 | -107.88 | 1000 | 1000 | -44.38 | 44.38 | 44.38 | 68.82 | 44.38
2016-10-15 20:00:00 | 0.36607 | 0.39385 | 0.86663 | 40.02 | -40.02 | 40.02 | 145.85 | -103.52 | 1000 | 1000 | -40.02 | 40.02 | 40.02 | 56.28 | 40.02
2016-10-15 21:00:00 | 0.3725 | 0.4 | 0.72173 | 32.96 | -32.96 | 32.96 | 138.79 | -96.46 | 1000 | 1000 | -32.96 | 32.96 | 32.96 | 47.11 | 32.96
2016-10-15 22:00:00 | 0.37894 | 0.40615 | 0.6763 | 33.08 | -33.08 | 33.08 | 138.91 | -96.58 | 1000 | 1000 | -33.08 | 33.08 | 33.08 | 45.89 | 33.08
2016-10-15 23:00:00 | 0.37894 | 0.40615 | 0.57413 | 31.1 | -31.1 | 31.1 | 136.93 | -94.6 | 1000 | 1000 | -31.1 | 31.1 | 31.1 | 45.26 | 31.1
2016-10-16 00:00:00 | 0.37894 | 0.40615 | 0.42848 | 31.6 | -31.6 | 31.6 | 137.43 | -95.1 | 1000 | 1000 | -31.6 | 31.6 | 31.6 | 35.81 | 31.6
2016-10-16 01:00:00 | 0.37894 | 0.40615 | 0.3248 | 30.59 | -30.59 | 30.59 | 136.42 | -94.09 | 1000 | 1000 | -30.59 | 30.59 | 30.59 | 36.03 | 30.59
2016-10-16 02:00:00 | 0.37894 | 0.40615 | 0.2597 | 30.66 | -30.66 | 30.66 | 136.49 | -94.16 | 1000 | 1000 | -30.66 | 30.66 | 30.66 | 33.83 | 30.66
2016-10-16 03:00:00 | 0.38216 | 0.40923 | 0.23571 | 30.61 | -30.61 | 30.61 | 136.44 | -94.11 | 1000 | 1000 | -30.61 | 30.61 | 30.61 | 32.72 | 30.61
2016-10-16 04:00:00 | 0.38538 | 0.41231 | 0.22974 | 30.91 | -30.91 | 30.91 | 136.74 | -94.41 | 1000 | 1000 | -30.91 | 30.91 | 30.91 | 31.43 | 30.91
2016-10-16 05:00:00 | 0.38859 | 0.41538 | 0.23181 | 31.51 | -31.51 | 31.51 | 137.34 | -95.01 | 1000 | 1000 | -31.51 | 31.51 | 31.51 | 33.2 | 31.51
2016-10-16 06:00:00 | 0.39181 | 0.41846 | 0.24273 | 36.63 | -36.63 | 36.63 | 142.46 | -100.13 | 1000 | 1000 | -36.63 | 36.63 | 36.63 | 34.61 | 36.63
2016-10-16 07:00:00 | 0.38859 | 0.41538 | 0.33217 | 38.48 | -38.48 | 38.48 | 144.31 | -101.98 | 1000 | 1000 | -38.48 | 38.48 | 38.48 | 38.48 | 38.48
2016-10-16 08:00:00 | 0.38538 | 0.41231 | 0.53135 | 37.39 | -37.39 | 37.39 | 143.22 | -100.89 | 1000 | 1000 | -37.39 | 37.39 | 37.39 | 42.1 | 37.39
2016-10-16 09:00:00 | 0.37572 | 0.40308 | 0.74639 | 34.57 | -34.57 | 34.57 | 140.4 | -98.07 | 1000 | 1000 | -34.57 | 34.57 | 34.57 | 44.87 | 34.57
2016-10-16 10:00:00 | 0.36285 | 0.39077 | 0.8642 | 33.1 | -33.1 | 33.1 | 138.93 | -96.6 | 1000 | 1000 | -33.1 | 33.1 | 33.1 | 45.12 | 33.1
2016-10-16 11:00:00 | 0.34998 | 0.37846 | 0.95828 | 31.54 | -31.54 | 31.54 | 137.37 | -95.04 | 1000 | 1000 | -31.54 | 31.54 | 31.54 | 47.43 | 31.54
2016-10-16 12:00:00 | 0.3532 | 0.38154 | 0.97557 | 30.08 | -30.08 | 30.08 | 135.91 | -93.58 | 1000 | 1000 | -30.08 | 30.08 | 30.08 | 45.14 | 30.08
2016-10-16 13:00:00 | 0.34676 | 0.37538 | 0.80626 | 30.44 | -30.44 | 30.44 | 136.27 | -93.94 | 1000 | 1000 | -30.44 | 30.44 | 30.44 | 42.1 | 30.44
2016-10-16 14:00:00 | 0.34998 | 0.37846 | 0.66004 | 31.05 | -31.05 | 31.05 | 136.88 | -94.55 | 1000 | 1000 | -31.05 | 31.05 | 31.05 | 39.76 | 31.05
2016-10-16 15:00:00 | 0.3532 | 0.38154 | 0.58723 | 36.06 | -36.06 | 36.06 | 141.89 | -99.56 | 1000 | 1000 | -36.06 | 36.06 | 36.06 | 37.02 | 36.06
2016-10-16 16:00:00 | 0.36285 | 0.39077 | 0.52352 | 45.85 | -45.85 | 45.85 | 151.68 | -109.35 | 1000 | 1000 | -45.85 | 45.85 | 45.85 | 42.1 | 45.85
2016-10-16 17:00:00 | 0.36607 | 0.39385 | 0.55331 | 48.93 | -48.93 | 48.93 | 154.76 | -112.43 | 1000 | 1000 | -48.93 | 48.93 | 48.93 | 45.12 | 48.93
2016-10-16 18:00:00 | 0.36929 | 0.39692 | 0.67192 | 34.15 | -34.15 | 34.15 | 139.98 | -97.65 | 1000 | 1000 | -34.15 | 34.15 | 34.15 | 55.03 | 34.15
2016-10-16 19:00:00 | 0.36607 | 0.39385 | 0.77603 | 31.06 | -31.06 | 31.06 | 136.89 | -94.56 | 1000 | 1000 | -31.06 | 31.06 | 31.06 | 69.41 | 31.06
2016-10-16 20:00:00 | 0.36607 | 0.39385 | 0.75374 | 30.57 | -30.57 | 30.57 | 136.4 | -94.07 | 1000 | 1000 | -30.57 | 30.57 | 30.57 | 64.06 | 30.57
2016-10-16 21:00:00 | 0.36929 | 0.39692 | 0.70206 | 28.84 | -28.84 | 28.84 | 134.67 | -92.34 | 1000 | 1000 | -28.84 | 28.84 | 28.84 | 49.05 | 28.84
2016-10-16 22:00:00 | 0.36929 | 0.39692 | 0.62189 | 30.6 | -30.6 | 30.6 | 136.43 | -94.1 | 1000 | 1000 | -30.6 | 30.6 | 30.6 | 53.19 | 30.6
2016-10-16 23:00:00 | 0.36607 | 0.39385 | 0.46945 | 29.56 | -29.56 | 29.56 | 135.39 | -93.06 | 1000 | 1000 | -29.56 | 29.56 | 29.56 | 48.26 | 29.56
2016-10-17 00:00:00 | 0.36285 | 0.39077 | 0.35579 | 29.17 | -29.17 | 29.17 | 135 | -92.67 | 1000 | 1000 | -29.17 | 29.17 | 29.17 | 48.07 | 29.17
2016-10-17 01:00:00 | 0.36285 | 0.39077 | 0.2723 | 28.44 | -28.44 | 28.44 | 134.27 | -91.94 | 1000 | 1000 | -28.44 | 28.44 | 28.44 | 42.92 | 28.44
2016-10-17 02:00:00 | 0.35963 | 0.38769 | 0.24656 | 28.53 | -28.53 | 28.53 | 134.36 | -92.03 | 1000 | 1000 | -28.53 | 28.53 | 28.53 | 40.35 | 28.53
2016-10-17 03:00:00 | 0.35963 | 0.38769 | 0.24182 | 30.46 | -30.46 | 30.46 | 136.29 | -93.96 | 1000 | 1000 | -30.46 | 30.46 | 30.46 | 34.99 | 30.46
2016-10-17 04:00:00 | 0.35963 | 0.38769 | 0.25666 | 41.75 | -41.75 | 41.75 | 147.58 | -105.25 | 1000 | 1000 | -41.75 | 41.75 | 41.75 | 35.66 | 41.75
2016-10-17 05:00:00 | 0.36607 | 0.39385 | 0.30259 | 45.11 | -45.11 | 45.11 | 150.94 | -108.61 | 1000 | 1000 | -45.11 | 45.11 | 45.11 | 43.97 | 45.11
2016-10-17 06:00:00 | 0.36929 | 0.39692 | 0.48151 | 48.34 | -48.34 | 48.34 | 154.17 | -111.84 | 1000 | 1000 | -48.34 | 48.34 | 48.34 | 59.94 | 48.34
2016-10-17 07:00:00 | 0.36285 | 0.39077 | 0.66658 | 46.42 | -46.42 | 46.42 | 152.25 | -109.92 | 1000 | 1000 | -46.42 | 46.42 | 46.42 | 74.22 | 46.42
2016-10-17 08:00:00 | 0.35963 | 0.38769 | 0.76801 | 46.48 | -46.48 | 46.48 | 152.31 | -109.98 | 1000 | 1000 | -46.48 | 46.48 | 46.48 | 73.01 | 46.48
2016-10-17 09:00:00 | 0.3532 | 0.38154 | 0.79951 | 46.02 | -46.02 | 46.02 | 151.85 | -109.52 | 1000 | 1000 | -46.02 | 46.02 | 46.02 | 72.94 | 46.02
2016-10-17 10:00:00 | 0.34676 | 0.37538 | 0.78557 | 41.9 | -41.9 | 41.9 | 147.73 | -105.4 | 1000 | 1000 | -41.9 | 41.9 | 41.9 | 69.9 | 41.9
2016-10-17 11:00:00 | 0.33711 | 0.36615 | 0.79764 | 45.21 | -45.21 | 45.21 | 151.04 | -108.71 | 1000 | 1000 | -45.21 | 45.21 | 45.21 | 69 | 45.21
2016-10-17 12:00:00 | 0.33389 | 0.36308 | 0.85187 | 48.97 | -48.97 | 48.97 | 154.8 | -112.47 | 1000 | 1000 | -48.97 | 48.97 | 48.97 | 65.96 | 48.97
2016-10-17 13:00:00 | 0.33067 | 0.36 | 0.80371 | 52.42 | -52.42 | 52.42 | 158.25 | -115.92 | 1000 | 1000 | -52.42 | 52.42 | 52.42 | 65.29 | 52.42
2016-10-17 14:00:00 | 0.33389 | 0.36308 | 0.71281 | 53.97 | -53.97 | 53.97 | 159.8 | -117.47 | 1000 | 1000 | -53.97 | 53.97 | 53.97 | 62.08 | 53.97
2016-10-17 15:00:00 | 0.34032 | 0.36923 | 0.66962 | 50.05 | -50.05 | 50.05 | 155.88 | -113.55 | 1000 | 1000 | -50.05 | 50.05 | 50.05 | 58.05 | 50.05
2016-10-17 16:00:00 | 0.34676 | 0.37538 | 0.64249 | 55.56 | -55.56 | 55.56 | 161.39 | -119.06 | 1000 | 1000 | -55.56 | 55.56 | 55.56 | 50.28 | 55.56
2016-10-17 17:00:00 | 0.3532 | 0.38154 | 0.6827 | 56.08 | -56.08 | 56.08 | 161.91 | -119.58 | 1000 | 1000 | -56.08 | 56.08 | 56.08 | 57.5 | 56.08
2016-10-17 18:00:00 | 0.35963 | 0.38769 | 0.76871 | 46.44 | -46.44 | 46.44 | 152.27 | -109.94 | 1000 | 1000 | -46.44 | 46.44 | 46.44 | 67.69 | 46.44
2016-10-17 19:00:00 | 0.36285 | 0.39077 | 0.84092 | 35.74 | -35.74 | 35.74 | 141.57 | -99.24 | 1000 | 1000 | -35.74 | 35.74 | 35.74 | 80 | 35.74
2016-10-17 20:00:00 | 0.36929 | 0.39692 | 0.81374 | 36.87 | -36.87 | 36.87 | 142.7 | -100.37 | 1000 | 1000 | -36.87 | 36.87 | 36.87 | 69.93 | 36.87
2016-10-17 21:00:00 | 0.3725 | 0.4 | 0.75678 | 32.57 | -32.57 | 32.57 | 138.4 | -96.07 | 1000 | 1000 | -32.57 | 32.57 | 32.57 | 51.63 | 32.57
2016-10-17 22:00:00 | 0.37894 | 0.40615 | 0.66533 | 31.5 | -31.5 | 31.5 | 137.33 | -95 | 1000 | 1000 | -31.5 | 31.5 | 31.5 | 48.57 | 31.5
2016-10-17 23:00:00 | 0.38216 | 0.40923 | 0.5102 | 30.82 | -30.82 | 30.82 | 136.65 | -94.32 | 1000 | 1000 | -30.82 | 30.82 | 30.82 | 42.47 | 30.82
2016-10-18 00:00:00 | 0.38216 | 0.40923 | 0.35579 | 30.46 | -30.46 | 30.46 | 136.29 | -93.96 | 1000 | 1000 | -30.46 | 30.46 | 30.46 | 41.08 | 30.46
2016-10-18 01:00:00 | 0.38216 | 0.40923 | 0.2723 | 30.5 | -30.5 | 30.5 | 136.33 | -94 | 1000 | 1000 | -30.5 | 30.5 | 30.5 | 40 | 30.5
2016-10-18 02:00:00 | 0.37894 | 0.40615 | 0.24656 | 31.11 | -31.11 | 31.11 | 136.94 | -94.61 | 1000 | 1000 | -31.11 | 31.11 | 31.11 | 27.78 | 31.11
2016-10-18 03:00:00 | 0.37894 | 0.40615 | 0.24182 | 32.96 | -32.96 | 32.96 | 138.79 | -96.46 | 1000 | 1000 | -32.96 | 32.96 | 32.96 | 21.89 | 32.96
2016-10-18 04:00:00 | 0.37894 | 0.40615 | 0.25666 | 41.79 | -41.79 | 41.79 | 147.62 | -105.29 | 1000 | 1000 | -41.79 | 41.79 | 41.79 | 22.29 | 41.79
2016-10-18 05:00:00 | 0.37894 | 0.40615 | 0.30259 | 51.33 | -51.33 | 51.33 | 157.16 | -114.83 | 1000 | 1000 | -51.33 | 51.33 | 51.33 | 32.44 | 51.33
2016-10-18 06:00:00 | 0.38216 | 0.40923 | 0.48151 | 54.95 | -54.95 | 54.95 | 160.78 | -118.45 | 1000 | 1000 | -54.95 | 54.95 | 54.95 | 43.71 | 54.95
2016-10-18 07:00:00 | 0.37894 | 0.40615 | 0.66658 | 51.93 | -51.93 | 51.93 | 157.76 | -115.43 | 1000 | 1000 | -51.93 | 51.93 | 51.93 | 59.32 | 51.93
2016-10-18 08:00:00 | 0.36929 | 0.39692 | 0.76801 | 50.35 | -50.35 | 50.35 | 156.18 | -113.85 | 1000 | 1000 | -50.35 | 50.35 | 50.35 | 61.55 | 50.35
2016-10-18 09:00:00 | 0.35641 | 0.38462 | 0.79951 | 50.81 | -50.81 | 50.81 | 156.64 | -114.31 | 1000 | 1000 | -50.81 | 50.81 | 50.81 | 58.5 | 50.81
2016-10-18 10:00:00 | 0.34998 | 0.37846 | 0.78557 | 46.49 | -46.49 | 46.49 | 152.32 | -109.99 | 1000 | 1000 | -46.49 | 46.49 | 46.49 | 61.19 | 46.49
2016-10-18 11:00:00 | 0.32102 | 0.35077 | 0.79764 | 41.16 | -41.16 | 41.16 | 146.99 | -104.66 | 1000 | 1000 | -41.16 | 41.16 | 41.16 | 62.03 | 41.16
2016-10-18 12:00:00 | 0.29206 | 0.32308 | 0.85187 | 35.38 | -35.38 | 35.38 | 141.21 | -98.88 | 1000 | 1000 | -35.38 | 35.38 | 35.38 | 55.58 | 35.38
2016-10-18 13:00:00 | 0.27597 | 0.30769 | 0.80371 | 35.76 | -35.76 | 35.76 | 141.59 | -99.26 | 1000 | 1000 | -35.76 | 35.76 | 35.76 | 50.99 | 35.76
2016-10-18 14:00:00 | 0.26953 | 0.30154 | 0.71281 | 36.8 | -36.8 | 36.8 | 142.63 | -100.3 | 1000 | 1000 | -36.8 | 36.8 | 36.8 | 48.59 | 36.8
2016-10-18 15:00:00 | 0.25988 | 0.29231 | 0.66962 | 44.9 | -44.9 | 44.9 | 150.73 | -108.4 | 1000 | 1000 | -44.9 | 44.9 | 44.9 | 47.44 | 44.9
2016-10-18 16:00:00 | 0.27597 | 0.30769 | 0.64249 | 48.91 | -48.91 | 48.91 | 154.74 | -112.41 | 1000 | 1000 | -48.91 | 48.91 | 48.91 | 47.84 | 48.91
2016-10-18 17:00:00 | 0.27275 | 0.30462 | 0.6827 | 47.47 | -47.47 | 47.47 | 153.3 | -110.97 | 1000 | 1000 | -47.47 | 47.47 | 47.47 | 51.83 | 47.47
2016-10-18 18:00:00 | 0.27918 | 0.31077 | 0.76871 | 37.63 | -37.63 | 37.63 | 143.46 | -101.13 | 1000 | 1000 | -37.63 | 37.63 | 37.63 | 65 | 37.63
2016-10-18 19:00:00 | 0.28884 | 0.32 | 0.84092 | 34.44 | -34.44 | 34.44 | 140.27 | -97.94 | 1000 | 1000 | -34.44 | 34.44 | 34.44 | 73.42 | 34.44
2016-10-18 20:00:00 | 0.29527 | 0.32615 | 0.81374 | 32.7 | -32.7 | 32.7 | 138.53 | -96.2 | 1000 | 1000 | -32.7 | 32.7 | 32.7 | 65.24 | 32.7
2016-10-18 21:00:00 | 0.28884 | 0.32 | 0.75678 | 30.49 | -30.49 | 30.49 | 136.32 | -93.99 | 1000 | 1000 | -30.49 | 30.49 | 30.49 | 55.09 | 30.49
2016-10-18 22:00:00 | 0.30493 | 0.33538 | 0.66533 | 30.27 | -30.27 | 30.27 | 136.1 | -93.77 | 1000 | 1000 | -30.27 | 30.27 | 30.27 | 50.84 | 30.27
2016-10-18 23:00:00 | 0.30171 | 0.33231 | 0.5102 | 28.99 | -28.99 | 28.99 | 134.82 | -92.49 | 1000 | 1000 | -28.99 | 28.99 | 28.99 | 46.61 | 28.99
2016-10-19 00:00:00 | 0.29849 | 0.32923 | 0.35579 | 28.95 | -28.95 | 28.95 | 134.78 | -92.45 | 1000 | 1000 | -28.95 | 28.95 | 28.95 | 42.47 | 28.95
2016-10-19 01:00:00 | 0.29527 | 0.32615 | 0.2723 | 29.08 | -29.08 | 29.08 | 134.91 | -92.58 | 1000 | 1000 | -29.08 | 29.08 | 29.08 | 40.22 | 29.08
2016-10-19 02:00:00 | 0.29849 | 0.32923 | 0.24656 | 30.32 | -30.32 | 30.32 | 136.15 | -93.82 | 1000 | 1000 | -30.32 | 30.32 | 30.32 | 38.35 | 30.32
2016-10-19 03:00:00 | 0.28884 | 0.32 | 0.24182 | 30.85 | -30.85 | 30.85 | 136.68 | -94.35 | 1000 | 1000 | -30.85 | 30.85 | 30.85 | 32.76 | 30.85
2016-10-19 04:00:00 | 0.2824 | 0.31385 | 0.25666 | 36.66 | -36.66 | 36.66 | 142.49 | -100.16 | 1000 | 1000 | -36.66 | 36.66 | 36.66 | 32.3 | 36.66
2016-10-19 05:00:00 | 0.2824 | 0.31385 | 0.30259 | 47.5 | -47.5 | 47.5 | 153.33 | -111 | 1000 | 1000 | -47.5 | 47.5 | 47.5 | 41.33 | 47.5
2016-10-19 06:00:00 | 0.27918 | 0.31077 | 0.48151 | 48.68 | -48.68 | 48.68 | 154.51 | -112.18 | 1000 | 1000 | -48.68 | 48.68 | 48.68 | 48.93 | 48.68
2016-10-19 07:00:00 | 0.27597 | 0.30769 | 0.66658 | 48.47 | -48.47 | 48.47 | 154.3 | -111.97 | 1000 | 1000 | -48.47 | 48.47 | 48.47 | 61.71 | 48.47
2016-10-19 08:00:00 | 0.26631 | 0.29846 | 0.76801 | 49.29 | -49.29 | 49.29 | 155.12 | -112.79 | 1000 | 1000 | -49.29 | 49.29 | 49.29 | 65.97 | 49.29
2016-10-19 09:00:00 | 0.25666 | 0.28923 | 0.79951 | 49.29 | -49.29 | 49.29 | 155.12 | -112.79 | 1000 | 1000 | -49.29 | 49.29 | 49.29 | 66 | 49.29
2016-10-19 10:00:00 | 0.27275 | 0.30462 | 0.78557 | 47.99 | -47.99 | 47.99 | 153.82 | -111.49 | 1000 | 1000 | -47.99 | 47.99 | 47.99 | 67.98 | 47.99
2016-10-19 11:00:00 | 0.28884 | 0.32 | 0.79764 | 45.92 | -45.92 | 45.92 | 151.75 | -109.42 | 1000 | 1000 | -45.92 | 45.92 | 45.92 | 67.51 | 45.92
2016-10-19 12:00:00 | 0.29527 | 0.32615 | 0.85187 | 42.01 | -42.01 | 42.01 | 147.84 | -105.51 | 1000 | 1000 | -42.01 | 42.01 | 42.01 | 64.97 | 42.01
2016-10-19 13:00:00 | 0.29849 | 0.32923 | 0.80371 | 41.27 | -41.27 | 41.27 | 147.1 | -104.77 | 1000 | 1000 | -41.27 | 41.27 | 41.27 | 60.23 | 41.27
2016-10-19 14:00:00 | 0.28562 | 0.31692 | 0.71281 | 42.12 | -42.12 | 42.12 | 147.95 | -105.62 | 1000 | 1000 | -42.12 | 42.12 | 42.12 | 56.03 | 42.12
2016-10-19 15:00:00 | 0.28562 | 0.31692 | 0.66962 | 48.32 | -48.32 | 48.32 | 154.15 | -111.82 | 1000 | 1000 | -48.32 | 48.32 | 48.32 | 53.91 | 48.32
2016-10-19 16:00:00 | 0.31136 | 0.34154 | 0.64249 | 48.95 | -48.95 | 48.95 | 154.78 | -112.45 | 1000 | 1000 | -48.95 | 48.95 | 48.95 | 51.97 | 48.95
2016-10-19 17:00:00 | 0.30493 | 0.33538 | 0.6827 | 49 | -49 | 49 | 154.83 | -112.5 | 1000 | 1000 | -49 | 49 | 49 | 61.36 | 49
2016-10-19 18:00:00 | 0.30171 | 0.33231 | 0.76871 | 44.49 | -44.49 | 44.49 | 150.32 | -107.99 | 1000 | 1000 | -44.49 | 44.49 | 44.49 | 70.66 | 44.49
2016-10-19 19:00:00 | 0.31458 | 0.34462 | 0.84092 | 35.2 | -35.2 | 35.2 | 141.03 | -98.7 | 1000 | 1000 | -35.2 | 35.2 | 35.2 | 83.21 | 35.2
2016-10-19 20:00:00 | 0.33067 | 0.36 | 0.81374 | 34.99 | -34.99 | 34.99 | 140.82 | -98.49 | 1000 | 1000 | -34.99 | 34.99 | 34.99 | 69.62 | 34.99
2016-10-19 21:00:00 | 0.35963 | 0.38769 | 0.75678 | 31.26 | -31.26 | 31.26 | 137.09 | -94.76 | 1000 | 1000 | -31.26 | 31.26 | 31.26 | 55.36 | 31.26
2016-10-19 22:00:00 | 0.33711 | 0.36615 | 0.66533 | 30.36 | -30.36 | 30.36 | 136.19 | -93.86 | 1000 | 1000 | -30.36 | 30.36 | 30.36 | 50.03 | 30.36
2016-10-19 23:00:00 | 0.33711 | 0.36615 | 0.5102 | 29.99 | -29.99 | 29.99 | 135.82 | -93.49 | 1000 | 1000 | -29.99 | 29.99 | 29.99 | 45.82 | 29.99
2016-10-20 00:00:00 | 0.34354 | 0.37231 | 0.35579 | 29.97 | -29.97 | 29.97 | 135.8 | -93.47 | 1000 | 1000 | -29.97 | 29.97 | 29.97 | 45.3 | 29.97
2016-10-20 01:00:00 | 0.34032 | 0.36923 | 0.2723 | 30.03 | -30.03 | 30.03 | 135.86 | -93.53 | 1000 | 1000 | -30.03 | 30.03 | 30.03 | 42.43 | 30.03
2016-10-20 02:00:00 | 0.34676 | 0.37538 | 0.24656 | 30.02 | -30.02 | 30.02 | 135.85 | -93.52 | 1000 | 1000 | -30.02 | 30.02 | 30.02 | 40.95 | 30.02
2016-10-20 03:00:00 | 0.37894 | 0.40615 | 0.24182 | 30.83 | -30.83 | 30.83 | 136.66 | -94.33 | 1000 | 1000 | -30.83 | 30.83 | 30.83 | 40.09 | 30.83
2016-10-20 04:00:00 | 0.38859 | 0.41538 | 0.25666 | 35.35 | -35.35 | 35.35 | 141.18 | -98.85 | 1000 | 1000 | -35.35 | 35.35 | 35.35 | 40.7 | 35.35
2016-10-20 05:00:00 | 0.39181 | 0.41846 | 0.30259 | 41.84 | -41.84 | 41.84 | 147.67 | -105.34 | 1000 | 1000 | -41.84 | 41.84 | 41.84 | 42.43 | 41.84
2016-10-20 06:00:00 | 0.39503 | 0.42154 | 0.48151 | 46.95 | -46.95 | 46.95 | 152.78 | -110.45 | 1000 | 1000 | -46.95 | 46.95 | 46.95 | 50.9 | 46.95
2016-10-20 07:00:00 | 0.38538 | 0.41231 | 0.66658 | 47.98 | -47.98 | 47.98 | 153.81 | -111.48 | 1000 | 1000 | -47.98 | 47.98 | 47.98 | 75.17 | 47.98
2016-10-20 08:00:00 | 0.36929 | 0.39692 | 0.76801 | 47.06 | -47.06 | 47.06 | 152.89 | -110.56 | 1000 | 1000 | -47.06 | 47.06 | 47.06 | 79.13 | 47.06
2016-10-20 09:00:00 | 0.3532 | 0.38154 | 0.79951 | 47.16 | -47.16 | 47.16 | 152.99 | -110.66 | 1000 | 1000 | -47.16 | 47.16 | 47.16 | 78.66 | 47.16
2016-10-20 10:00:00 | 0.34032 | 0.36923 | 0.78557 | 44.93 | -44.93 | 44.93 | 150.76 | -108.43 | 1000 | 1000 | -44.93 | 44.93 | 44.93 | 73.98 | 44.93
2016-10-20 11:00:00 | 0.31136 | 0.34154 | 0.79764 | 44.71 | -44.71 | 44.71 | 150.54 | -108.21 | 1000 | 1000 | -44.71 | 44.71 | 44.71 | 70.36 | 44.71
2016-10-20 12:00:00 | 0.32745 | 0.35692 | 0.85187 | 42.6 | -42.6 | 42.6 | 148.43 | -106.1 | 1000 | 1000 | -42.6 | 42.6 | 42.6 | 66.19 | 42.6
2016-10-20 13:00:00 | 0.30815 | 0.33846 | 0.80371 | 43.6 | -43.6 | 43.6 | 149.43 | -107.1 | 1000 | 1000 | -43.6 | 43.6 | 43.6 | 62.93 | 43.6
2016-10-20 14:00:00 | 0.29206 | 0.32308 | 0.71281 | 44.98 | -44.98 | 44.98 | 150.81 | -108.48 | 1000 | 1000 | -44.98 | 44.98 | 44.98 | 58.92 | 44.98
2016-10-20 15:00:00 | 0.29527 | 0.32615 | 0.66962 | 48.91 | -48.91 | 48.91 | 154.74 | -112.41 | 1000 | 1000 | -48.91 | 48.91 | 48.91 | 56.38 | 48.91
2016-10-20 16:00:00 | 0.29849 | 0.32923 | 0.64249 | 48.96 | -48.96 | 48.96 | 154.79 | -112.46 | 1000 | 1000 | -48.96 | 48.96 | 48.96 | 56.18 | 48.96
2016-10-20 17:00:00 | 0.30815 | 0.33846 | 0.6827 | 56.01 | -56.01 | 56.01 | 161.84 | -119.51 | 1000 | 1000 | -56.01 | 56.01 | 56.01 | 65.18 | 56.01
2016-10-20 18:00:00 | 0.31458 | 0.34462 | 0.76871 | 46.45 | -46.45 | 46.45 | 152.28 | -109.95 | 1000 | 1000 | -46.45 | 46.45 | 46.45 | 76.2 | 46.45
2016-10-20 19:00:00 | 0.3178 | 0.34769 | 0.84092 | 36.11 | -36.11 | 36.11 | 141.94 | -99.61 | 1000 | 1000 | -36.11 | 36.11 | 36.11 | 117.49 | 36.11
2016-10-20 20:00:00 | 0.34676 | 0.37538 | 0.81374 | 34.67 | -34.67 | 34.67 | 140.5 | -98.17 | 1000 | 1000 | -34.67 | 34.67 | 34.67 | 79.93 | 34.67
2016-10-20 21:00:00 | 0.33067 | 0.36 | 0.75678 | 32.87 | -32.87 | 32.87 | 138.7 | -96.37 | 1000 | 1000 | -32.87 | 32.87 | 32.87 | 66.21 | 32.87
2016-10-20 22:00:00 | 0.33067 | 0.36 | 0.66533 | 32.65 | -32.65 | 32.65 | 138.48 | -96.15 | 1000 | 1000 | -32.65 | 32.65 | 32.65 | 63.2 | 32.65
2016-10-20 23:00:00 | 0.33067 | 0.36 | 0.5102 | 31.94 | -31.94 | 31.94 | 137.77 | -95.44 | 1000 | 1000 | -31.94 | 31.94 | 31.94 | 49 | 31.94
2016-10-21 00:00:00 | 0.34032 | 0.36923 | 0.35579 | 31.39 | -31.39 | 31.39 | 137.22 | -94.89 | 1000 | 1000 | -31.39 | 31.39 | 31.39 | 44.72 | 31.39
2016-10-21 01:00:00 | 0.34032 | 0.36923 | 0.2723 | 31.17 | -31.17 | 31.17 | 137 | -94.67 | 1000 | 1000 | -31.17 | 31.17 | 31.17 | 42 | 31.17
2016-10-21 02:00:00 | 0.34354 | 0.37231 | 0.24656 | 32.55 | -32.55 | 32.55 | 138.38 | -96.05 | 1000 | 1000 | -32.55 | 32.55 | 32.55 | 41.9 | 32.55
2016-10-21 03:00:00 | 0.34032 | 0.36923 | 0.24182 | 32.84 | -32.84 | 32.84 | 138.67 | -96.34 | 1000 | 1000 | -32.84 | 32.84 | 32.84 | 41.5 | 32.84
2016-10-21 04:00:00 | 0.34676 | 0.37538 | 0.25666 | 35.9 | -35.9 | 35.9 | 141.73 | -99.4 | 1000 | 1000 | -35.9 | 35.9 | 35.9 | 41.74 | 35.9
2016-10-21 05:00:00 | 0.34354 | 0.37231 | 0.30259 | 46.87 | -46.87 | 46.87 | 152.7 | -110.37 | 1000 | 1000 | -46.87 | 46.87 | 46.87 | 43.99 | 46.87
2016-10-21 06:00:00 | 0.34676 | 0.37538 | 0.48151 | 48.98 | -48.98 | 48.98 | 154.81 | -112.48 | 1000 | 1000 | -48.98 | 48.98 | 48.98 | 50.1 | 48.98
2016-10-21 07:00:00 | 0.3532 | 0.38154 | 0.66658 | 48.45 | -48.45 | 48.45 | 154.28 | -111.95 | 1000 | 1000 | -48.45 | 48.45 | 48.45 | 76.2 | 48.45
2016-10-21 08:00:00 | 0.36607 | 0.39385 | 0.76801 | 48.42 | -48.42 | 48.42 | 154.25 | -111.92 | 1000 | 1000 | -48.42 | 48.42 | 48.42 | 78.37 | 48.42
2016-10-21 09:00:00 | 0.35963 | 0.38769 | 0.79951 | 47.82 | -47.82 | 47.82 | 153.65 | -111.32 | 1000 | 1000 | -47.82 | 47.82 | 47.82 | 74.78 | 47.82
2016-10-21 10:00:00 | 0.34998 | 0.37846 | 0.78557 | 46.49 | -46.49 | 46.49 | 152.32 | -109.99 | 1000 | 1000 | -46.49 | 46.49 | 46.49 | 68.05 | 46.49
2016-10-21 11:00:00 | 0.34676 | 0.37538 | 0.79764 | 41.84 | -41.84 | 41.84 | 147.67 | -105.34 | 1000 | 1000 | -41.84 | 41.84 | 41.84 | 61.91 | 41.84
2016-10-21 12:00:00 | 0.33389 | 0.36308 | 0.85187 | 38.31 | -38.31 | 38.31 | 144.14 | -101.81 | 1000 | 1000 | -38.31 | 38.31 | 38.31 | 51.51 | 38.31
2016-10-21 13:00:00 | 0.32745 | 0.35692 | 0.80371 | 37.41 | -37.41 | 37.41 | 143.24 | -100.91 | 1000 | 1000 | -37.41 | 37.41 | 37.41 | 47.15 | 37.41
2016-10-21 14:00:00 | 0.33067 | 0.36 | 0.71281 | 37.96 | -37.96 | 37.96 | 143.79 | -101.46 | 1000 | 1000 | -37.96 | 37.96 | 37.96 | 45.55 | 37.96
2016-10-21 15:00:00 | 0.33067 | 0.36 | 0.66962 | 42.06 | -42.06 | 42.06 | 147.89 | -105.56 | 1000 | 1000 | -42.06 | 42.06 | 42.06 | 47.16 | 42.06
2016-10-21 16:00:00 | 0.33389 | 0.36308 | 0.64249 | 46.44 | -46.44 | 46.44 | 152.27 | -109.94 | 1000 | 1000 | -46.44 | 46.44 | 46.44 | 48.45 | 46.44
2016-10-21 17:00:00 | 0.33711 | 0.36615 | 0.6827 | 45.95 | -45.95 | 45.95 | 151.78 | -109.45 | 1000 | 1000 | -45.95 | 45.95 | 45.95 | 59.93 | 45.95
2016-10-21 18:00:00 | 0.34032 | 0.36923 | 0.76871 | 39.49 | -39.49 | 39.49 | 145.32 | -102.99 | 1000 | 1000 | -39.49 | 39.49 | 39.49 | 69.19 | 39.49
2016-10-21 19:00:00 | 0.34354 | 0.37231 | 0.84092 | 36.09 | -36.09 | 36.09 | 141.92 | -99.59 | 1000 | 1000 | -36.09 | 36.09 | 36.09 | 82.63 | 36.09
2016-10-21 20:00:00 | 0.34676 | 0.37538 | 0.81374 | 34.98 | -34.98 | 34.98 | 140.81 | -98.48 | 1000 | 1000 | -34.98 | 34.98 | 34.98 | 70 | 34.98
2016-10-21 21:00:00 | 0.35641 | 0.38462 | 0.75678 | 33.9 | -33.9 | 33.9 | 139.73 | -97.4 | 1000 | 1000 | -33.9 | 33.9 | 33.9 | 52.38 | 33.9
2016-10-21 22:00:00 | 0.35641 | 0.38462 | 0.66533 | 38.45 | -38.45 | 38.45 | 144.28 | -101.95 | 1000 | 1000 | -38.45 | 38.45 | 38.45 | 47.12 | 38.45
2016-10-21 23:00:00 | 0.35641 | 0.38462 | 0.5102 | 34.55 | -34.55 | 34.55 | 140.38 | -98.05 | 1000 | 1000 | -34.55 | 34.55 | 34.55 | 45.39 | 34.55
2016-10-22 00:00:00 | 0.35641 | 0.38462 | 0.39269 | 33.96 | -33.96 | 33.96 | 139.79 | -97.46 | 1000 | 1000 | -33.96 | 33.96 | 33.96 | 45.03 | 33.96
2016-10-22 01:00:00 | 0.35641 | 0.38462 | 0.32007 | 34.11 | -34.11 | 34.11 | 139.94 | -97.61 | 1000 | 1000 | -34.11 | 34.11 | 34.11 | 44 | 34.11
2016-10-22 02:00:00 | 0.35641 | 0.38462 | 0.27054 | 35.18 | -35.18 | 35.18 | 141.01 | -98.68 | 1000 | 1000 | -35.18 | 35.18 | 35.18 | 43.93 | 35.18
2016-10-22 03:00:00 | 0.35963 | 0.38769 | 0.2573 | 35.61 | -35.61 | 35.61 | 141.44 | -99.11 | 1000 | 1000 | -35.61 | 35.61 | 35.61 | 43.08 | 35.61
2016-10-22 04:00:00 | 0.35963 | 0.38769 | 0.25708 | 34.55 | -34.55 | 34.55 | 140.38 | -98.05 | 1000 | 1000 | -34.55 | 34.55 | 34.55 | 43.26 | 34.55
2016-10-22 05:00:00 | 0.35963 | 0.38769 | 0.2679 | 36.89 | -36.89 | 36.89 | 142.72 | -100.39 | 1000 | 1000 | -36.89 | 36.89 | 36.89 | 45.51 | 36.89
2016-10-22 06:00:00 | 0.36285 | 0.39077 | 0.32786 | 35.21 | -35.21 | 35.21 | 141.04 | -98.71 | 1000 | 1000 | -35.21 | 35.21 | 35.21 | 48.59 | 35.21
2016-10-22 07:00:00 | 0.36285 | 0.39077 | 0.51632 | 38.07 | -38.07 | 38.07 | 143.9 | -101.57 | 1000 | 1000 | -38.07 | 38.07 | 38.07 | 51.48 | 38.07
2016-10-22 08:00:00 | 0.36285 | 0.39077 | 0.72881 | 37.87 | -37.87 | 37.87 | 143.7 | -101.37 | 1000 | 1000 | -37.87 | 37.87 | 37.87 | 53.11 | 37.87
2016-10-22 09:00:00 | 0.34998 | 0.37846 | 0.83671 | 37.28 | -37.28 | 37.28 | 143.11 | -100.78 | 1000 | 1000 | -37.28 | 37.28 | 37.28 | 62.58 | 37.28
2016-10-22 10:00:00 | 0.34032 | 0.36923 | 0.89575 | 39.96 | -39.96 | 39.96 | 145.79 | -103.46 | 1000 | 1000 | -39.96 | 39.96 | 39.96 | 61.2 | 39.96
2016-10-22 11:00:00 | 0.32424 | 0.35385 | 0.93645 | 35.02 | -35.02 | 35.02 | 140.85 | -98.52 | 1000 | 1000 | -35.02 | 35.02 | 35.02 | 51.04 | 35.02
2016-10-22 12:00:00 | 0.31458 | 0.34462 | 0.97446 | 34.31 | -34.31 | 34.31 | 140.14 | -97.81 | 1000 | 1000 | -34.31 | 34.31 | 34.31 | 42.13 | 34.31
2016-10-22 13:00:00 | 0.30815 | 0.33846 | 0.93367 | 34.17 | -34.17 | 34.17 | 140 | -97.67 | 1000 | 1000 | -34.17 | 34.17 | 34.17 | 39.82 | 34.17
2016-10-22 14:00:00 | 0.32102 | 0.35077 | 0.82041 | 35.19 | -35.19 | 35.19 | 141.02 | -98.69 | 1000 | 1000 | -35.19 | 35.19 | 35.19 | 39.84 | 35.19
2016-10-22 15:00:00 | 0.32102 | 0.35077 | 0.73445 | 46.76 | -46.76 | 46.76 | 152.59 | -110.26 | 1000 | 1000 | -46.76 | 46.76 | 46.76 | 42.51 | 46.76
2016-10-22 16:00:00 | 0.33389 | 0.36308 | 0.70905 | 49.96 | -49.96 | 49.96 | 155.79 | -113.46 | 1000 | 1000 | -49.96 | 49.96 | 49.96 | 42.99 | 49.96
2016-10-22 17:00:00 | 0.34676 | 0.37538 | 0.76491 | 49.99 | -49.99 | 49.99 | 155.82 | -113.49 | 1000 | 1000 | -49.99 | 49.99 | 49.99 | 47.7 | 49.99
2016-10-22 18:00:00 | 0.34998 | 0.37846 | 0.87191 | 44.11 | -44.11 | 44.11 | 149.94 | -107.61 | 1000 | 1000 | -44.11 | 44.11 | 44.11 | 61.95 | 44.11
2016-10-22 19:00:00 | 0.35641 | 0.38462 | 0.93772 | 35.88 | -35.88 | 35.88 | 141.71 | -99.38 | 1000 | 1000 | -35.88 | 35.88 | 35.88 | 71.93 | 35.88
2016-10-22 20:00:00 | 0.41112 | 0.43692 | 0.86663 | 34.53 | -34.53 | 34.53 | 140.36 | -98.03 | 1000 | 1000 | -34.53 | 34.53 | 34.53 | 54.97 | 34.53
2016-10-22 21:00:00 | 0.4433 | 0.46769 | 0.72173 | 34.51 | -34.51 | 34.51 | 140.34 | -98.01 | 1000 | 1000 | -34.51 | 34.51 | 34.51 | 42.59 | 34.51
2016-10-22 22:00:00 | 0.45295 | 0.47692 | 0.6763 | 33.09 | -33.09 | 33.09 | 138.92 | -96.59 | 1000 | 1000 | -33.09 | 33.09 | 33.09 | 46.01 | 33.09
2016-10-22 23:00:00 | 0.46261 | 0.48615 | 0.57413 | 32.69 | -32.69 | 32.69 | 138.52 | -96.19 | 1000 | 1000 | -32.69 | 32.69 | 32.69 | 42.93 | 32.69
2016-10-23 00:00:00 | 0.45939 | 0.48308 | 0.42848 | 32.41 | -32.41 | 32.41 | 138.24 | -95.91 | 1000 | 1000 | -32.41 | 32.41 | 32.41 | 33.71 | 32.41
2016-10-23 01:00:00 | 0.43686 | 0.46154 | 0.3248 | 31.85 | -31.85 | 31.85 | 137.68 | -95.35 | 1000 | 1000 | -31.85 | 31.85 | 31.85 | 32.59 | 31.85
2016-10-23 02:00:00 | 0.43043 | 0.45538 | 0.2597 | 32.03 | -32.03 | 32.03 | 137.86 | -95.53 | 1000 | 1000 | -32.03 | 32.03 | 32.03 | 32.19 | 32.03
2016-10-23 03:00:00 | 0.43043 | 0.45538 | 0.23571 | 31.9 | -31.9 | 31.9 | 137.73 | -95.4 | 1000 | 1000 | -31.9 | 31.9 | 31.9 | 33.03 | 31.9
2016-10-23 04:00:00 | 0.44973 | 0.47385 | 0.22974 | 32.52 | -32.52 | 32.52 | 138.35 | -96.02 | 1000 | 1000 | -32.52 | 32.52 | 32.52 | 37.21 | 32.52
2016-10-23 05:00:00 | 0.45295 | 0.47692 | 0.23181 | 33.04 | -33.04 | 33.04 | 138.87 | -96.54 | 1000 | 1000 | -33.04 | 33.04 | 33.04 | 37.06 | 33.04
2016-10-23 06:00:00 | 0.45295 | 0.47692 | 0.24273 | 33.75 | -33.75 | 33.75 | 139.58 | -97.25 | 1000 | 1000 | -33.75 | 33.75 | 33.75 | 35.08 | 33.75
2016-10-23 07:00:00 | 0.44652 | 0.47077 | 0.33217 | 35.22 | -35.22 | 35.22 | 141.05 | -98.72 | 1000 | 1000 | -35.22 | 35.22 | 35.22 | 38.64 | 35.22
2016-10-23 08:00:00 | 0.42721 | 0.45231 | 0.53135 | 34.84 | -34.84 | 34.84 | 140.67 | -98.34 | 1000 | 1000 | -34.84 | 34.84 | 34.84 | 41.15 | 34.84
2016-10-23 09:00:00 | 0.40468 | 0.43077 | 0.74639 | 33.91 | -33.91 | 33.91 | 139.74 | -97.41 | 1000 | 1000 | -33.91 | 33.91 | 33.91 | 44.35 | 33.91
2016-10-23 10:00:00 | 0.38538 | 0.41231 | 0.8642 | 32.63 | -32.63 | 32.63 | 138.46 | -96.13 | 1000 | 1000 | -32.63 | 32.63 | 32.63 | 44.56 | 32.63
2016-10-23 11:00:00 | 0.35963 | 0.38769 | 0.95828 | 32.86 | -32.86 | 32.86 | 138.69 | -96.36 | 1000 | 1000 | -32.86 | 32.86 | 32.86 | 45.08 | 32.86
2016-10-23 12:00:00 | 0.33389 | 0.36308 | 0.97557 | 31.95 | -31.95 | 31.95 | 137.78 | -95.45 | 1000 | 1000 | -31.95 | 31.95 | 31.95 | 40.43 | 31.95
2016-10-23 13:00:00 | 0.32102 | 0.35077 | 0.80626 | 32.66 | -32.66 | 32.66 | 138.49 | -96.16 | 1000 | 1000 | -32.66 | 32.66 | 32.66 | 37.01 | 32.66
2016-10-23 14:00:00 | 0.32102 | 0.35077 | 0.66004 | 34.44 | -34.44 | 34.44 | 140.27 | -97.94 | 1000 | 1000 | -34.44 | 34.44 | 34.44 | 37.01 | 34.44
2016-10-23 15:00:00 | 0.33067 | 0.36 | 0.58723 | 37.24 | -37.24 | 37.24 | 143.07 | -100.74 | 1000 | 1000 | -37.24 | 37.24 | 37.24 | 35.06 | 37.24
2016-10-23 16:00:00 | 0.36285 | 0.39077 | 0.52352 | 42.01 | -42.01 | 42.01 | 147.84 | -105.51 | 1000 | 1000 | -42.01 | 42.01 | 42.01 | 36.15 | 42.01
2016-10-23 17:00:00 | 0.37572 | 0.40308 | 0.55331 | 47.02 | -47.02 | 47.02 | 152.85 | -110.52 | 1000 | 1000 | -47.02 | 47.02 | 47.02 | 41.87 | 47.02
2016-10-23 18:00:00 | 0.35963 | 0.38769 | 0.67192 | 39.77 | -39.77 | 39.77 | 145.6 | -103.27 | 1000 | 1000 | -39.77 | 39.77 | 39.77 | 51.22 | 39.77
2016-10-23 19:00:00 | 0.36285 | 0.39077 | 0.77603 | 36.86 | -36.86 | 36.86 | 142.69 | -100.36 | 1000 | 1000 | -36.86 | 36.86 | 36.86 | 67.95 | 36.86
2016-10-23 20:00:00 | 0.3532 | 0.38154 | 0.75374 | 34.75 | -34.75 | 34.75 | 140.58 | -98.25 | 1000 | 1000 | -34.75 | 34.75 | 34.75 | 56.35 | 34.75
2016-10-23 21:00:00 | 0.34998 | 0.37846 | 0.70206 | 33.6 | -33.6 | 33.6 | 139.43 | -97.1 | 1000 | 1000 | -33.6 | 33.6 | 33.6 | 47.39 | 33.6
2016-10-23 22:00:00 | 0.3532 | 0.38154 | 0.62189 | 31.44 | -31.44 | 31.44 | 137.27 | -94.94 | 1000 | 1000 | -31.44 | 31.44 | 31.44 | 44.52 | 31.44
2016-10-23 23:00:00 | 0.35963 | 0.38769 | 0.46945 | 31.08 | -31.08 | 31.08 | 136.91 | -94.58 | 1000 | 1000 | -31.08 | 31.08 | 31.08 | 40.68 | 31.08
2016-10-24 00:00:00 | 0.36607 | 0.39385 | 0.35579 | 31.53 | -31.53 | 31.53 | 137.36 | -95.03 | 1000 | 1000 | -31.53 | 31.53 | 31.53 | 37.25 | 31.53
2016-10-24 01:00:00 | 0.38216 | 0.40923 | 0.2723 | 30.9 | -30.9 | 30.9 | 136.73 | -94.4 | 1000 | 1000 | -30.9 | 30.9 | 30.9 | 34.5 | 30.9
2016-10-24 02:00:00 | 0.37572 | 0.40308 | 0.24656 | 31.24 | -31.24 | 31.24 | 137.07 | -94.74 | 1000 | 1000 | -31.24 | 31.24 | 31.24 | 32.61 | 31.24
2016-10-24 03:00:00 | 0.36607 | 0.39385 | 0.24182 | 31.68 | -31.68 | 31.68 | 137.51 | -95.18 | 1000 | 1000 | -31.68 | 31.68 | 31.68 | 30.82 | 31.68
2016-10-24 04:00:00 | 0.36929 | 0.39692 | 0.25666 | 43.5 | -43.5 | 43.5 | 149.33 | -107 | 1000 | 1000 | -43.5 | 43.5 | 43.5 | 34.03 | 43.5
2016-10-24 05:00:00 | 0.3725 | 0.4 | 0.30259 | 49.92 | -49.92 | 49.92 | 155.75 | -113.42 | 1000 | 1000 | -49.92 | 49.92 | 49.92 | 37.18 | 49.92
2016-10-24 06:00:00 | 0.3725 | 0.4 | 0.48151 | 49.92 | -49.92 | 49.92 | 155.75 | -113.42 | 1000 | 1000 | -49.92 | 49.92 | 49.92 | 47.03 | 49.92
2016-10-24 07:00:00 | 0.38216 | 0.40923 | 0.66658 | 49.9 | -49.9 | 49.9 | 155.73 | -113.4 | 1000 | 1000 | -49.9 | 49.9 | 49.9 | 69.62 | 49.9
2016-10-24 08:00:00 | 0.36929 | 0.39692 | 0.76801 | 49.98 | -49.98 | 49.98 | 155.81 | -113.48 | 1000 | 1000 | -49.98 | 49.98 | 49.98 | 68.95 | 49.98
2016-10-24 09:00:00 | 0.35641 | 0.38462 | 0.79951 | 49.97 | -49.97 | 49.97 | 155.8 | -113.47 | 1000 | 1000 | -49.97 | 49.97 | 49.97 | 68.07 | 49.97
2016-10-24 10:00:00 | 0.33711 | 0.36615 | 0.78557 | 49.07 | -49.07 | 49.07 | 154.9 | -112.57 | 1000 | 1000 | -49.07 | 49.07 | 49.07 | 64.06 | 49.07
2016-10-24 11:00:00 | 0.30815 | 0.33846 | 0.79764 | 46.07 | -46.07 | 46.07 | 151.9 | -109.57 | 1000 | 1000 | -46.07 | 46.07 | 46.07 | 54.84 | 46.07
2016-10-24 12:00:00 | 0.30171 | 0.33231 | 0.85187 | 44.73 | -44.73 | 44.73 | 150.56 | -108.23 | 1000 | 1000 | -44.73 | 44.73 | 44.73 | 49.63 | 44.73
2016-10-24 13:00:00 | 0.30171 | 0.33231 | 0.80371 | 46.09 | -46.09 | 46.09 | 151.92 | -109.59 | 1000 | 1000 | -46.09 | 46.09 | 46.09 | 42.65 | 46.09
2016-10-24 14:00:00 | 0.29206 | 0.32308 | 0.71281 | 46.47 | -46.47 | 46.47 | 152.3 | -109.97 | 1000 | 1000 | -46.47 | 46.47 | 46.47 | 40.97 | 46.47
2016-10-24 15:00:00 | 0.29527 | 0.32615 | 0.66962 | 48.21 | -48.21 | 48.21 | 154.04 | -111.71 | 1000 | 1000 | -48.21 | 48.21 | 48.21 | 42.64 | 48.21
2016-10-24 16:00:00 | 0.30171 | 0.33231 | 0.64249 | 48.49 | -48.49 | 48.49 | 154.32 | -111.99 | 1000 | 1000 | -48.49 | 48.49 | 48.49 | 43.94 | 48.49
2016-10-24 17:00:00 | 0.30493 | 0.33538 | 0.6827 | 48.35 | -48.35 | 48.35 | 154.18 | -111.85 | 1000 | 1000 | -48.35 | 48.35 | 48.35 | 51.46 | 48.35
2016-10-24 18:00:00 | 0.31136 | 0.34154 | 0.76871 | 42.32 | -42.32 | 42.32 | 148.15 | -105.82 | 1000 | 1000 | -42.32 | 42.32 | 42.32 | 67.97 | 42.32
2016-10-24 19:00:00 | 0.3178 | 0.34769 | 0.84092 | 36.35 | -36.35 | 36.35 | 142.18 | -99.85 | 1000 | 1000 | -36.35 | 36.35 | 36.35 | 73.71 | 36.35
2016-10-24 20:00:00 | 0.32102 | 0.35077 | 0.81374 | 35.82 | -35.82 | 35.82 | 141.65 | -99.32 | 1000 | 1000 | -35.82 | 35.82 | 35.82 | 62.05 | 35.82
2016-10-24 21:00:00 | 0.3178 | 0.34769 | 0.75678 | 33.07 | -33.07 | 33.07 | 138.9 | -96.57 | 1000 | 1000 | -33.07 | 33.07 | 33.07 | 44.23 | 33.07
2016-10-24 22:00:00 | 0.32102 | 0.35077 | 0.66533 | 35.38 | -35.38 | 35.38 | 141.21 | -98.88 | 1000 | 1000 | -35.38 | 35.38 | 35.38 | 44.07 | 35.38
2016-10-24 23:00:00 | 0.32102 | 0.35077 | 0.5102 | 34.58 | -34.58 | 34.58 | 140.41 | -98.08 | 1000 | 1000 | -34.58 | 34.58 | 34.58 | 40.49 | 34.58
2016-10-25 00:00:00 | 0.32424 | 0.35385 | 0.35579 | 34.64 | -34.64 | 34.64 | 140.47 | -98.14 | 1000 | 1000 | -34.64 | 34.64 | 34.64 | 40.03 | 34.64
2016-10-25 01:00:00 | 0.32745 | 0.35692 | 0.2723 | 35.02 | -35.02 | 35.02 | 140.85 | -98.52 | 1000 | 1000 | -35.02 | 35.02 | 35.02 | 40 | 35.02
2016-10-25 02:00:00 | 0.33067 | 0.36 | 0.24656 | 34.97 | -34.97 | 34.97 | 140.8 | -98.47 | 1000 | 1000 | -34.97 | 34.97 | 34.97 | 35.58 | 34.97
2016-10-25 03:00:00 | 0.32745 | 0.35692 | 0.24182 | 37.01 | -37.01 | 37.01 | 142.84 | -100.51 | 1000 | 1000 | -37.01 | 37.01 | 37.01 | 35.12 | 37.01
2016-10-25 04:00:00 | 0.33067 | 0.36 | 0.25666 | 43.3 | -43.3 | 43.3 | 149.13 | -106.8 | 1000 | 1000 | -43.3 | 43.3 | 43.3 | 35.26 | 43.3
2016-10-25 05:00:00 | 0.33389 | 0.36308 | 0.30259 | 68.1 | -68.1 | 68.1 | 173.93 | -131.6 | 1000 | 1000 | -68.1 | 68.1 | 68.1 | 40.46 | 68.1
2016-10-25 06:00:00 | 0.33711 | 0.36615 | 0.48151 | 68.02 | -68.02 | 68.02 | 173.85 | -131.52 | 1000 | 1000 | -68.02 | 68.02 | 68.02 | 48.9 | 68.02
2016-10-25 07:00:00 | 0.34354 | 0.37231 | 0.66658 | 67.28 | -67.28 | 67.28 | 173.11 | -130.78 | 1000 | 1000 | -67.28 | 67.28 | 67.28 | 62.54 | 67.28
2016-10-25 08:00:00 | 0.32424 | 0.35385 | 0.76801 | 73.07 | -73.07 | 73.07 | 178.9 | -136.57 | 1000 | 1000 | -73.07 | 73.07 | 73.07 | 63.23 | 73.07
2016-10-25 09:00:00 | 0.29849 | 0.32923 | 0.79951 | 74.23 | -74.23 | 74.23 | 180.06 | -137.73 | 1000 | 1000 | -74.23 | 74.23 | 74.23 | 61.98 | 74.23
2016-10-25 10:00:00 | 0.27918 | 0.31077 | 0.78557 | 67.61 | -67.61 | 67.61 | 173.44 | -131.11 | 1000 | 1000 | -67.61 | 67.61 | 67.61 | 58.08 | 67.61
2016-10-25 11:00:00 | 0.25666 | 0.28923 | 0.79764 | 66.01 | -66.01 | 66.01 | 171.84 | -129.51 | 1000 | 1000 | -66.01 | 66.01 | 66.01 | 61.38 | 66.01
2016-10-25 12:00:00 | 0.25666 | 0.28923 | 0.85187 | 57.97 | -57.97 | 57.97 | 163.8 | -121.47 | 1000 | 1000 | -57.97 | 57.97 | 57.97 | 55.17 | 57.97
2016-10-25 13:00:00 | 0.247 | 0.28 | 0.80371 | 56.38 | -56.38 | 56.38 | 162.21 | -119.88 | 1000 | 1000 | -56.38 | 56.38 | 56.38 | 56.92 | 56.38
2016-10-25 14:00:00 | 0.25344 | 0.28615 | 0.71281 | 56 | -56 | 56 | 161.83 | -119.5 | 1000 | 1000 | -56 | 56 | 56 | 55.14 | 56
2016-10-25 15:00:00 | 0.26309 | 0.29538 | 0.66962 | 67.71 | -67.71 | 67.71 | 173.54 | -131.21 | 1000 | 1000 | -67.71 | 67.71 | 67.71 | 52.01 | 67.71
2016-10-25 16:00:00 | 0.3178 | 0.34769 | 0.64249 | 67.18 | -67.18 | 67.18 | 173.01 | -130.68 | 1000 | 1000 | -67.18 | 67.18 | 67.18 | 51.9 | 67.18
2016-10-25 17:00:00 | 0.36607 | 0.39385 | 0.6827 | 60.39 | -60.39 | 60.39 | 166.22 | -123.89 | 1000 | 1000 | -60.39 | 60.39 | 60.39 | 62.2 | 60.39
2016-10-25 18:00:00 | 0.38216 | 0.40923 | 0.76871 | 51.98 | -51.98 | 51.98 | 157.81 | -115.48 | 1000 | 1000 | -51.98 | 51.98 | 51.98 | 69.86 | 51.98
2016-10-25 19:00:00 | 0.36607 | 0.39385 | 0.84092 | 39.76 | -39.76 | 39.76 | 145.59 | -103.26 | 1000 | 1000 | -39.76 | 39.76 | 39.76 | 79.71 | 39.76
2016-10-25 20:00:00 | 0.3725 | 0.4 | 0.81374 | 37.38 | -37.38 | 37.38 | 143.21 | -100.88 | 1000 | 1000 | -37.38 | 37.38 | 37.38 | 68.53 | 37.38
2016-10-25 21:00:00 | 0.36607 | 0.39385 | 0.75678 | 34.7 | -34.7 | 34.7 | 140.53 | -98.2 | 1000 | 1000 | -34.7 | 34.7 | 34.7 | 61.91 | 34.7
2016-10-25 22:00:00 | 0.38859 | 0.41538 | 0.66533 | 35.81 | -35.81 | 35.81 | 141.64 | -99.31 | 1000 | 1000 | -35.81 | 35.81 | 35.81 | 57.73 | 35.81
2016-10-25 23:00:00 | 0.44008 | 0.46462 | 0.5102 | 34.6 | -34.6 | 34.6 | 140.43 | -98.1 | 1000 | 1000 | -34.6 | 34.6 | 34.6 | 49.94 | 34.6
2016-10-26 00:00:00 | 0.45617 | 0.48 | 0.35579 | 34.71 | -34.71 | 34.71 | 140.54 | -98.21 | 1000 | 1000 | -34.71 | 34.71 | 34.71 | 43.95 | 34.71
2016-10-26 01:00:00 | 0.4787 | 0.50154 | 0.2723 | 35.03 | -35.03 | 35.03 | 140.86 | -98.53 | 1000 | 1000 | -35.03 | 35.03 | 35.03 | 42.29 | 35.03
2016-10-26 02:00:00 | 0.4787 | 0.50154 | 0.24656 | 35.03 | -35.03 | 35.03 | 140.86 | -98.53 | 1000 | 1000 | -35.03 | 35.03 | 35.03 | 41.65 | 35.03
2016-10-26 03:00:00 | 0.44973 | 0.47385 | 0.24182 | 36.17 | -36.17 | 36.17 | 142 | -99.67 | 1000 | 1000 | -36.17 | 36.17 | 36.17 | 40.63 | 36.17
2016-10-26 04:00:00 | 0.41755 | 0.44308 | 0.25666 | 41.2 | -41.2 | 41.2 | 147.03 | -104.7 | 1000 | 1000 | -41.2 | 41.2 | 41.2 | 40.66 | 41.2
2016-10-26 05:00:00 | 0.4079 | 0.43385 | 0.30259 | 52.3 | -52.3 | 52.3 | 158.13 | -115.8 | 1000 | 1000 | -52.3 | 52.3 | 52.3 | 45.08 | 52.3
2016-10-26 06:00:00 | 0.41112 | 0.43692 | 0.48151 | 55.66 | -55.66 | 55.66 | 161.49 | -119.16 | 1000 | 1000 | -55.66 | 55.66 | 55.66 | 49.43 | 55.66
2016-10-26 07:00:00 | 0.39181 | 0.41846 | 0.66658 | 58.21 | -58.21 | 58.21 | 164.04 | -121.71 | 1000 | 1000 | -58.21 | 58.21 | 58.21 | 68.09 | 58.21
2016-10-26 08:00:00 | 0.37894 | 0.40615 | 0.76801 | 58.01 | -58.01 | 58.01 | 163.84 | -121.51 | 1000 | 1000 | -58.01 | 58.01 | 58.01 | 72 | 58.01
2016-10-26 09:00:00 | 0.38216 | 0.40923 | 0.79951 | 55.68 | -55.68 | 55.68 | 161.51 | -119.18 | 1000 | 1000 | -55.68 | 55.68 | 55.68 | 73.39 | 55.68
2016-10-26 10:00:00 | 0.36285 | 0.39077 | 0.78557 | 52.15 | -52.15 | 52.15 | 157.98 | -115.65 | 1000 | 1000 | -52.15 | 52.15 | 52.15 | 73.6 | 52.15
2016-10-26 11:00:00 | 0.33711 | 0.36615 | 0.79764 | 49.88 | -49.88 | 49.88 | 155.71 | -113.38 | 1000 | 1000 | -49.88 | 49.88 | 49.88 | 71.99 | 49.88
2016-10-26 12:00:00 | 0.3178 | 0.34769 | 0.85187 | 45.67 | -45.67 | 45.67 | 151.5 | -109.17 | 1000 | 1000 | -45.67 | 45.67 | 45.67 | 69.33 | 45.67
2016-10-26 13:00:00 | 0.30815 | 0.33846 | 0.80371 | 46.81 | -46.81 | 46.81 | 152.64 | -110.31 | 1000 | 1000 | -46.81 | 46.81 | 46.81 | 66.18 | 46.81
2016-10-26 14:00:00 | 0.31136 | 0.34154 | 0.71281 | 47.92 | -47.92 | 47.92 | 153.75 | -111.42 | 1000 | 1000 | -47.92 | 47.92 | 47.92 | 64.03 | 47.92
2016-10-26 15:00:00 | 0.34676 | 0.37538 | 0.66962 | 50.27 | -50.27 | 50.27 | 156.1 | -113.77 | 1000 | 1000 | -50.27 | 50.27 | 50.27 | 57.67 | 50.27
2016-10-26 16:00:00 | 0.37572 | 0.40308 | 0.64249 | 53.84 | -53.84 | 53.84 | 159.67 | -117.34 | 1000 | 1000 | -53.84 | 53.84 | 53.84 | 56.18 | 53.84
2016-10-26 17:00:00 | 0.39503 | 0.42154 | 0.6827 | 52.49 | -52.49 | 52.49 | 158.32 | -115.99 | 1000 | 1000 | -52.49 | 52.49 | 52.49 | 64.93 | 52.49
2016-10-26 18:00:00 | 0.40468 | 0.43077 | 0.76871 | 41.28 | -41.28 | 41.28 | 147.11 | -104.78 | 1000 | 1000 | -41.28 | 41.28 | 41.28 | 74.16 | 41.28
2016-10-26 19:00:00 | 0.40468 | 0.43077 | 0.84092 | 39.99 | -39.99 | 39.99 | 145.82 | -103.49 | 1000 | 1000 | -39.99 | 39.99 | 39.99 | 94.19 | 39.99
2016-10-26 20:00:00 | 0.4079 | 0.43385 | 0.81374 | 37.37 | -37.37 | 37.37 | 143.2 | -100.87 | 1000 | 1000 | -37.37 | 37.37 | 37.37 | 69.52 | 37.37
2016-10-26 21:00:00 | 0.38859 | 0.41538 | 0.75678 | 34.1 | -34.1 | 34.1 | 139.93 | -97.6 | 1000 | 1000 | -34.1 | 34.1 | 34.1 | 52.46 | 34.1
2016-10-26 22:00:00 | 0.39825 | 0.42462 | 0.66533 | 32.84 | -32.84 | 32.84 | 138.67 | -96.34 | 1000 | 1000 | -32.84 | 32.84 | 32.84 | 48.33 | 32.84
2016-10-26 23:00:00 | 0.40147 | 0.42769 | 0.5102 | 32.26 | -32.26 | 32.26 | 138.09 | -95.76 | 1000 | 1000 | -32.26 | 32.26 | 32.26 | 47.26 | 32.26
2016-10-27 00:00:00 | 0.39181 | 0.41846 | 0.35579 | 31.87 | -31.87 | 31.87 | 137.7 | -95.37 | 1000 | 1000 | -31.87 | 31.87 | 31.87 | 45 | 31.87
2016-10-27 01:00:00 | 0.39825 | 0.42462 | 0.2723 | 31.25 | -31.25 | 31.25 | 137.08 | -94.75 | 1000 | 1000 | -31.25 | 31.25 | 31.25 | 43.69 | 31.25
2016-10-27 02:00:00 | 0.39825 | 0.42462 | 0.24656 | 32.34 | -32.34 | 32.34 | 138.17 | -95.84 | 1000 | 1000 | -32.34 | 32.34 | 32.34 | 41.17 | 32.34
2016-10-27 03:00:00 | 0.39181 | 0.41846 | 0.24182 | 33.58 | -33.58 | 33.58 | 139.41 | -97.08 | 1000 | 1000 | -33.58 | 33.58 | 33.58 | 39.59 | 33.58
2016-10-27 04:00:00 | 0.4079 | 0.43385 | 0.25666 | 38.12 | -38.12 | 38.12 | 143.95 | -101.62 | 1000 | 1000 | -38.12 | 38.12 | 38.12 | 39.59 | 38.12
2016-10-27 05:00:00 | 0.40147 | 0.42769 | 0.30259 | 47.94 | -47.94 | 47.94 | 153.77 | -111.44 | 1000 | 1000 | -47.94 | 47.94 | 47.94 | 44.55 | 47.94
2016-10-27 06:00:00 | 0.39825 | 0.42462 | 0.48151 | 48.99 | -48.99 | 48.99 | 154.82 | -112.49 | 1000 | 1000 | -48.99 | 48.99 | 48.99 | 55.7 | 48.99
2016-10-27 07:00:00 | 0.37894 | 0.40615 | 0.66658 | 47.42 | -47.42 | 47.42 | 153.25 | -110.92 | 1000 | 1000 | -47.42 | 47.42 | 47.42 | 72.49 | 47.42
2016-10-27 08:00:00 | 0.3532 | 0.38154 | 0.76801 | 47.94 | -47.94 | 47.94 | 153.77 | -111.44 | 1000 | 1000 | -47.94 | 47.94 | 47.94 | 72.88 | 47.94
2016-10-27 09:00:00 | 0.32745 | 0.35692 | 0.79951 | 45.69 | -45.69 | 45.69 | 151.52 | -109.19 | 1000 | 1000 | -45.69 | 45.69 | 45.69 | 73.36 | 45.69
2016-10-27 10:00:00 | 0.30815 | 0.33846 | 0.78557 | 44.11 | -44.11 | 44.11 | 149.94 | -107.61 | 1000 | 1000 | -44.11 | 44.11 | 44.11 | 73.19 | 44.11
2016-10-27 11:00:00 | 0.28884 | 0.32 | 0.79764 | 41.77 | -41.77 | 41.77 | 147.6 | -105.27 | 1000 | 1000 | -41.77 | 41.77 | 41.77 | 73.17 | 41.77
2016-10-27 12:00:00 | 0.27597 | 0.30769 | 0.85187 | 38.68 | -38.68 | 38.68 | 144.51 | -102.18 | 1000 | 1000 | -38.68 | 38.68 | 38.68 | 70.98 | 38.68
2016-10-27 13:00:00 | 0.26309 | 0.29538 | 0.80371 | 39.51 | -39.51 | 39.51 | 145.34 | -103.01 | 1000 | 1000 | -39.51 | 39.51 | 39.51 | 67.18 | 39.51
2016-10-27 14:00:00 | 0.26309 | 0.29538 | 0.71281 | 40.91 | -40.91 | 40.91 | 146.74 | -104.41 | 1000 | 1000 | -40.91 | 40.91 | 40.91 | 63.47 | 40.91
2016-10-27 15:00:00 | 0.25666 | 0.28923 | 0.66962 | 44.69 | -44.69 | 44.69 | 150.52 | -108.19 | 1000 | 1000 | -44.69 | 44.69 | 44.69 | 56.97 | 44.69
2016-10-27 16:00:00 | 0.25666 | 0.28923 | 0.64249 | 48.73 | -48.73 | 48.73 | 154.56 | -112.23 | 1000 | 1000 | -48.73 | 48.73 | 48.73 | 56.24 | 48.73
2016-10-27 17:00:00 | 0.25022 | 0.28308 | 0.6827 | 42 | -42 | 42 | 147.83 | -105.5 | 1000 | 1000 | -42 | 42 | 42 | 65 | 42
2016-10-27 18:00:00 | 0.27918 | 0.31077 | 0.76871 | 38.02 | -38.02 | 38.02 | 143.85 | -101.52 | 1000 | 1000 | -38.02 | 38.02 | 38.02 | 73.37 | 38.02
2016-10-27 19:00:00 | 0.2824 | 0.31385 | 0.84092 | 36.76 | -36.76 | 36.76 | 142.59 | -100.26 | 1000 | 1000 | -36.76 | 36.76 | 36.76 | 80.58 | 36.76
2016-10-27 20:00:00 | 0.28884 | 0.32 | 0.81374 | 33.82 | -33.82 | 33.82 | 139.65 | -97.32 | 1000 | 1000 | -33.82 | 33.82 | 33.82 | 70.02 | 33.82
2016-10-27 21:00:00 | 0.31458 | 0.34462 | 0.75678 | 31.05 | -31.05 | 31.05 | 136.88 | -94.55 | 1000 | 1000 | -31.05 | 31.05 | 31.05 | 52.91 | 31.05
2016-10-27 22:00:00 | 0.30171 | 0.33231 | 0.66533 | 29.06 | -29.06 | 29.06 | 134.89 | -92.56 | 1000 | 1000 | -29.06 | 29.06 | 29.06 | 57.11 | 29.06
2016-10-27 23:00:00 | 0.28562 | 0.31692 | 0.5102 | 26.87 | -26.87 | 26.87 | 132.7 | -90.37 | 1000 | 1000 | -26.87 | 26.87 | 26.87 | 53.57 | 26.87
2016-10-28 00:00:00 | 0.26309 | 0.29538 | 0.35579 | 23.43 | -23.43 | 23.43 | 129.26 | -86.93 | 1000 | 1000 | -23.43 | 23.43 | 23.43 | 43.38 | 23.43
2016-10-28 01:00:00 | 0.247 | 0.28 | 0.2723 | 23.65 | -23.65 | 23.65 | 129.48 | -87.15 | 1000 | 1000 | -23.65 | 23.65 | 23.65 | 41.55 | 23.65
2016-10-28 02:00:00 | 0.25344 | 0.28615 | 0.24656 | 23.92 | -23.92 | 23.92 | 129.75 | -87.42 | 1000 | 1000 | -23.92 | 23.92 | 23.92 | 38.33 | 23.92
2016-10-28 03:00:00 | 0.24379 | 0.27692 | 0.24182 | 29.1 | -29.1 | 29.1 | 134.93 | -92.6 | 1000 | 1000 | -29.1 | 29.1 | 29.1 | 37.53 | 29.1
2016-10-28 04:00:00 | 0.24379 | 0.27692 | 0.25666 | 31.08 | -31.08 | 31.08 | 136.91 | -94.58 | 1000 | 1000 | -31.08 | 31.08 | 31.08 | 38.59 | 31.08
2016-10-28 05:00:00 | 0.24057 | 0.27385 | 0.30259 | 37.04 | -37.04 | 37.04 | 142.87 | -100.54 | 1000 | 1000 | -37.04 | 37.04 | 37.04 | 43.93 | 37.04
2016-10-28 06:00:00 | 0.23735 | 0.27077 | 0.48151 | 39.3 | -39.3 | 39.3 | 145.13 | -102.8 | 1000 | 1000 | -39.3 | 39.3 | 39.3 | 52.51 | 39.3
2016-10-28 07:00:00 | 0.24057 | 0.27385 | 0.66658 | 37.72 | -37.72 | 37.72 | 143.55 | -101.22 | 1000 | 1000 | -37.72 | 37.72 | 37.72 | 68.03 | 37.72
2016-10-28 08:00:00 | 0.2277 | 0.26154 | 0.76801 | 37.76 | -37.76 | 37.76 | 143.59 | -101.26 | 1000 | 1000 | -37.76 | 37.76 | 37.76 | 69.04 | 37.76
2016-10-28 09:00:00 | 0.21804 | 0.25231 | 0.79951 | 38.89 | -38.89 | 38.89 | 144.72 | -102.39 | 1000 | 1000 | -38.89 | 38.89 | 38.89 | 70.65 | 38.89
2016-10-28 10:00:00 | 0.20517 | 0.24 | 0.78557 | 37.17 | -37.17 | 37.17 | 143 | -100.67 | 1000 | 1000 | -37.17 | 37.17 | 37.17 | 68.7 | 37.17
2016-10-28 11:00:00 | 0.20839 | 0.24308 | 0.79764 | 36.82 | -36.82 | 36.82 | 142.65 | -100.32 | 1000 | 1000 | -36.82 | 36.82 | 36.82 | 67.2 | 36.82
2016-10-28 12:00:00 | 0.18908 | 0.22462 | 0.85187 | 36.31 | -36.31 | 36.31 | 142.14 | -99.81 | 1000 | 1000 | -36.31 | 36.31 | 36.31 | 63.56 | 36.31
2016-10-28 13:00:00 | 0.18265 | 0.21846 | 0.80371 | 37.23 | -37.23 | 37.23 | 143.06 | -100.73 | 1000 | 1000 | -37.23 | 37.23 | 37.23 | 61.94 | 37.23
2016-10-28 14:00:00 | 0.16656 | 0.20308 | 0.71281 | 37.99 | -37.99 | 37.99 | 143.82 | -101.49 | 1000 | 1000 | -37.99 | 37.99 | 37.99 | 51.89 | 37.99
2016-10-28 15:00:00 | 0.16012 | 0.19692 | 0.66962 | 43.74 | -43.74 | 43.74 | 149.57 | -107.24 | 1000 | 1000 | -43.74 | 43.74 | 43.74 | 50.45 | 43.74
2016-10-28 16:00:00 | 0.19874 | 0.23385 | 0.64249 | 50.5 | -50.5 | 50.5 | 156.33 | -114 | 1000 | 1000 | -50.5 | 50.5 | 50.5 | 49.32 | 50.5
2016-10-28 17:00:00 | 0.23413 | 0.26769 | 0.6827 | 47.62 | -47.62 | 47.62 | 153.45 | -111.12 | 1000 | 1000 | -47.62 | 47.62 | 47.62 | 61.93 | 47.62
2016-10-28 18:00:00 | 0.26309 | 0.29538 | 0.76871 | 41.97 | -41.97 | 41.97 | 147.8 | -105.47 | 1000 | 1000 | -41.97 | 41.97 | 41.97 | 71.63 | 41.97
2016-10-28 19:00:00 | 0.25666 | 0.28923 | 0.84092 | 42.82 | -42.82 | 42.82 | 148.65 | -106.32 | 1000 | 1000 | -42.82 | 42.82 | 42.82 | 81.68 | 42.82
2016-10-28 20:00:00 | 0.28884 | 0.32 | 0.81374 | 39.93 | -39.93 | 39.93 | 145.76 | -103.43 | 1000 | 1000 | -39.93 | 39.93 | 39.93 | 71.56 | 39.93
2016-10-28 21:00:00 | 0.30493 | 0.33538 | 0.75678 | 33.1 | -33.1 | 33.1 | 138.93 | -96.6 | 1000 | 1000 | -33.1 | 33.1 | 33.1 | 52.5 | 33.1
2016-10-28 22:00:00 | 0.29849 | 0.32923 | 0.66533 | 31.05 | -31.05 | 31.05 | 136.88 | -94.55 | 1000 | 1000 | -31.05 | 31.05 | 31.05 | 54.08 | 31.05
2016-10-28 23:00:00 | 0.32102 | 0.35077 | 0.5102 | 29.85 | -29.85 | 29.85 | 135.68 | -93.35 | 1000 | 1000 | -29.85 | 29.85 | 29.85 | 51.99 | 29.85
2016-10-29 00:00:00 | 0.34998 | 0.37846 | 0.39269 | 29.04 | -29.04 | 29.04 | 134.87 | -92.54 | 1000 | 1000 | -29.04 | 29.04 | 29.04 | 56.27 | 29.04
2016-10-29 01:00:00 | 0.35963 | 0.38769 | 0.32007 | 28.65 | -28.65 | 28.65 | 134.48 | -92.15 | 1000 | 1000 | -28.65 | 28.65 | 28.65 | 48.31 | 28.65
2016-10-29 02:00:00 | 0.37894 | 0.40615 | 0.27054 | 28.77 | -28.77 | 28.77 | 134.6 | -92.27 | 1000 | 1000 | -28.77 | 28.77 | 28.77 | 43.97 | 28.77
2016-10-29 03:00:00 | 0.37572 | 0.40308 | 0.2573 | 28.84 | -28.84 | 28.84 | 134.67 | -92.34 | 1000 | 1000 | -28.84 | 28.84 | 28.84 | 41.59 | 28.84
2016-10-29 04:00:00 | 0.36607 | 0.39385 | 0.25708 | 30.77 | -30.77 | 30.77 | 136.6 | -94.27 | 1000 | 1000 | -30.77 | 30.77 | 30.77 | 40.83 | 30.77
2016-10-29 05:00:00 | 0.35641 | 0.38462 | 0.2679 | 32.5 | -32.5 | 32.5 | 138.33 | -96 | 1000 | 1000 | -32.5 | 32.5 | 32.5 | 40.7 | 32.5
2016-10-29 06:00:00 | 0.36929 | 0.39692 | 0.32786 | 35.06 | -35.06 | 35.06 | 140.89 | -98.56 | 1000 | 1000 | -35.06 | 35.06 | 35.06 | 42.09 | 35.06
2016-10-29 07:00:00 | 0.34676 | 0.37538 | 0.51632 | 41.76 | -41.76 | 41.76 | 147.59 | -105.26 | 1000 | 1000 | -41.76 | 41.76 | 41.76 | 43.96 | 41.76
2016-10-29 08:00:00 | 0.31136 | 0.34154 | 0.72881 | 41.54 | -41.54 | 41.54 | 147.37 | -105.04 | 1000 | 1000 | -41.54 | 41.54 | 41.54 | 49.54 | 41.54
2016-10-29 09:00:00 | 0.27597 | 0.30769 | 0.83671 | 36.19 | -36.19 | 36.19 | 142.02 | -99.69 | 1000 | 1000 | -36.19 | 36.19 | 36.19 | 54.25 | 36.19
2016-10-29 10:00:00 | 0.25022 | 0.28308 | 0.89575 | 33.79 | -33.79 | 33.79 | 139.62 | -97.29 | 1000 | 1000 | -33.79 | 33.79 | 33.79 | 60.33 | 33.79
2016-10-29 11:00:00 | 0.25022 | 0.28308 | 0.93645 | 31.54 | -31.54 | 31.54 | 137.37 | -95.04 | 1000 | 1000 | -31.54 | 31.54 | 31.54 | 62.51 | 31.54
2016-10-29 12:00:00 | 0.23735 | 0.27077 | 0.97446 | 30.03 | -30.03 | 30.03 | 135.86 | -93.53 | 1000 | 1000 | -30.03 | 30.03 | 30.03 | 60.18 | 30.03
2016-10-29 13:00:00 | 0.24057 | 0.27385 | 0.93367 | 31.41 | -31.41 | 31.41 | 137.24 | -94.91 | 1000 | 1000 | -31.41 | 31.41 | 31.41 | 50.96 | 31.41
2016-10-29 14:00:00 | 0.24379 | 0.27692 | 0.82041 | 32.7 | -32.7 | 32.7 | 138.53 | -96.2 | 1000 | 1000 | -32.7 | 32.7 | 32.7 | 48.77 | 32.7
2016-10-29 15:00:00 | 0.26631 | 0.29846 | 0.73445 | 37.93 | -37.93 | 37.93 | 143.76 | -101.43 | 1000 | 1000 | -37.93 | 37.93 | 37.93 | 47.32 | 37.93
2016-10-29 16:00:00 | 0.33067 | 0.36 | 0.70905 | 45.92 | -45.92 | 45.92 | 151.75 | -109.42 | 1000 | 1000 | -45.92 | 45.92 | 45.92 | 45.79 | 45.92
2016-10-29 17:00:00 | 0.33711 | 0.36615 | 0.76491 | 44.27 | -44.27 | 44.27 | 150.1 | -107.77 | 1000 | 1000 | -44.27 | 44.27 | 44.27 | 49.67 | 44.27
2016-10-29 18:00:00 | 0.34676 | 0.37538 | 0.87191 | 39.44 | -39.44 | 39.44 | 145.27 | -102.94 | 1000 | 1000 | -39.44 | 39.44 | 39.44 | 63.47 | 39.44
2016-10-29 19:00:00 | 0.32102 | 0.35077 | 0.93772 | 35.24 | -35.24 | 35.24 | 141.07 | -98.74 | 1000 | 1000 | -35.24 | 35.24 | 35.24 | 68.56 | 35.24
2016-10-29 20:00:00 | 0.32745 | 0.35692 | 0.86663 | 35.12 | -35.12 | 35.12 | 140.95 | -98.62 | 1000 | 1000 | -35.12 | 35.12 | 35.12 | 57.25 | 35.12
2016-10-29 21:00:00 | 0.33067 | 0.36 | 0.72173 | 33.81 | -33.81 | 33.81 | 139.64 | -97.31 | 1000 | 1000 | -33.81 | 33.81 | 33.81 | 47.65 | 33.81
2016-10-29 22:00:00 | 0.36285 | 0.39077 | 0.6763 | 32.57 | -32.57 | 32.57 | 138.4 | -96.07 | 1000 | 1000 | -32.57 | 32.57 | 32.57 | 48.1 | 32.57
2016-10-29 23:00:00 | 0.35963 | 0.38769 | 0.57413 | 32.15 | -32.15 | 32.15 | 137.98 | -95.65 | 1000 | 1000 | -32.15 | 32.15 | 32.15 | 43.94 | 32.15
2016-10-30 00:00:00 | 0.3532 | 0.38154 | 0.42848 | 31.55 | -31.55 | 31.55 | 137.38 | -95.05 | 1000 | 1000 | -31.55 | 31.55 | 31.55 | 41.34 | 31.55
2016-10-30 01:00:00 | 0.36285 | 0.39077 | 0.3248 | 31.55 | -31.55 | 31.55 | 137.38 | -95.05 | 1000 | 1000 | -31.55 | 31.55 | 31.55 | 41.58 | 31.55
2016-10-30 02:00:00 | 0.35641 | 0.38462 | 0.2597 | 31.4 | -31.4 | 31.4 | 137.23 | -94.9 | 1000 | 1000 | -31.4 | 31.4 | 31.4 | 23.46 | 31.4
2016-10-30 03:00:00 | 0.40468 | 0.43077 | 0.23571 | 31.45 | -31.45 | 31.45 | 137.28 | -94.95 | 1000 | 1000 | -31.45 | 31.45 | 31.45 | 29.26 | 31.45
2016-10-30 04:00:00 | 0.41434 | 0.44 | 0.22974 | 32.03 | -32.03 | 32.03 | 137.86 | -95.53 | 1000 | 1000 | -32.03 | 32.03 | 32.03 | 28.96 | 32.03
2016-10-30 05:00:00 | 0.42399 | 0.44923 | 0.23181 | 32.55 | -32.55 | 32.55 | 138.38 | -96.05 | 1000 | 1000 | -32.55 | 32.55 | 32.55 | 30 | 32.55
2016-10-30 06:00:00 | 0.40468 | 0.43077 | 0.24273 | 33.35 | -33.35 | 33.35 | 139.18 | -96.85 | 1000 | 1000 | -33.35 | 33.35 | 33.35 | 31.95 | 33.35
2016-10-30 07:00:00 | 0.37894 | 0.40615 | 0.33217 | 35.02 | -35.02 | 35.02 | 140.85 | -98.52 | 1000 | 1000 | -35.02 | 35.02 | 35.02 | 34.5 | 35.02
2016-10-30 08:00:00 | 0.34354 | 0.37231 | 0.53135 | 36.49 | -36.49 | 36.49 | 142.32 | -99.99 | 1000 | 1000 | -36.49 | 36.49 | 36.49 | 40.05 | 36.49
2016-10-30 09:00:00 | 0.31136 | 0.34154 | 0.74639 | 36.99 | -36.99 | 36.99 | 142.82 | -100.49 | 1000 | 1000 | -36.99 | 36.99 | 36.99 | 46.11 | 36.99
2016-10-30 10:00:00 | 0.28562 | 0.31692 | 0.8642 | 38.33 | -38.33 | 38.33 | 144.16 | -101.83 | 1000 | 1000 | -38.33 | 38.33 | 38.33 | 49.51 | 38.33
2016-10-30 11:00:00 | 0.28562 | 0.31692 | 0.95828 | 37.2 | -37.2 | 37.2 | 143.03 | -100.7 | 1000 | 1000 | -37.2 | 37.2 | 37.2 | 54.92 | 37.2
2016-10-30 12:00:00 | 0.25022 | 0.28308 | 0.97557 | 33.9 | -33.9 | 33.9 | 139.73 | -97.4 | 1000 | 1000 | -33.9 | 33.9 | 33.9 | 55.98 | 33.9
2016-10-30 13:00:00 | 0.25988 | 0.29231 | 0.80626 | 32.48 | -32.48 | 32.48 | 138.31 | -95.98 | 1000 | 1000 | -32.48 | 32.48 | 32.48 | 48.93 | 32.48
2016-10-30 14:00:00 | 0.25666 | 0.28923 | 0.66004 | 33.09 | -33.09 | 33.09 | 138.92 | -96.59 | 1000 | 1000 | -33.09 | 33.09 | 33.09 | 46.63 | 33.09
2016-10-30 15:00:00 | 0.2824 | 0.31385 | 0.58723 | 34.64 | -34.64 | 34.64 | 140.47 | -98.14 | 1000 | 1000 | -34.64 | 34.64 | 34.64 | 45.11 | 34.64
2016-10-30 16:00:00 | 0.34032 | 0.36923 | 0.52352 | 49.2 | -49.2 | 49.2 | 155.03 | -112.7 | 1000 | 1000 | -49.2 | 49.2 | 49.2 | 47.18 | 49.2
2016-10-30 17:00:00 | 0.38538 | 0.41231 | 0.55331 | 52.48 | -52.48 | 52.48 | 158.31 | -115.98 | 1000 | 1000 | -52.48 | 52.48 | 52.48 | 59.97 | 52.48
2016-10-30 18:00:00 | 0.41755 | 0.44308 | 0.67192 | 48.28 | -48.28 | 48.28 | 154.11 | -111.78 | 1000 | 1000 | -48.28 | 48.28 | 48.28 | 66.8 | 48.28
2016-10-30 19:00:00 | 0.41112 | 0.43692 | 0.77603 | 40.3 | -40.3 | 40.3 | 146.13 | -103.8 | 1000 | 1000 | -40.3 | 40.3 | 40.3 | 66.1 | 40.3
2016-10-30 20:00:00 | 0.43364 | 0.45846 | 0.75374 | 39 | -39 | 39 | 144.83 | -102.5 | 1000 | 1000 | -39 | 39 | 39 | 61.27 | 39
2016-10-30 21:00:00 | 0.43043 | 0.45538 | 0.70206 | 39 | -39 | 39 | 144.83 | -102.5 | 1000 | 1000 | -39 | 39 | 39 | 49 | 39
2016-10-30 22:00:00 | 0.43364 | 0.45846 | 0.62189 | 37.64 | -37.64 | 37.64 | 143.47 | -101.14 | 1000 | 1000 | -37.64 | 37.64 | 37.64 | 54.55 | 37.64
2016-10-30 23:00:00 | 0.45295 | 0.47692 | 0.46945 | 35.36 | -35.36 | 35.36 | 141.19 | -98.86 | 1000 | 1000 | -35.36 | 35.36 | 35.36 | 49.48 | 35.36
2016-10-31 00:00:00 | 0.46261 | 0.48615 | 0.35579 | 34.94 | -34.94 | 34.94 | 140.77 | -98.44 | 1000 | 1000 | -34.94 | 34.94 | 34.94 | 45.78 | 34.94
2016-10-31 01:00:00 | 0.47226 | 0.49538 | 0.2723 | 34.66 | -34.66 | 34.66 | 140.49 | -98.16 | 1000 | 1000 | -34.66 | 34.66 | 34.66 | 42.97 | 34.66
2016-10-31 02:00:00 | 0.45617 | 0.48 | 0.24656 | 33.92 | -33.92 | 33.92 | 139.75 | -97.42 | 1000 | 1000 | -33.92 | 33.92 | 33.92 | 39.83 | 33.92
2016-10-31 03:00:00 | 0.50444 | 0.52615 | 0.24182 | 34.39 | -34.39 | 34.39 | 140.22 | -97.89 | 1000 | 1000 | -34.39 | 34.39 | 34.39 | 36.9 | 34.39
2016-10-31 04:00:00 | 0.47226 | 0.49538 | 0.25666 | 40.03 | -40.03 | 40.03 | 145.86 | -103.53 | 1000 | 1000 | -40.03 | 40.03 | 40.03 | 40.32 | 40.03
2016-10-31 05:00:00 | 0.48513 | 0.50769 | 0.30259 | 45.29 | -45.29 | 45.29 | 151.12 | -108.79 | 1000 | 1000 | -45.29 | 45.29 | 45.29 | 43.62 | 45.29
2016-10-31 06:00:00 | 0.4787 | 0.50154 | 0.48151 | 51.68 | -51.68 | 51.68 | 157.51 | -115.18 | 1000 | 1000 | -51.68 | 51.68 | 51.68 | 49.94 | 51.68
2016-10-31 07:00:00 | 0.44008 | 0.46462 | 0.66658 | 50.47 | -50.47 | 50.47 | 156.3 | -113.97 | 1000 | 1000 | -50.47 | 50.47 | 50.47 | 54.94 | 50.47
2016-10-31 08:00:00 | 0.41112 | 0.43692 | 0.76801 | 47.38 | -47.38 | 47.38 | 153.21 | -110.88 | 1000 | 1000 | -47.38 | 47.38 | 47.38 | 60.81 | 47.38
2016-10-31 09:00:00 | 0.37572 | 0.40308 | 0.79951 | 45.1 | -45.1 | 45.1 | 150.93 | -108.6 | 1000 | 1000 | -45.1 | 45.1 | 45.1 | 63.18 | 45.1
2016-10-31 10:00:00 | 0.33389 | 0.36308 | 0.78557 | 44 | -44 | 44 | 149.83 | -107.5 | 1000 | 1000 | -44 | 44 | 44 | 58.48 | 44
2016-10-31 11:00:00 | 0.2824 | 0.31385 | 0.79764 | 39 | -39 | 39 | 144.83 | -102.5 | 1000 | 1000 | -39 | 39 | 39 | 62.06 | 39
2016-10-31 12:00:00 | 0.26631 | 0.29846 | 0.85187 | 38.08 | -38.08 | 38.08 | 143.91 | -101.58 | 1000 | 1000 | -38.08 | 38.08 | 38.08 | 64.69 | 38.08
2016-10-31 13:00:00 | 0.25344 | 0.28615 | 0.80371 | 38.64 | -38.64 | 38.64 | 144.47 | -102.14 | 1000 | 1000 | -38.64 | 38.64 | 38.64 | 61.69 | 38.64
2016-10-31 14:00:00 | 0.247 | 0.28 | 0.71281 | 46.04 | -46.04 | 46.04 | 151.87 | -109.54 | 1000 | 1000 | -46.04 | 46.04 | 46.04 | 58.23 | 46.04
2016-10-31 15:00:00 | 0.25988 | 0.29231 | 0.66962 | 49.73 | -49.73 | 49.73 | 155.56 | -113.23 | 1000 | 1000 | -49.73 | 49.73 | 49.73 | 56.84 | 49.73
2016-10-31 16:00:00 | 0.27275 | 0.30462 | 0.64249 | 59.2 | -59.2 | 59.2 | 165.03 | -122.7 | 1000 | 1000 | -59.2 | 59.2 | 59.2 | 58.09 | 59.2
2016-10-31 17:00:00 | 0.27275 | 0.30462 | 0.6827 | 55.98 | -55.98 | 55.98 | 161.81 | -119.48 | 1000 | 1000 | -55.98 | 55.98 | 55.98 | 70.99 | 55.98
2016-10-31 18:00:00 | 0.26631 | 0.29846 | 0.76871 | 48.96 | -48.96 | 48.96 | 154.79 | -112.46 | 1000 | 1000 | -48.96 | 48.96 | 48.96 | 76.62 | 48.96
2016-10-31 19:00:00 | 0.26631 | 0.29846 | 0.84092 | 44.13 | -44.13 | 44.13 | 149.96 | -107.63 | 1000 | 1000 | -44.13 | 44.13 | 44.13 | 69.25 | 44.13
2016-10-31 20:00:00 | 0.26631 | 0.29846 | 0.81374 | 40.26 | -40.26 | 40.26 | 146.09 | -103.76 | 1000 | 1000 | -40.26 | 40.26 | 40.26 | 59.41 | 40.26
2016-10-31 21:00:00 | 0.26953 | 0.30154 | 0.75678 | 38.62 | -38.62 | 38.62 | 144.45 | -102.12 | 1000 | 1000 | -38.62 | 38.62 | 38.62 | 51.87 | 38.62
2016-10-31 22:00:00 | 0.26309 | 0.29538 | 0.66533 | 37.68 | -37.68 | 37.68 | 143.51 | -101.18 | 1000 | 1000 | -37.68 | 37.68 | 37.68 | 53.2 | 37.68
2016-10-31 23:00:00 | 0.26631 | 0.29846 | 0.5102 | 33.31 | -33.31 | 33.31 | 139.14 | -96.81 | 1000 | 1000 | -33.31 | 33.31 | 33.31 | 48.52 | 33.31
2016-11-01 00:00:00 | 0.26631 | 0.29846 | 0.31267 | 33.68 | -33.68 | 33.68 | 139.51 | -97.18 | 1000 | 1000 | -33.68 | 33.68 | 33.68 | 42.6 | 33.68
2016-11-01 01:00:00 | 0.26631 | 0.29846 | 0.2388 | 33.31 | -33.31 | 33.31 | 139.14 | -96.81 | 1000 | 1000 | -33.31 | 33.31 | 33.31 | 40.44 | 33.31
2016-11-01 02:00:00 | 0.26631 | 0.29846 | 0.2191 | 32.52 | -32.52 | 32.52 | 138.35 | -96.02 | 1000 | 1000 | -32.52 | 32.52 | 32.52 | 34.96 | 32.52
2016-11-01 03:00:00 | 0.25988 | 0.29231 | 0.21612 | 32.99 | -32.99 | 32.99 | 138.82 | -96.49 | 1000 | 1000 | -32.99 | 32.99 | 32.99 | 32.36 | 32.99
2016-11-01 04:00:00 | 0.25666 | 0.28923 | 0.22876 | 33.31 | -33.31 | 33.31 | 139.14 | -96.81 | 1000 | 1000 | -33.31 | 33.31 | 33.31 | 34.42 | 33.31
2016-11-01 05:00:00 | 0.25344 | 0.28615 | 0.26928 | 36.98 | -36.98 | 36.98 | 142.81 | -100.48 | 1000 | 1000 | -36.98 | 36.98 | 36.98 | 37.07 | 36.98
2016-11-01 06:00:00 | 0.247 | 0.28 | 0.46874 | 41.93 | -41.93 | 41.93 | 147.76 | -105.43 | 1000 | 1000 | -41.93 | 41.93 | 41.93 | 41.18 | 41.93
2016-11-01 07:00:00 | 0.247 | 0.28 | 0.67301 | 41.09 | -41.09 | 41.09 | 146.92 | -104.59 | 1000 | 1000 | -41.09 | 41.09 | 41.09 | 44.89 | 41.09
2016-11-01 08:00:00 | 0.25666 | 0.28923 | 0.76549 | 33.77 | -33.77 | 33.77 | 139.6 | -97.27 | 1000 | 1000 | -33.77 | 33.77 | 33.77 | 44.93 | 33.77
2016-11-01 09:00:00 | 0.25666 | 0.28923 | 0.7631 | 31.27 | -31.27 | 31.27 | 137.1 | -94.77 | 1000 | 1000 | -31.27 | 31.27 | 31.27 | 46.07 | 31.27
2016-11-01 10:00:00 | 0.25022 | 0.28308 | 0.73645 | 30.9 | -30.9 | 30.9 | 136.73 | -94.4 | 1000 | 1000 | -30.9 | 30.9 | 30.9 | 45.95 | 30.9
2016-11-01 11:00:00 | 0.24057 | 0.27385 | 0.75244 | 30.75 | -30.75 | 30.75 | 136.58 | -94.25 | 1000 | 1000 | -30.75 | 30.75 | 30.75 | 48.86 | 30.75
2016-11-01 12:00:00 | 0.23735 | 0.27077 | 0.78569 | 30.03 | -30.03 | 30.03 | 135.86 | -93.53 | 1000 | 1000 | -30.03 | 30.03 | 30.03 | 51.64 | 30.03
2016-11-01 13:00:00 | 0.2277 | 0.26154 | 0.74358 | 31.58 | -31.58 | 31.58 | 137.41 | -95.08 | 1000 | 1000 | -31.58 | 31.58 | 31.58 | 48.75 | 31.58
2016-11-01 14:00:00 | 0.23092 | 0.26462 | 0.6716 | 33.28 | -33.28 | 33.28 | 139.11 | -96.78 | 1000 | 1000 | -33.28 | 33.28 | 33.28 | 45.52 | 33.28
2016-11-01 15:00:00 | 0.247 | 0.28 | 0.6447 | 39.34 | -39.34 | 39.34 | 145.17 | -102.84 | 1000 | 1000 | -39.34 | 39.34 | 39.34 | 46.28 | 39.34
2016-11-01 16:00:00 | 0.25666 | 0.28923 | 0.65698 | 47.51 | -47.51 | 47.51 | 153.34 | -111.01 | 1000 | 1000 | -47.51 | 47.51 | 47.51 | 49.99 | 47.51
2016-11-01 17:00:00 | 0.27918 | 0.31077 | 0.76076 | 49.99 | -49.99 | 49.99 | 155.82 | -113.49 | 1000 | 1000 | -49.99 | 49.99 | 49.99 | 61.2 | 49.99
2016-11-01 18:00:00 | 0.29206 | 0.32308 | 0.8848 | 45.97 | -45.97 | 45.97 | 151.8 | -109.47 | 1000 | 1000 | -45.97 | 45.97 | 45.97 | 68.99 | 45.97
2016-11-01 19:00:00 | 0.30815 | 0.33846 | 0.92169 | 35.94 | -35.94 | 35.94 | 141.77 | -99.44 | 1000 | 1000 | -35.94 | 35.94 | 35.94 | 67.89 | 35.94
2016-11-01 20:00:00 | 0.3532 | 0.38154 | 0.81915 | 29.59 | -29.59 | 29.59 | 135.42 | -93.09 | 1000 | 1000 | -29.59 | 29.59 | 29.59 | 58.23 | 29.59
2016-11-01 21:00:00 | 0.36285 | 0.39077 | 0.69019 | 28.86 | -28.86 | 28.86 | 134.69 | -92.36 | 1000 | 1000 | -28.86 | 28.86 | 28.86 | 49.56 | 28.86
2016-11-01 22:00:00 | 0.3725 | 0.4 | 0.57811 | 16.02 | -16.02 | 16.02 | 121.85 | -79.52 | 1000 | 1000 | -16.02 | 16.02 | 16.02 | 49.33 | 16.02
2016-11-01 23:00:00 | 0.38216 | 0.40923 | 0.44327 | 27.11 | -27.11 | 27.11 | 132.94 | -90.61 | 1000 | 1000 | -27.11 | 27.11 | 27.11 | 45.7 | 27.11
2016-11-02 00:00:00 | 0.39181 | 0.41846 | 0.31267 | 15.12 | -15.12 | 15.12 | 120.95 | -78.62 | 1000 | 1000 | -15.12 | 15.12 | 15.12 | 44 | 15.12
2016-11-02 01:00:00 | 0.40147 | 0.42769 | 0.2388 | 13.2 | -13.2 | 13.2 | 119.03 | -76.7 | 1000 | 1000 | -13.2 | 13.2 | 13.2 | 41.22 | 13.2
2016-11-02 02:00:00 | 0.40468 | 0.43077 | 0.2191 | 12.26 | -12.26 | 12.26 | 118.09 | -75.76 | 1000 | 1000 | -12.26 | 12.26 | 12.26 | 36.62 | 12.26
2016-11-02 03:00:00 | 0.39825 | 0.42462 | 0.21612 | 13.16 | -13.16 | 13.16 | 118.99 | -76.66 | 1000 | 1000 | -13.16 | 13.16 | 13.16 | 35 | 13.16
2016-11-02 04:00:00 | 0.39503 | 0.42154 | 0.22876 | 21.01 | -21.01 | 21.01 | 126.84 | -84.51 | 1000 | 1000 | -21.01 | 21.01 | 21.01 | 40.27 | 21.01
2016-11-02 05:00:00 | 0.38216 | 0.40923 | 0.26928 | 33.85 | -33.85 | 33.85 | 139.68 | -97.35 | 1000 | 1000 | -33.85 | 33.85 | 33.85 | 42.57 | 33.85
2016-11-02 06:00:00 | 0.37572 | 0.40308 | 0.46874 | 39.04 | -39.04 | 39.04 | 144.87 | -102.54 | 1000 | 1000 | -39.04 | 39.04 | 39.04 | 58.97 | 39.04
2016-11-02 07:00:00 | 0.3725 | 0.4 | 0.67301 | 36.54 | -36.54 | 36.54 | 142.37 | -100.04 | 1000 | 1000 | -36.54 | 36.54 | 36.54 | 68.94 | 36.54
2016-11-02 08:00:00 | 0.36929 | 0.39692 | 0.76549 | 36.72 | -36.72 | 36.72 | 142.55 | -100.22 | 1000 | 1000 | -36.72 | 36.72 | 36.72 | 69.38 | 36.72
2016-11-02 09:00:00 | 0.35963 | 0.38769 | 0.7631 | 33.19 | -33.19 | 33.19 | 139.02 | -96.69 | 1000 | 1000 | -33.19 | 33.19 | 33.19 | 66.95 | 33.19
2016-11-02 10:00:00 | 0.34354 | 0.37231 | 0.73645 | 34.07 | -34.07 | 34.07 | 139.9 | -97.57 | 1000 | 1000 | -34.07 | 34.07 | 34.07 | 66.25 | 34.07
2016-11-02 11:00:00 | 0.38216 | 0.40923 | 0.75244 | 32.93 | -32.93 | 32.93 | 138.76 | -96.43 | 1000 | 1000 | -32.93 | 32.93 | 32.93 | 66.09 | 32.93
2016-11-02 12:00:00 | 0.42399 | 0.44923 | 0.78569 | 33.18 | -33.18 | 33.18 | 139.01 | -96.68 | 1000 | 1000 | -33.18 | 33.18 | 33.18 | 65.55 | 33.18
2016-11-02 13:00:00 | 0.40468 | 0.43077 | 0.74358 | 33.06 | -33.06 | 33.06 | 138.89 | -96.56 | 1000 | 1000 | -33.06 | 33.06 | 33.06 | 64.89 | 33.06
2016-11-02 14:00:00 | 0.39825 | 0.42462 | 0.6716 | 33.99 | -33.99 | 33.99 | 139.82 | -97.49 | 1000 | 1000 | -33.99 | 33.99 | 33.99 | 62.9 | 33.99
2016-11-02 15:00:00 | 0.42077 | 0.44615 | 0.6447 | 39.16 | -39.16 | 39.16 | 144.99 | -102.66 | 1000 | 1000 | -39.16 | 39.16 | 39.16 | 64.91 | 39.16
2016-11-02 16:00:00 | 0.43043 | 0.45538 | 0.65698 | 52.91 | -52.91 | 52.91 | 158.74 | -116.41 | 1000 | 1000 | -52.91 | 52.91 | 52.91 | 71.94 | 52.91
2016-11-02 17:00:00 | 0.44652 | 0.47077 | 0.76076 | 52.46 | -52.46 | 52.46 | 158.29 | -115.96 | 1000 | 1000 | -52.46 | 52.46 | 52.46 | 81.37 | 52.46
2016-11-02 18:00:00 | 0.45617 | 0.48 | 0.8848 | 51.46 | -51.46 | 51.46 | 157.29 | -114.96 | 1000 | 1000 | -51.46 | 51.46 | 51.46 | 85.08 | 51.46
2016-11-02 19:00:00 | 0.46261 | 0.48615 | 0.92169 | 39.98 | -39.98 | 39.98 | 145.81 | -103.48 | 1000 | 1000 | -39.98 | 39.98 | 39.98 | 71.72 | 39.98
2016-11-02 20:00:00 | 0.46582 | 0.48923 | 0.81915 | 37.52 | -37.52 | 37.52 | 143.35 | -101.02 | 1000 | 1000 | -37.52 | 37.52 | 37.52 | 59.83 | 37.52
2016-11-02 21:00:00 | 0.46261 | 0.48615 | 0.69019 | 35.18 | -35.18 | 35.18 | 141.01 | -98.68 | 1000 | 1000 | -35.18 | 35.18 | 35.18 | 47.64 | 35.18
2016-11-02 22:00:00 | 0.47548 | 0.49846 | 0.57811 | 35.67 | -35.67 | 35.67 | 141.5 | -99.17 | 1000 | 1000 | -35.67 | 35.67 | 35.67 | 50.02 | 35.67
2016-11-02 23:00:00 | 0.47548 | 0.49846 | 0.44327 | 35.05 | -35.05 | 35.05 | 140.88 | -98.55 | 1000 | 1000 | -35.05 | 35.05 | 35.05 | 44.57 | 35.05
2016-11-03 00:00:00 | 0.48835 | 0.51077 | 0.31267 | 35.07 | -35.07 | 35.07 | 140.9 | -98.57 | 1000 | 1000 | -35.07 | 35.07 | 35.07 | 43.97 | 35.07
2016-11-03 01:00:00 | 0.48835 | 0.51077 | 0.2388 | 34.74 | -34.74 | 34.74 | 140.57 | -98.24 | 1000 | 1000 | -34.74 | 34.74 | 34.74 | 41.56 | 34.74
2016-11-03 02:00:00 | 0.51087 | 0.53231 | 0.2191 | 35.87 | -35.87 | 35.87 | 141.7 | -99.37 | 1000 | 1000 | -35.87 | 35.87 | 35.87 | 38.75 | 35.87
2016-11-03 03:00:00 | 0.52696 | 0.54769 | 0.21612 | 36.74 | -36.74 | 36.74 | 142.57 | -100.24 | 1000 | 1000 | -36.74 | 36.74 | 36.74 | 35.22 | 36.74
2016-11-03 04:00:00 | 0.51087 | 0.53231 | 0.22876 | 38.95 | -38.95 | 38.95 | 144.78 | -102.45 | 1000 | 1000 | -38.95 | 38.95 | 38.95 | 37.14 | 38.95
2016-11-03 05:00:00 | 0.52053 | 0.54154 | 0.26928 | 47.23 | -47.23 | 47.23 | 153.06 | -110.73 | 1000 | 1000 | -47.23 | 47.23 | 47.23 | 38.82 | 47.23
2016-11-03 06:00:00 | 0.53984 | 0.56 | 0.46874 | 53.41 | -53.41 | 53.41 | 159.24 | -116.91 | 1000 | 1000 | -53.41 | 53.41 | 53.41 | 44.57 | 53.41
2016-11-03 07:00:00 | 0.52375 | 0.54462 | 0.67301 | 56.06 | -56.06 | 56.06 | 161.89 | -119.56 | 1000 | 1000 | -56.06 | 56.06 | 56.06 | 56.13 | 56.06
2016-11-03 08:00:00 | 0.49479 | 0.51692 | 0.76549 | 50.11 | -50.11 | 50.11 | 155.94 | -113.61 | 1000 | 1000 | -50.11 | 50.11 | 50.11 | 58.42 | 50.11
2016-11-03 09:00:00 | 0.44652 | 0.47077 | 0.7631 | 46.86 | -46.86 | 46.86 | 152.69 | -110.36 | 1000 | 1000 | -46.86 | 46.86 | 46.86 | 53.27 | 46.86
2016-11-03 10:00:00 | 0.42721 | 0.45231 | 0.73645 | 47.63 | -47.63 | 47.63 | 153.46 | -111.13 | 1000 | 1000 | -47.63 | 47.63 | 47.63 | 52 | 47.63
2016-11-03 11:00:00 | 0.39825 | 0.42462 | 0.75244 | 48 | -48 | 48 | 153.83 | -111.5 | 1000 | 1000 | -48 | 48 | 48 | 53.2 | 48
2016-11-03 12:00:00 | 0.40147 | 0.42769 | 0.78569 | 48.95 | -48.95 | 48.95 | 154.78 | -112.45 | 1000 | 1000 | -48.95 | 48.95 | 48.95 | 57.44 | 48.95
2016-11-03 13:00:00 | 0.37894 | 0.40615 | 0.74358 | 48.96 | -48.96 | 48.96 | 154.79 | -112.46 | 1000 | 1000 | -48.96 | 48.96 | 48.96 | 57.33 | 48.96
2016-11-03 14:00:00 | 0.40468 | 0.43077 | 0.6716 | 59.6 | -59.6 | 59.6 | 165.43 | -123.1 | 1000 | 1000 | -59.6 | 59.6 | 59.6 | 56.19 | 59.6
2016-11-03 15:00:00 | 0.45295 | 0.47692 | 0.6447 | 56.35 | -56.35 | 56.35 | 162.18 | -119.85 | 1000 | 1000 | -56.35 | 56.35 | 56.35 | 52.32 | 56.35
2016-11-03 16:00:00 | 0.47548 | 0.49846 | 0.65698 | 59.99 | -59.99 | 59.99 | 165.82 | -123.49 | 1000 | 1000 | -59.99 | 59.99 | 59.99 | 64.99 | 59.99
2016-11-03 17:00:00 | 0.52053 | 0.54154 | 0.76076 | 56.03 | -56.03 | 56.03 | 161.86 | -119.53 | 1000 | 1000 | -56.03 | 56.03 | 56.03 | 70.05 | 56.03
2016-11-03 18:00:00 | 0.52696 | 0.54769 | 0.8848 | 48.88 | -48.88 | 48.88 | 154.71 | -112.38 | 1000 | 1000 | -48.88 | 48.88 | 48.88 | 81.58 | 48.88
2016-11-03 19:00:00 | 0.5334 | 0.55385 | 0.92169 | 42.41 | -42.41 | 42.41 | 148.24 | -105.91 | 1000 | 1000 | -42.41 | 42.41 | 42.41 | 69.75 | 42.41
2016-11-03 20:00:00 | 0.53984 | 0.56 | 0.81915 | 37.27 | -37.27 | 37.27 | 143.1 | -100.77 | 1000 | 1000 | -37.27 | 37.27 | 37.27 | 60.81 | 37.27
2016-11-03 21:00:00 | 0.53018 | 0.55077 | 0.69019 | 36.24 | -36.24 | 36.24 | 142.07 | -99.74 | 1000 | 1000 | -36.24 | 36.24 | 36.24 | 49 | 36.24
2016-11-03 22:00:00 | 0.51731 | 0.53846 | 0.57811 | 33.98 | -33.98 | 33.98 | 139.81 | -97.48 | 1000 | 1000 | -33.98 | 33.98 | 33.98 | 47.64 | 33.98
2016-11-03 23:00:00 | 0.49157 | 0.51385 | 0.44327 | 32.4 | -32.4 | 32.4 | 138.23 | -95.9 | 1000 | 1000 | -32.4 | 32.4 | 32.4 | 43.95 | 32.4
2016-11-04 00:00:00 | 0.46904 | 0.49231 | 0.31267 | 32.42 | -32.42 | 32.42 | 138.25 | -95.92 | 1000 | 1000 | -32.42 | 32.42 | 32.42 | 45.03 | 32.42
2016-11-04 01:00:00 | 0.4787 | 0.50154 | 0.2388 | 30.96 | -30.96 | 30.96 | 136.79 | -94.46 | 1000 | 1000 | -30.96 | 30.96 | 30.96 | 42.01 | 30.96
2016-11-04 02:00:00 | 0.47548 | 0.49846 | 0.2191 | 30.8 | -30.8 | 30.8 | 136.63 | -94.3 | 1000 | 1000 | -30.8 | 30.8 | 30.8 | 39.02 | 30.8
2016-11-04 03:00:00 | 0.46582 | 0.48923 | 0.21612 | 31.98 | -31.98 | 31.98 | 137.81 | -95.48 | 1000 | 1000 | -31.98 | 31.98 | 31.98 | 34.38 | 31.98
2016-11-04 04:00:00 | 0.45939 | 0.48308 | 0.22876 | 34.13 | -34.13 | 34.13 | 139.96 | -97.63 | 1000 | 1000 | -34.13 | 34.13 | 34.13 | 38.87 | 34.13
2016-11-04 05:00:00 | 0.45295 | 0.47692 | 0.26928 | 36.98 | -36.98 | 36.98 | 142.81 | -100.48 | 1000 | 1000 | -36.98 | 36.98 | 36.98 | 44 | 36.98
2016-11-04 06:00:00 | 0.44008 | 0.46462 | 0.46874 | 46.78 | -46.78 | 46.78 | 152.61 | -110.28 | 1000 | 1000 | -46.78 | 46.78 | 46.78 | 49.99 | 46.78
2016-11-04 07:00:00 | 0.43364 | 0.45846 | 0.67301 | 48.69 | -48.69 | 48.69 | 154.52 | -112.19 | 1000 | 1000 | -48.69 | 48.69 | 48.69 | 62.63 | 48.69
2016-11-04 08:00:00 | 0.41434 | 0.44 | 0.76549 | 47.94 | -47.94 | 47.94 | 153.77 | -111.44 | 1000 | 1000 | -47.94 | 47.94 | 47.94 | 62.93 | 47.94
2016-11-04 09:00:00 | 0.40468 | 0.43077 | 0.7631 | 40.86 | -40.86 | 40.86 | 146.69 | -104.36 | 1000 | 1000 | -40.86 | 40.86 | 40.86 | 63.97 | 40.86
2016-11-04 10:00:00 | 0.39503 | 0.42154 | 0.73645 | 42.83 | -42.83 | 42.83 | 148.66 | -106.33 | 1000 | 1000 | -42.83 | 42.83 | 42.83 | 64.39 | 42.83
2016-11-04 11:00:00 | 0.35963 | 0.38769 | 0.75244 | 38.05 | -38.05 | 38.05 | 143.88 | -101.55 | 1000 | 1000 | -38.05 | 38.05 | 38.05 | 63.27 | 38.05
2016-11-04 12:00:00 | 0.34354 | 0.37231 | 0.78569 | 40.49 | -40.49 | 40.49 | 146.32 | -103.99 | 1000 | 1000 | -40.49 | 40.49 | 40.49 | 64.03 | 40.49
2016-11-04 13:00:00 | 0.33067 | 0.36 | 0.74358 | 43.15 | -43.15 | 43.15 | 148.98 | -106.65 | 1000 | 1000 | -43.15 | 43.15 | 43.15 | 59.13 | 43.15
2016-11-04 14:00:00 | 0.33067 | 0.36 | 0.6716 | 49.91 | -49.91 | 49.91 | 155.74 | -113.41 | 1000 | 1000 | -49.91 | 49.91 | 49.91 | 58.57 | 49.91
2016-11-04 15:00:00 | 0.35641 | 0.38462 | 0.6447 | 48.73 | -48.73 | 48.73 | 154.56 | -112.23 | 1000 | 1000 | -48.73 | 48.73 | 48.73 | 59.54 | 48.73
2016-11-04 16:00:00 | 0.39181 | 0.41846 | 0.65698 | 52.19 | -52.19 | 52.19 | 158.02 | -115.69 | 1000 | 1000 | -52.19 | 52.19 | 52.19 | 62.01 | 52.19
2016-11-04 17:00:00 | 0.41755 | 0.44308 | 0.76076 | 49.6 | -49.6 | 49.6 | 155.43 | -113.1 | 1000 | 1000 | -49.6 | 49.6 | 49.6 | 73.43 | 49.6
2016-11-04 18:00:00 | 0.42077 | 0.44615 | 0.8848 | 40.15 | -40.15 | 40.15 | 145.98 | -103.65 | 1000 | 1000 | -40.15 | 40.15 | 40.15 | 80.49 | 40.15
2016-11-04 19:00:00 | 0.44973 | 0.47385 | 0.92169 | 39.23 | -39.23 | 39.23 | 145.06 | -102.73 | 1000 | 1000 | -39.23 | 39.23 | 39.23 | 69.94 | 39.23
2016-11-04 20:00:00 | 0.41755 | 0.44308 | 0.81915 | 38.31 | -38.31 | 38.31 | 144.14 | -101.81 | 1000 | 1000 | -38.31 | 38.31 | 38.31 | 59.93 | 38.31
2016-11-04 21:00:00 | 0.43364 | 0.45846 | 0.69019 | 37.02 | -37.02 | 37.02 | 142.85 | -100.52 | 1000 | 1000 | -37.02 | 37.02 | 37.02 | 48.64 | 37.02
2016-11-04 22:00:00 | 0.45295 | 0.47692 | 0.57811 | 34.9 | -34.9 | 34.9 | 140.73 | -98.4 | 1000 | 1000 | -34.9 | 34.9 | 34.9 | 49.57 | 34.9
2016-11-04 23:00:00 | 0.48191 | 0.50462 | 0.44327 | 37.05 | -37.05 | 37.05 | 142.88 | -100.55 | 1000 | 1000 | -37.05 | 37.05 | 37.05 | 47.76 | 37.05
2016-11-05 00:00:00 | 0.498 | 0.52 | 0.36334 | 37.07 | -37.07 | 37.07 | 142.9 | -100.57 | 1000 | 1000 | -37.07 | 37.07 | 37.07 | 46.01 | 37.07
2016-11-05 01:00:00 | 0.48513 | 0.50769 | 0.30185 | 36.77 | -36.77 | 36.77 | 142.6 | -100.27 | 1000 | 1000 | -36.77 | 36.77 | 36.77 | 43.15 | 36.77
2016-11-05 02:00:00 | 0.47226 | 0.49538 | 0.247 | 35.97 | -35.97 | 35.97 | 141.8 | -99.47 | 1000 | 1000 | -35.97 | 35.97 | 35.97 | 40.63 | 35.97
2016-11-05 03:00:00 | 0.47548 | 0.49846 | 0.23565 | 35.54 | -35.54 | 35.54 | 141.37 | -99.04 | 1000 | 1000 | -35.54 | 35.54 | 35.54 | 38.95 | 35.54
2016-11-05 04:00:00 | 0.48513 | 0.50769 | 0.23258 | 35.93 | -35.93 | 35.93 | 141.76 | -99.43 | 1000 | 1000 | -35.93 | 35.93 | 35.93 | 37.58 | 35.93
2016-11-05 05:00:00 | 0.4787 | 0.50154 | 0.24426 | 36.5 | -36.5 | 36.5 | 142.33 | -100 | 1000 | 1000 | -36.5 | 36.5 | 36.5 | 38.13 | 36.5
2016-11-05 06:00:00 | 0.47548 | 0.49846 | 0.30966 | 37.02 | -37.02 | 37.02 | 142.85 | -100.52 | 1000 | 1000 | -37.02 | 37.02 | 37.02 | 41.03 | 37.02
2016-11-05 07:00:00 | 0.46582 | 0.48923 | 0.47243 | 38.96 | -38.96 | 38.96 | 144.79 | -102.46 | 1000 | 1000 | -38.96 | 38.96 | 38.96 | 43.76 | 38.96
2016-11-05 08:00:00 | 0.4433 | 0.46769 | 0.68704 | 39.89 | -39.89 | 39.89 | 145.72 | -103.39 | 1000 | 1000 | -39.89 | 39.89 | 39.89 | 48.28 | 39.89
2016-11-05 09:00:00 | 0.43686 | 0.46154 | 0.80606 | 41.16 | -41.16 | 41.16 | 146.99 | -104.66 | 1000 | 1000 | -41.16 | 41.16 | 41.16 | 47.27 | 41.16
2016-11-05 10:00:00 | 0.43043 | 0.45538 | 0.84283 | 44.79 | -44.79 | 44.79 | 150.62 | -108.29 | 1000 | 1000 | -44.79 | 44.79 | 44.79 | 47.95 | 44.79
2016-11-05 11:00:00 | 0.41112 | 0.43692 | 0.87704 | 46.54 | -46.54 | 46.54 | 152.37 | -110.04 | 1000 | 1000 | -46.54 | 46.54 | 46.54 | 49 | 46.54
2016-11-05 12:00:00 | 0.39181 | 0.41846 | 0.91636 | 40.8 | -40.8 | 40.8 | 146.63 | -104.3 | 1000 | 1000 | -40.8 | 40.8 | 40.8 | 49.38 | 40.8
2016-11-05 13:00:00 | 0.38216 | 0.40923 | 0.88755 | 39.35 | -39.35 | 39.35 | 145.18 | -102.85 | 1000 | 1000 | -39.35 | 39.35 | 39.35 | 46.1 | 39.35
2016-11-05 14:00:00 | 0.37572 | 0.40308 | 0.79022 | 38.88 | -38.88 | 38.88 | 144.71 | -102.38 | 1000 | 1000 | -38.88 | 38.88 | 38.88 | 44.07 | 38.88
2016-11-05 15:00:00 | 0.37894 | 0.40615 | 0.71445 | 42.65 | -42.65 | 42.65 | 148.48 | -106.15 | 1000 | 1000 | -42.65 | 42.65 | 42.65 | 44.16 | 42.65
2016-11-05 16:00:00 | 0.38538 | 0.41231 | 0.70607 | 48.1 | -48.1 | 48.1 | 153.93 | -111.6 | 1000 | 1000 | -48.1 | 48.1 | 48.1 | 48.27 | 48.1
2016-11-05 17:00:00 | 0.39181 | 0.41846 | 0.8672 | 44.78 | -44.78 | 44.78 | 150.61 | -108.28 | 1000 | 1000 | -44.78 | 44.78 | 44.78 | 64.07 | 44.78
2016-11-05 18:00:00 | 0.39181 | 0.41846 | 0.99703 | 40.91 | -40.91 | 40.91 | 146.74 | -104.41 | 1000 | 1000 | -40.91 | 40.91 | 40.91 | 71.37 | 40.91
2016-11-05 19:00:00 | 0.38859 | 0.41538 | 1 | 37.07 | -37.07 | 37.07 | 142.9 | -100.57 | 1000 | 1000 | -37.07 | 37.07 | 37.07 | 66.21 | 37.07
2016-11-05 20:00:00 | 0.37572 | 0.40308 | 0.83309 | 34.32 | -34.32 | 34.32 | 140.15 | -97.82 | 1000 | 1000 | -34.32 | 34.32 | 34.32 | 49.24 | 34.32
2016-11-05 21:00:00 | 0.36607 | 0.39385 | 0.66229 | 32.71 | -32.71 | 32.71 | 138.54 | -96.21 | 1000 | 1000 | -32.71 | 32.71 | 32.71 | 46.07 | 32.71
2016-11-05 22:00:00 | 0.3725 | 0.4 | 0.60399 | 29.94 | -29.94 | 29.94 | 135.77 | -93.44 | 1000 | 1000 | -29.94 | 29.94 | 29.94 | 47.43 | 29.94
2016-11-05 23:00:00 | 0.38216 | 0.40923 | 0.51572 | 32.23 | -32.23 | 32.23 | 138.06 | -95.73 | 1000 | 1000 | -32.23 | 32.23 | 32.23 | 45.08 | 32.23
2016-11-06 00:00:00 | 0.38538 | 0.41231 | 0.39659 | 27.78 | -27.78 | 27.78 | 133.61 | -91.28 | 1000 | 1000 | -27.78 | 27.78 | 27.78 | 45.81 | 27.78
2016-11-06 01:00:00 | 0.38859 | 0.41538 | 0.29555 | 27.95 | -27.95 | 27.95 | 133.78 | -91.45 | 1000 | 1000 | -27.95 | 27.95 | 27.95 | 38.17 | 27.95
2016-11-06 02:00:00 | 0.39503 | 0.42154 | 0.24054 | 25.03 | -25.03 | 25.03 | 130.86 | -88.53 | 1000 | 1000 | -25.03 | 25.03 | 25.03 | 37.82 | 25.03
2016-11-06 03:00:00 | 0.39825 | 0.42462 | 0.21979 | 30.1 | -30.1 | 30.1 | 135.93 | -93.6 | 1000 | 1000 | -30.1 | 30.1 | 30.1 | 37.34 | 30.1
2016-11-06 04:00:00 | 0.42077 | 0.44615 | 0.20895 | 29.82 | -29.82 | 29.82 | 135.65 | -93.32 | 1000 | 1000 | -29.82 | 29.82 | 29.82 | 37.35 | 29.82
2016-11-06 05:00:00 | 0.42077 | 0.44615 | 0.2107 | 30.89 | -30.89 | 30.89 | 136.72 | -94.39 | 1000 | 1000 | -30.89 | 30.89 | 30.89 | 37.13 | 30.89
2016-11-06 06:00:00 | 0.43043 | 0.45538 | 0.22636 | 30.88 | -30.88 | 30.88 | 136.71 | -94.38 | 1000 | 1000 | -30.88 | 30.88 | 30.88 | 37.99 | 30.88
2016-11-06 07:00:00 | 0.43043 | 0.45538 | 0.26686 | 33.81 | -33.81 | 33.81 | 139.64 | -97.31 | 1000 | 1000 | -33.81 | 33.81 | 33.81 | 38.58 | 33.81
2016-11-06 08:00:00 | 0.43364 | 0.45846 | 0.42994 | 37.02 | -37.02 | 37.02 | 142.85 | -100.52 | 1000 | 1000 | -37.02 | 37.02 | 37.02 | 39.53 | 37.02
2016-11-06 09:00:00 | 0.39503 | 0.42154 | 0.65048 | 37.93 | -37.93 | 37.93 | 143.76 | -101.43 | 1000 | 1000 | -37.93 | 37.93 | 37.93 | 43.03 | 37.93
2016-11-06 10:00:00 | 0.35641 | 0.38462 | 0.81425 | 41.58 | -41.58 | 41.58 | 147.41 | -105.08 | 1000 | 1000 | -41.58 | 41.58 | 41.58 | 45.34 | 41.58
2016-11-06 11:00:00 | 0.35963 | 0.38769 | 0.94383 | 38.94 | -38.94 | 38.94 | 144.77 | -102.44 | 1000 | 1000 | -38.94 | 38.94 | 38.94 | 50.55 | 38.94
2016-11-06 12:00:00 | 0.37894 | 0.40615 | 0.96576 | 37.07 | -37.07 | 37.07 | 142.9 | -100.57 | 1000 | 1000 | -37.07 | 37.07 | 37.07 | 52.51 | 37.07
2016-11-06 13:00:00 | 0.35963 | 0.38769 | 0.82374 | 37.09 | -37.09 | 37.09 | 142.92 | -100.59 | 1000 | 1000 | -37.09 | 37.09 | 37.09 | 46.66 | 37.09
2016-11-06 14:00:00 | 0.36285 | 0.39077 | 0.65983 | 37 | -37 | 37 | 142.83 | -100.5 | 1000 | 1000 | -37 | 37 | 37 | 43.39 | 37
2016-11-06 15:00:00 | 0.37572 | 0.40308 | 0.56761 | 39.5 | -39.5 | 39.5 | 145.33 | -103 | 1000 | 1000 | -39.5 | 39.5 | 39.5 | 42.5 | 39.5
2016-11-06 16:00:00 | 0.40147 | 0.42769 | 0.52133 | 48.51 | -48.51 | 48.51 | 154.34 | -112.01 | 1000 | 1000 | -48.51 | 48.51 | 48.51 | 46.96 | 48.51
2016-11-06 17:00:00 | 0.41434 | 0.44 | 0.61979 | 47.96 | -47.96 | 47.96 | 153.79 | -111.46 | 1000 | 1000 | -47.96 | 47.96 | 47.96 | 59.94 | 47.96
2016-11-06 18:00:00 | 0.41434 | 0.44 | 0.76472 | 43.27 | -43.27 | 43.27 | 149.1 | -106.77 | 1000 | 1000 | -43.27 | 43.27 | 43.27 | 66.07 | 43.27
2016-11-06 19:00:00 | 0.42077 | 0.44615 | 0.85205 | 37.05 | -37.05 | 37.05 | 142.88 | -100.55 | 1000 | 1000 | -37.05 | 37.05 | 37.05 | 66.27 | 37.05
2016-11-06 20:00:00 | 0.4433 | 0.46769 | 0.77783 | 36 | -36 | 36 | 141.83 | -99.5 | 1000 | 1000 | -36 | 36 | 36 | 53.2 | 36
2016-11-06 21:00:00 | 0.47226 | 0.49538 | 0.66127 | 33.33 | -33.33 | 33.33 | 139.16 | -96.83 | 1000 | 1000 | -33.33 | 33.33 | 33.33 | 47.64 | 33.33
2016-11-06 22:00:00 | 0.46904 | 0.49231 | 0.5638 | 30.23 | -30.23 | 30.23 | 136.06 | -93.73 | 1000 | 1000 | -30.23 | 30.23 | 30.23 | 48.24 | 30.23
2016-11-06 23:00:00 | 0.49157 | 0.51385 | 0.42608 | 10.72 | -10.72 | 10.72 | 116.55 | -74.22 | 1000 | 1000 | -10.72 | 10.72 | 10.72 | 43.93 | 10.72
2016-11-07 00:00:00 | 0.4787 | 0.50154 | 0.31267 | 13.61 | -13.61 | 13.61 | 119.44 | -77.11 | 1000 | 1000 | -13.61 | 13.61 | 13.61 | 38.11 | 13.61
2016-11-07 01:00:00 | 0.4433 | 0.46769 | 0.2388 | 13.69 | -13.69 | 13.69 | 119.52 | -77.19 | 1000 | 1000 | -13.69 | 13.69 | 13.69 | 37.1 | 13.69
2016-11-07 02:00:00 | 0.4433 | 0.46769 | 0.2191 | 12.6 | -12.6 | 12.6 | 118.43 | -76.1 | 1000 | 1000 | -12.6 | 12.6 | 12.6 | 35.39 | 12.6
2016-11-07 03:00:00 | 0.43364 | 0.45846 | 0.21612 | 11.94 | -11.94 | 11.94 | 117.77 | -75.44 | 1000 | 1000 | -11.94 | 11.94 | 11.94 | 34.98 | 11.94
2016-11-07 04:00:00 | 0.44008 | 0.46462 | 0.22876 | 15.82 | -15.82 | 15.82 | 121.65 | -79.32 | 1000 | 1000 | -15.82 | 15.82 | 15.82 | 37.22 | 15.82
2016-11-07 05:00:00 | 0.4787 | 0.50154 | 0.26928 | 33.02 | -33.02 | 33.02 | 138.85 | -96.52 | 1000 | 1000 | -33.02 | 33.02 | 33.02 | 39.13 | 33.02
2016-11-07 06:00:00 | 0.46904 | 0.49231 | 0.46874 | 40.81 | -40.81 | 40.81 | 146.64 | -104.31 | 1000 | 1000 | -40.81 | 40.81 | 40.81 | 48.98 | 40.81
2016-11-07 07:00:00 | 0.45617 | 0.48 | 0.67301 | 38.01 | -38.01 | 38.01 | 143.84 | -101.51 | 1000 | 1000 | -38.01 | 38.01 | 38.01 | 65.99 | 38.01
2016-11-07 08:00:00 | 0.46261 | 0.48615 | 0.76549 | 38.07 | -38.07 | 38.07 | 143.9 | -101.57 | 1000 | 1000 | -38.07 | 38.07 | 38.07 | 64.94 | 38.07
2016-11-07 09:00:00 | 0.45295 | 0.47692 | 0.7631 | 39.93 | -39.93 | 39.93 | 145.76 | -103.43 | 1000 | 1000 | -39.93 | 39.93 | 39.93 | 61.64 | 39.93
2016-11-07 10:00:00 | 0.44652 | 0.47077 | 0.73645 | 39.98 | -39.98 | 39.98 | 145.81 | -103.48 | 1000 | 1000 | -39.98 | 39.98 | 39.98 | 58.61 | 39.98
2016-11-07 11:00:00 | 0.44008 | 0.46462 | 0.75244 | 41.76 | -41.76 | 41.76 | 147.59 | -105.26 | 1000 | 1000 | -41.76 | 41.76 | 41.76 | 60.82 | 41.76
2016-11-07 12:00:00 | 0.43686 | 0.46154 | 0.78569 | 42.67 | -42.67 | 42.67 | 148.5 | -106.17 | 1000 | 1000 | -42.67 | 42.67 | 42.67 | 61.18 | 42.67
2016-11-07 13:00:00 | 0.46582 | 0.48923 | 0.74358 | 46.9 | -46.9 | 46.9 | 152.73 | -110.4 | 1000 | 1000 | -46.9 | 46.9 | 46.9 | 60 | 46.9
2016-11-07 14:00:00 | 0.45939 | 0.48308 | 0.6716 | 53.03 | -53.03 | 53.03 | 158.86 | -116.53 | 1000 | 1000 | -53.03 | 53.03 | 53.03 | 56.71 | 53.03
2016-11-07 15:00:00 | 0.46582 | 0.48923 | 0.6447 | 58.45 | -58.45 | 58.45 | 164.28 | -121.95 | 1000 | 1000 | -58.45 | 58.45 | 58.45 | 55.01 | 58.45
2016-11-07 16:00:00 | 0.47548 | 0.49846 | 0.65698 | 69.83 | -69.83 | 69.83 | 175.66 | -133.33 | 1000 | 1000 | -69.83 | 69.83 | 69.83 | 66.71 | 69.83
2016-11-07 17:00:00 | 0.48835 | 0.51077 | 0.76076 | 65.94 | -65.94 | 65.94 | 171.77 | -129.44 | 1000 | 1000 | -65.94 | 65.94 | 65.94 | 82.48 | 65.94
2016-11-07 18:00:00 | 0.48835 | 0.51077 | 0.8848 | 59.93 | -59.93 | 59.93 | 165.76 | -123.43 | 1000 | 1000 | -59.93 | 59.93 | 59.93 | 100.46 | 59.93
2016-11-07 19:00:00 | 0.50444 | 0.52615 | 0.92169 | 49.99 | -49.99 | 49.99 | 155.82 | -113.49 | 1000 | 1000 | -49.99 | 49.99 | 49.99 | 76.84 | 49.99
2016-11-07 20:00:00 | 0.49479 | 0.51692 | 0.81915 | 37.85 | -37.85 | 37.85 | 143.68 | -101.35 | 1000 | 1000 | -37.85 | 37.85 | 37.85 | 64.09 | 37.85
2016-11-07 21:00:00 | 0.49479 | 0.51692 | 0.69019 | 39.7 | -39.7 | 39.7 | 145.53 | -103.2 | 1000 | 1000 | -39.7 | 39.7 | 39.7 | 48 | 39.7
2016-11-07 22:00:00 | 0.50444 | 0.52615 | 0.57811 | 38.05 | -38.05 | 38.05 | 143.88 | -101.55 | 1000 | 1000 | -38.05 | 38.05 | 38.05 | 50 | 38.05
2016-11-07 23:00:00 | 0.51087 | 0.53231 | 0.44327 | 37.47 | -37.47 | 37.47 | 143.3 | -100.97 | 1000 | 1000 | -37.47 | 37.47 | 37.47 | 46.81 | 37.47
2016-11-08 00:00:00 | 0.52053 | 0.54154 | 0.31267 | 36.65 | -36.65 | 36.65 | 142.48 | -100.15 | 1000 | 1000 | -36.65 | 36.65 | 36.65 | 43.95 | 36.65
2016-11-08 01:00:00 | 0.52696 | 0.54769 | 0.2388 | 36.09 | -36.09 | 36.09 | 141.92 | -99.59 | 1000 | 1000 | -36.09 | 36.09 | 36.09 | 40.56 | 36.09
2016-11-08 02:00:00 | 0.5334 | 0.55385 | 0.2191 | 36.17 | -36.17 | 36.17 | 142 | -99.67 | 1000 | 1000 | -36.17 | 36.17 | 36.17 | 39.45 | 36.17
2016-11-08 03:00:00 | 0.53018 | 0.55077 | 0.21612 | 37.13 | -37.13 | 37.13 | 142.96 | -100.63 | 1000 | 1000 | -37.13 | 37.13 | 37.13 | 38.15 | 37.13
2016-11-08 04:00:00 | 0.51731 | 0.53846 | 0.22876 | 37.17 | -37.17 | 37.17 | 143 | -100.67 | 1000 | 1000 | -37.17 | 37.17 | 37.17 | 38.85 | 37.17
2016-11-08 05:00:00 | 0.51731 | 0.53846 | 0.26928 | 46.77 | -46.77 | 46.77 | 152.6 | -110.27 | 1000 | 1000 | -46.77 | 46.77 | 46.77 | 41.06 | 46.77
2016-11-08 06:00:00 | 0.52696 | 0.54769 | 0.46874 | 61.65 | -61.65 | 61.65 | 167.48 | -125.15 | 1000 | 1000 | -61.65 | 61.65 | 61.65 | 46.99 | 61.65
2016-11-08 07:00:00 | 0.5334 | 0.55385 | 0.67301 | 64.64 | -64.64 | 64.64 | 170.47 | -128.14 | 1000 | 1000 | -64.64 | 64.64 | 64.64 | 64.27 | 64.64
2016-11-08 08:00:00 | 0.50766 | 0.52923 | 0.76549 | 63.89 | -63.89 | 63.89 | 169.72 | -127.39 | 1000 | 1000 | -63.89 | 63.89 | 63.89 | 66.78 | 63.89
2016-11-08 09:00:00 | 0.48513 | 0.50769 | 0.7631 | 58.97 | -58.97 | 58.97 | 164.8 | -122.47 | 1000 | 1000 | -58.97 | 58.97 | 58.97 | 62.91 | 58.97
2016-11-08 10:00:00 | 0.48835 | 0.51077 | 0.73645 | 58.99 | -58.99 | 58.99 | 164.82 | -122.49 | 1000 | 1000 | -58.99 | 58.99 | 58.99 | 60.01 | 58.99
2016-11-08 11:00:00 | 0.4787 | 0.50154 | 0.75244 | 58.47 | -58.47 | 58.47 | 164.3 | -121.97 | 1000 | 1000 | -58.47 | 58.47 | 58.47 | 58.94 | 58.47
2016-11-08 12:00:00 | 0.48191 | 0.50462 | 0.78569 | 58.94 | -58.94 | 58.94 | 164.77 | -122.44 | 1000 | 1000 | -58.94 | 58.94 | 58.94 | 55.98 | 58.94
2016-11-08 13:00:00 | 0.4787 | 0.50154 | 0.74358 | 62.13 | -62.13 | 62.13 | 167.96 | -125.63 | 1000 | 1000 | -62.13 | 62.13 | 62.13 | 59.18 | 62.13
2016-11-08 14:00:00 | 0.47226 | 0.49538 | 0.6716 | 67.91 | -67.91 | 67.91 | 173.74 | -131.41 | 1000 | 1000 | -67.91 | 67.91 | 67.91 | 56.91 | 67.91
2016-11-08 15:00:00 | 0.46904 | 0.49231 | 0.6447 | 84.92 | -84.92 | 84.92 | 190.75 | -148.42 | 1000 | 1000 | -84.92 | 84.92 | 84.92 | 56.91 | 84.92
2016-11-08 16:00:00 | 0.46904 | 0.49231 | 0.65698 | 104.96 | -104.96 | 104.96 | 210.79 | -168.46 | 1000 | 1000 | -104.96 | 104.96 | 104.96 | 65 | 104.96
2016-11-08 17:00:00 | 0.46904 | 0.49231 | 0.76076 | 70.03 | -70.03 | 70.03 | 175.86 | -133.53 | 1000 | 1000 | -70.03 | 70.03 | 70.03 | 85.1 | 70.03
2016-11-08 18:00:00 | 0.46582 | 0.48923 | 0.8848 | 56.43 | -56.43 | 56.43 | 162.26 | -119.93 | 1000 | 1000 | -56.43 | 56.43 | 56.43 | 102.2 | 56.43
2016-11-08 19:00:00 | 0.46582 | 0.48923 | 0.92169 | 44.15 | -44.15 | 44.15 | 149.98 | -107.65 | 1000 | 1000 | -44.15 | 44.15 | 44.15 | 76.87 | 44.15
2016-11-08 20:00:00 | 0.51087 | 0.53231 | 0.81915 | 42.45 | -42.45 | 42.45 | 148.28 | -105.95 | 1000 | 1000 | -42.45 | 42.45 | 42.45 | 57.9 | 42.45
2016-11-08 21:00:00 | 0.50122 | 0.52308 | 0.69019 | 40 | -40 | 40 | 145.83 | -103.5 | 1000 | 1000 | -40 | 40 | 40 | 50.1 | 40
2016-11-08 22:00:00 | 0.52053 | 0.54154 | 0.57811 | 35.98 | -35.98 | 35.98 | 141.81 | -99.48 | 1000 | 1000 | -35.98 | 35.98 | 35.98 | 51.77 | 35.98
2016-11-08 23:00:00 | 0.5334 | 0.55385 | 0.44327 | 35.6 | -35.6 | 35.6 | 141.43 | -99.1 | 1000 | 1000 | -35.6 | 35.6 | 35.6 | 44.94 | 35.6
2016-11-09 00:00:00 | 0.53984 | 0.56 | 0.31267 | 33.38 | -33.38 | 33.38 | 139.21 | -96.88 | 1000 | 1000 | -33.38 | 33.38 | 33.38 | 44.35 | 33.38
2016-11-09 01:00:00 | 0.53984 | 0.56 | 0.2388 | 31.46 | -31.46 | 31.46 | 137.29 | -94.96 | 1000 | 1000 | -31.46 | 31.46 | 31.46 | 43.93 | 31.46
2016-11-09 02:00:00 | 0.54305 | 0.56308 | 0.2191 | 31.48 | -31.48 | 31.48 | 137.31 | -94.98 | 1000 | 1000 | -31.48 | 31.48 | 31.48 | 40.72 | 31.48
2016-11-09 03:00:00 | 0.53984 | 0.56 | 0.21612 | 34.23 | -34.23 | 34.23 | 140.06 | -97.73 | 1000 | 1000 | -34.23 | 34.23 | 34.23 | 39.61 | 34.23
2016-11-09 04:00:00 | 0.54627 | 0.56615 | 0.22876 | 35.77 | -35.77 | 35.77 | 141.6 | -99.27 | 1000 | 1000 | -35.77 | 35.77 | 35.77 | 40.75 | 35.77
2016-11-09 05:00:00 | 0.55271 | 0.57231 | 0.26928 | 39.77 | -39.77 | 39.77 | 145.6 | -103.27 | 1000 | 1000 | -39.77 | 39.77 | 39.77 | 43.91 | 39.77
2016-11-09 06:00:00 | 0.56236 | 0.58154 | 0.46874 | 55.2 | -55.2 | 55.2 | 161.03 | -118.7 | 1000 | 1000 | -55.2 | 55.2 | 55.2 | 48.69 | 55.2
2016-11-09 07:00:00 | 0.56236 | 0.58154 | 0.67301 | 55.2 | -55.2 | 55.2 | 161.03 | -118.7 | 1000 | 1000 | -55.2 | 55.2 | 55.2 | 66.86 | 55.2
2016-11-09 08:00:00 | 0.56558 | 0.58462 | 0.76549 | 54.96 | -54.96 | 54.96 | 160.79 | -118.46 | 1000 | 1000 | -54.96 | 54.96 | 54.96 | 70.49 | 54.96
2016-11-09 09:00:00 | 0.56558 | 0.58462 | 0.7631 | 49.72 | -49.72 | 49.72 | 155.55 | -113.22 | 1000 | 1000 | -49.72 | 49.72 | 49.72 | 69.63 | 49.72
2016-11-09 10:00:00 | 0.53984 | 0.56 | 0.73645 | 56.92 | -56.92 | 56.92 | 162.75 | -120.42 | 1000 | 1000 | -56.92 | 56.92 | 56.92 | 66.21 | 56.92
2016-11-09 11:00:00 | 0.52375 | 0.54462 | 0.75244 | 55.82 | -55.82 | 55.82 | 161.65 | -119.32 | 1000 | 1000 | -55.82 | 55.82 | 55.82 | 66.01 | 55.82
2016-11-09 12:00:00 | 0.50444 | 0.52615 | 0.78569 | 55.58 | -55.58 | 55.58 | 161.41 | -119.08 | 1000 | 1000 | -55.58 | 55.58 | 55.58 | 64.09 | 55.58
2016-11-09 13:00:00 | 0.49157 | 0.51385 | 0.74358 | 54.28 | -54.28 | 54.28 | 160.11 | -117.78 | 1000 | 1000 | -54.28 | 54.28 | 54.28 | 61.57 | 54.28
2016-11-09 14:00:00 | 0.48835 | 0.51077 | 0.6716 | 55.08 | -55.08 | 55.08 | 160.91 | -118.58 | 1000 | 1000 | -55.08 | 55.08 | 55.08 | 61.19 | 55.08
2016-11-09 15:00:00 | 0.51087 | 0.53231 | 0.6447 | 62.21 | -62.21 | 62.21 | 168.04 | -125.71 | 1000 | 1000 | -62.21 | 62.21 | 62.21 | 62.96 | 62.21
2016-11-09 16:00:00 | 0.54305 | 0.56308 | 0.65698 | 78.44 | -78.44 | 78.44 | 184.27 | -141.94 | 1000 | 1000 | -78.44 | 78.44 | 78.44 | 66.95 | 78.44
2016-11-09 17:00:00 | 0.56558 | 0.58462 | 0.76076 | 60.93 | -60.93 | 60.93 | 166.76 | -124.43 | 1000 | 1000 | -60.93 | 60.93 | 60.93 | 79.94 | 60.93
2016-11-09 18:00:00 | 0.58489 | 0.60308 | 0.8848 | 58.5 | -58.5 | 58.5 | 164.33 | -122 | 1000 | 1000 | -58.5 | 58.5 | 58.5 | 92.45 | 58.5
2016-11-09 19:00:00 | 0.58489 | 0.60308 | 0.92169 | 48.22 | -48.22 | 48.22 | 154.05 | -111.72 | 1000 | 1000 | -48.22 | 48.22 | 48.22 | 76.99 | 48.22
2016-11-09 20:00:00 | 0.61707 | 0.63385 | 0.81915 | 40.85 | -40.85 | 40.85 | 146.68 | -104.35 | 1000 | 1000 | -40.85 | 40.85 | 40.85 | 65.02 | 40.85
2016-11-09 21:00:00 | 0.61385 | 0.63077 | 0.69019 | 39.5 | -39.5 | 39.5 | 145.33 | -103 | 1000 | 1000 | -39.5 | 39.5 | 39.5 | 53.38 | 39.5
2016-11-09 22:00:00 | 0.62672 | 0.64308 | 0.57811 | 36.1 | -36.1 | 36.1 | 141.93 | -99.6 | 1000 | 1000 | -36.1 | 36.1 | 36.1 | 52.44 | 36.1
2016-11-09 23:00:00 | 0.62994 | 0.64615 | 0.44327 | 33.53 | -33.53 | 33.53 | 139.36 | -97.03 | 1000 | 1000 | -33.53 | 33.53 | 33.53 | 47.78 | 33.53
2016-11-10 00:00:00 | 0.62994 | 0.64615 | 0.31267 | 32.95 | -32.95 | 32.95 | 138.78 | -96.45 | 1000 | 1000 | -32.95 | 32.95 | 32.95 | 44.98 | 32.95
2016-11-10 01:00:00 | 0.62994 | 0.64615 | 0.2388 | 31.69 | -31.69 | 31.69 | 137.52 | -95.19 | 1000 | 1000 | -31.69 | 31.69 | 31.69 | 43.86 | 31.69
2016-11-10 02:00:00 | 0.63637 | 0.65231 | 0.2191 | 33.2 | -33.2 | 33.2 | 139.03 | -96.7 | 1000 | 1000 | -33.2 | 33.2 | 33.2 | 42.33 | 33.2
2016-11-10 03:00:00 | 0.63637 | 0.65231 | 0.21612 | 33.53 | -33.53 | 33.53 | 139.36 | -97.03 | 1000 | 1000 | -33.53 | 33.53 | 33.53 | 40.36 | 33.53
2016-11-10 04:00:00 | 0.64603 | 0.66154 | 0.22876 | 35 | -35 | 35 | 140.83 | -98.5 | 1000 | 1000 | -35 | 35 | 35 | 42.08 | 35
2016-11-10 05:00:00 | 0.64603 | 0.66154 | 0.26928 | 41.48 | -41.48 | 41.48 | 147.31 | -104.98 | 1000 | 1000 | -41.48 | 41.48 | 41.48 | 45.22 | 41.48
2016-11-10 06:00:00 | 0.64925 | 0.66462 | 0.46874 | 50.37 | -50.37 | 50.37 | 156.2 | -113.87 | 1000 | 1000 | -50.37 | 50.37 | 50.37 | 52.12 | 50.37
2016-11-10 07:00:00 | 0.64603 | 0.66154 | 0.67301 | 58.91 | -58.91 | 58.91 | 164.74 | -122.41 | 1000 | 1000 | -58.91 | 58.91 | 58.91 | 67.83 | 58.91
2016-11-10 08:00:00 | 0.61385 | 0.63077 | 0.76549 | 59.98 | -59.98 | 59.98 | 165.81 | -123.48 | 1000 | 1000 | -59.98 | 59.98 | 59.98 | 69 | 59.98
2016-11-10 09:00:00 | 0.57202 | 0.59077 | 0.7631 | 58.52 | -58.52 | 58.52 | 164.35 | -122.02 | 1000 | 1000 | -58.52 | 58.52 | 58.52 | 66.01 | 58.52
2016-11-10 10:00:00 | 0.52375 | 0.54462 | 0.73645 | 59.93 | -59.93 | 59.93 | 165.76 | -123.43 | 1000 | 1000 | -59.93 | 59.93 | 59.93 | 65.88 | 59.93
2016-11-10 11:00:00 | 0.48835 | 0.51077 | 0.75244 | 61.1 | -61.1 | 61.1 | 166.93 | -124.6 | 1000 | 1000 | -61.1 | 61.1 | 61.1 | 66.27 | 61.1
2016-11-10 12:00:00 | 0.47226 | 0.49538 | 0.78569 | 65.01 | -65.01 | 65.01 | 170.84 | -128.51 | 1000 | 1000 | -65.01 | 65.01 | 65.01 | 65.97 | 65.01
2016-11-10 13:00:00 | 0.4787 | 0.50154 | 0.74358 | 63.24 | -63.24 | 63.24 | 169.07 | -126.74 | 1000 | 1000 | -63.24 | 63.24 | 63.24 | 60.16 | 63.24
2016-11-10 14:00:00 | 0.50766 | 0.52923 | 0.6716 | 65.08 | -65.08 | 65.08 | 170.91 | -128.58 | 1000 | 1000 | -65.08 | 65.08 | 65.08 | 60.99 | 65.08
2016-11-10 15:00:00 | 0.53662 | 0.55692 | 0.6447 | 63.08 | -63.08 | 63.08 | 168.91 | -126.58 | 1000 | 1000 | -63.08 | 63.08 | 63.08 | 61.91 | 63.08
2016-11-10 16:00:00 | 0.54949 | 0.56923 | 0.65698 | 98.15 | -98.15 | 98.15 | 203.98 | -161.65 | 1000 | 1000 | -98.15 | 98.15 | 98.15 | 66.31 | 98.15
2016-11-10 17:00:00 | 0.55593 | 0.57538 | 0.76076 | 67.87 | -67.87 | 67.87 | 173.7 | -131.37 | 1000 | 1000 | -67.87 | 67.87 | 67.87 | 77.86 | 67.87
2016-11-10 18:00:00 | 0.56558 | 0.58462 | 0.8848 | 60.24 | -60.24 | 60.24 | 166.07 | -123.74 | 1000 | 1000 | -60.24 | 60.24 | 60.24 | 92.88 | 60.24
2016-11-10 19:00:00 | 0.55914 | 0.57846 | 0.92169 | 50.39 | -50.39 | 50.39 | 156.22 | -113.89 | 1000 | 1000 | -50.39 | 50.39 | 50.39 | 74.22 | 50.39
2016-11-10 20:00:00 | 0.57202 | 0.59077 | 0.81915 | 41.96 | -41.96 | 41.96 | 147.79 | -105.46 | 1000 | 1000 | -41.96 | 41.96 | 41.96 | 57.8 | 41.96
2016-11-10 21:00:00 | 0.58489 | 0.60308 | 0.69019 | 39.72 | -39.72 | 39.72 | 145.55 | -103.22 | 1000 | 1000 | -39.72 | 39.72 | 39.72 | 51.17 | 39.72
2016-11-10 22:00:00 | 0.59776 | 0.61538 | 0.57811 | 37.76 | -37.76 | 37.76 | 143.59 | -101.26 | 1000 | 1000 | -37.76 | 37.76 | 37.76 | 51.85 | 37.76
2016-11-10 23:00:00 | 0.59454 | 0.61231 | 0.44327 | 37.07 | -37.07 | 37.07 | 142.9 | -100.57 | 1000 | 1000 | -37.07 | 37.07 | 37.07 | 47.81 | 37.07
2016-11-11 00:00:00 | 0.61385 | 0.63077 | 0.31267 | 36.22 | -36.22 | 36.22 | 142.05 | -99.72 | 1000 | 1000 | -36.22 | 36.22 | 36.22 | 48 | 36.22
2016-11-11 01:00:00 | 0.6235 | 0.64 | 0.2388 | 34.9 | -34.9 | 34.9 | 140.73 | -98.4 | 1000 | 1000 | -34.9 | 34.9 | 34.9 | 45.11 | 34.9
2016-11-11 02:00:00 | 0.63316 | 0.64923 | 0.2191 | 34.46 | -34.46 | 34.46 | 140.29 | -97.96 | 1000 | 1000 | -34.46 | 34.46 | 34.46 | 42.25 | 34.46
2016-11-11 03:00:00 | 0.63637 | 0.65231 | 0.21612 | 36.46 | -36.46 | 36.46 | 142.29 | -99.96 | 1000 | 1000 | -36.46 | 36.46 | 36.46 | 40 | 36.46
2016-11-11 04:00:00 | 0.65246 | 0.66769 | 0.22876 | 35.45 | -35.45 | 35.45 | 141.28 | -98.95 | 1000 | 1000 | -35.45 | 35.45 | 35.45 | 39.57 | 35.45
2016-11-11 05:00:00 | 0.66212 | 0.67692 | 0.26928 | 37.6 | -37.6 | 37.6 | 143.43 | -101.1 | 1000 | 1000 | -37.6 | 37.6 | 37.6 | 41.35 | 37.6
2016-11-11 06:00:00 | 0.69751 | 0.71077 | 0.46874 | 48.46 | -48.46 | 48.46 | 154.29 | -111.96 | 1000 | 1000 | -48.46 | 48.46 | 48.46 | 47.48 | 48.46
2016-11-11 07:00:00 | 0.71682 | 0.72923 | 0.67301 | 54.97 | -54.97 | 54.97 | 160.8 | -118.47 | 1000 | 1000 | -54.97 | 54.97 | 54.97 | 56.97 | 54.97
2016-11-11 08:00:00 | 0.70395 | 0.71692 | 0.76549 | 54.92 | -54.92 | 54.92 | 160.75 | -118.42 | 1000 | 1000 | -54.92 | 54.92 | 54.92 | 56.17 | 54.92
2016-11-11 09:00:00 | 0.66534 | 0.68 | 0.7631 | 55.9 | -55.9 | 55.9 | 161.73 | -119.4 | 1000 | 1000 | -55.9 | 55.9 | 55.9 | 54.61 | 55.9
2016-11-11 10:00:00 | 0.60098 | 0.61846 | 0.73645 | 55.93 | -55.93 | 55.93 | 161.76 | -119.43 | 1000 | 1000 | -55.93 | 55.93 | 55.93 | 52.52 | 55.93
2016-11-11 11:00:00 | 0.54627 | 0.56615 | 0.75244 | 54.93 | -54.93 | 54.93 | 160.76 | -118.43 | 1000 | 1000 | -54.93 | 54.93 | 54.93 | 52.48 | 54.93
2016-11-11 12:00:00 | 0.52053 | 0.54154 | 0.78569 | 54.42 | -54.42 | 54.42 | 160.25 | -117.92 | 1000 | 1000 | -54.42 | 54.42 | 54.42 | 53.02 | 54.42
2016-11-11 13:00:00 | 0.51087 | 0.53231 | 0.74358 | 51.7 | -51.7 | 51.7 | 157.53 | -115.2 | 1000 | 1000 | -51.7 | 51.7 | 51.7 | 50.88 | 51.7
2016-11-11 14:00:00 | 0.52696 | 0.54769 | 0.6716 | 51.71 | -51.71 | 51.71 | 157.54 | -115.21 | 1000 | 1000 | -51.71 | 51.71 | 51.71 | 47.28 | 51.71
2016-11-11 15:00:00 | 0.53984 | 0.56 | 0.6447 | 57.91 | -57.91 | 57.91 | 163.74 | -121.41 | 1000 | 1000 | -57.91 | 57.91 | 57.91 | 47.6 | 57.91
2016-11-11 16:00:00 | 0.59132 | 0.60923 | 0.65698 | 64.92 | -64.92 | 64.92 | 170.75 | -128.42 | 1000 | 1000 | -64.92 | 64.92 | 64.92 | 50.47 | 64.92
2016-11-11 17:00:00 | 0.59454 | 0.61231 | 0.76076 | 56.94 | -56.94 | 56.94 | 162.77 | -120.44 | 1000 | 1000 | -56.94 | 56.94 | 56.94 | 65.95 | 56.94
2016-11-11 18:00:00 | 0.61707 | 0.63385 | 0.8848 | 56.25 | -56.25 | 56.25 | 162.08 | -119.75 | 1000 | 1000 | -56.25 | 56.25 | 56.25 | 69.05 | 56.25
2016-11-11 19:00:00 | 0.62994 | 0.64615 | 0.92169 | 45.79 | -45.79 | 45.79 | 151.62 | -109.29 | 1000 | 1000 | -45.79 | 45.79 | 45.79 | 65.91 | 45.79
2016-11-11 20:00:00 | 0.60098 | 0.61846 | 0.81915 | 42.09 | -42.09 | 42.09 | 147.92 | -105.59 | 1000 | 1000 | -42.09 | 42.09 | 42.09 | 50.85 | 42.09
2016-11-11 21:00:00 | 0.59776 | 0.61538 | 0.69019 | 43.48 | -43.48 | 43.48 | 149.31 | -106.98 | 1000 | 1000 | -43.48 | 43.48 | 43.48 | 49.15 | 43.48
2016-11-11 22:00:00 | 0.62028 | 0.63692 | 0.57811 | 41.27 | -41.27 | 41.27 | 147.1 | -104.77 | 1000 | 1000 | -41.27 | 41.27 | 41.27 | 48.84 | 41.27
2016-11-11 23:00:00 | 0.68786 | 0.70154 | 0.44327 | 40.21 | -40.21 | 40.21 | 146.04 | -103.71 | 1000 | 1000 | -40.21 | 40.21 | 40.21 | 46.44 | 40.21
2016-11-12 00:00:00 | 0.66855 | 0.68308 | 0.36334 | 38.31 | -38.31 | 38.31 | 144.14 | -101.81 | 1000 | 1000 | -38.31 | 38.31 | 38.31 | 40.97 | 38.31
2016-11-12 01:00:00 | 0.65246 | 0.66769 | 0.30185 | 36.78 | -36.78 | 36.78 | 142.61 | -100.28 | 1000 | 1000 | -36.78 | 36.78 | 36.78 | 39.57 | 36.78
2016-11-12 02:00:00 | 0.6589 | 0.67385 | 0.247 | 36.09 | -36.09 | 36.09 | 141.92 | -99.59 | 1000 | 1000 | -36.09 | 36.09 | 36.09 | 37.71 | 36.09
2016-11-12 03:00:00 | 0.67499 | 0.68923 | 0.23565 | 36.05 | -36.05 | 36.05 | 141.88 | -99.55 | 1000 | 1000 | -36.05 | 36.05 | 36.05 | 37.33 | 36.05
2016-11-12 04:00:00 | 0.72969 | 0.74154 | 0.23258 | 36.09 | -36.09 | 36.09 | 141.92 | -99.59 | 1000 | 1000 | -36.09 | 36.09 | 36.09 | 37.86 | 36.09
2016-11-12 05:00:00 | 0.73935 | 0.75077 | 0.24426 | 36.33 | -36.33 | 36.33 | 142.16 | -99.83 | 1000 | 1000 | -36.33 | 36.33 | 36.33 | 38.81 | 36.33
2016-11-12 06:00:00 | 0.7136 | 0.72615 | 0.30966 | 38.38 | -38.38 | 38.38 | 144.21 | -101.88 | 1000 | 1000 | -38.38 | 38.38 | 38.38 | 40.19 | 38.38
2016-11-12 07:00:00 | 0.73935 | 0.75077 | 0.47243 | 42.21 | -42.21 | 42.21 | 148.04 | -105.71 | 1000 | 1000 | -42.21 | 42.21 | 42.21 | 43.65 | 42.21
2016-11-12 08:00:00 | 0.6943 | 0.70769 | 0.68704 | 45.77 | -45.77 | 45.77 | 151.6 | -109.27 | 1000 | 1000 | -45.77 | 45.77 | 45.77 | 47.44 | 45.77
2016-11-12 09:00:00 | 0.64603 | 0.66154 | 0.80606 | 46.52 | -46.52 | 46.52 | 152.35 | -110.02 | 1000 | 1000 | -46.52 | 46.52 | 46.52 | 52 | 46.52
2016-11-12 10:00:00 | 0.63959 | 0.65538 | 0.84283 | 43.34 | -43.34 | 43.34 | 149.17 | -106.84 | 1000 | 1000 | -43.34 | 43.34 | 43.34 | 53.7 | 43.34
2016-11-12 11:00:00 | 0.57845 | 0.59692 | 0.87704 | 39.94 | -39.94 | 39.94 | 145.77 | -103.44 | 1000 | 1000 | -39.94 | 39.94 | 39.94 | 52.79 | 39.94
2016-11-12 12:00:00 | 0.55914 | 0.57846 | 0.91636 | 40.86 | -40.86 | 40.86 | 146.69 | -104.36 | 1000 | 1000 | -40.86 | 40.86 | 40.86 | 54.25 | 40.86
2016-11-12 13:00:00 | 0.5334 | 0.55385 | 0.88755 | 36.09 | -36.09 | 36.09 | 141.92 | -99.59 | 1000 | 1000 | -36.09 | 36.09 | 36.09 | 49.92 | 36.09
2016-11-12 14:00:00 | 0.51731 | 0.53846 | 0.79022 | 38.06 | -38.06 | 38.06 | 143.89 | -101.56 | 1000 | 1000 | -38.06 | 38.06 | 38.06 | 46.87 | 38.06
2016-11-12 15:00:00 | 0.54305 | 0.56308 | 0.71445 | 45.9 | -45.9 | 45.9 | 151.73 | -109.4 | 1000 | 1000 | -45.9 | 45.9 | 45.9 | 49.92 | 45.9
2016-11-12 16:00:00 | 0.59776 | 0.61538 | 0.70607 | 51.17 | -51.17 | 51.17 | 157 | -114.67 | 1000 | 1000 | -51.17 | 51.17 | 51.17 | 56.18 | 51.17
2016-11-12 17:00:00 | 0.59132 | 0.60923 | 0.8672 | 48.32 | -48.32 | 48.32 | 154.15 | -111.82 | 1000 | 1000 | -48.32 | 48.32 | 48.32 | 70.94 | 48.32
2016-11-12 18:00:00 | 0.59776 | 0.61538 | 0.99703 | 39.15 | -39.15 | 39.15 | 144.98 | -102.65 | 1000 | 1000 | -39.15 | 39.15 | 39.15 | 75 | 39.15
2016-11-12 19:00:00 | 0.64281 | 0.65846 | 1 | 36.1 | -36.1 | 36.1 | 141.93 | -99.6 | 1000 | 1000 | -36.1 | 36.1 | 36.1 | 64.98 | 36.1
2016-11-12 20:00:00 | 0.64603 | 0.66154 | 0.83309 | 34.77 | -34.77 | 34.77 | 140.6 | -98.27 | 1000 | 1000 | -34.77 | 34.77 | 34.77 | 50.35 | 34.77
2016-11-12 21:00:00 | 0.63959 | 0.65538 | 0.66229 | 34.99 | -34.99 | 34.99 | 140.82 | -98.49 | 1000 | 1000 | -34.99 | 34.99 | 34.99 | 46 | 34.99
2016-11-12 22:00:00 | 0.69108 | 0.70462 | 0.60399 | 34.34 | -34.34 | 34.34 | 140.17 | -97.84 | 1000 | 1000 | -34.34 | 34.34 | 34.34 | 47.41 | 34.34
2016-11-12 23:00:00 | 0.70717 | 0.72 | 0.51572 | 32.99 | -32.99 | 32.99 | 138.82 | -96.49 | 1000 | 1000 | -32.99 | 32.99 | 32.99 | 46.98 | 32.99
2016-11-13 00:00:00 | 0.72326 | 0.73538 | 0.39659 | 34.15 | -34.15 | 34.15 | 139.98 | -97.65 | 1000 | 1000 | -34.15 | 34.15 | 34.15 | 43.58 | 34.15
2016-11-13 01:00:00 | 0.72004 | 0.73231 | 0.29555 | 32.95 | -32.95 | 32.95 | 138.78 | -96.45 | 1000 | 1000 | -32.95 | 32.95 | 32.95 | 41.38 | 32.95
2016-11-13 02:00:00 | 0.72648 | 0.73846 | 0.24054 | 31.76 | -31.76 | 31.76 | 137.59 | -95.26 | 1000 | 1000 | -31.76 | 31.76 | 31.76 | 39.34 | 31.76
2016-11-13 03:00:00 | 0.74257 | 0.75385 | 0.21979 | 31.46 | -31.46 | 31.46 | 137.29 | -94.96 | 1000 | 1000 | -31.46 | 31.46 | 31.46 | 39.26 | 31.46
2016-11-13 04:00:00 | 0.76509 | 0.77538 | 0.20895 | 31.43 | -31.43 | 31.43 | 137.26 | -94.93 | 1000 | 1000 | -31.43 | 31.43 | 31.43 | 39.45 | 31.43
2016-11-13 05:00:00 | 0.75866 | 0.76923 | 0.2107 | 31.63 | -31.63 | 31.63 | 137.46 | -95.13 | 1000 | 1000 | -31.63 | 31.63 | 31.63 | 39.45 | 31.63
2016-11-13 06:00:00 | 0.76187 | 0.77231 | 0.22636 | 31.46 | -31.46 | 31.46 | 137.29 | -94.96 | 1000 | 1000 | -31.46 | 31.46 | 31.46 | 38.87 | 31.46
2016-11-13 07:00:00 | 0.75222 | 0.76308 | 0.26686 | 35.07 | -35.07 | 35.07 | 140.9 | -98.57 | 1000 | 1000 | -35.07 | 35.07 | 35.07 | 39.15 | 35.07
2016-11-13 08:00:00 | 0.72004 | 0.73231 | 0.42994 | 36.02 | -36.02 | 36.02 | 141.85 | -99.52 | 1000 | 1000 | -36.02 | 36.02 | 36.02 | 40.19 | 36.02
2016-11-13 09:00:00 | 0.62672 | 0.64308 | 0.65048 | 35.57 | -35.57 | 35.57 | 141.4 | -99.07 | 1000 | 1000 | -35.57 | 35.57 | 35.57 | 43.03 | 35.57
2016-11-13 10:00:00 | 0.58811 | 0.60615 | 0.81425 | 36.37 | -36.37 | 36.37 | 142.2 | -99.87 | 1000 | 1000 | -36.37 | 36.37 | 36.37 | 45.26 | 36.37
2016-11-13 11:00:00 | 0.55271 | 0.57231 | 0.94383 | 36.1 | -36.1 | 36.1 | 141.93 | -99.6 | 1000 | 1000 | -36.1 | 36.1 | 36.1 | 47.77 | 36.1
2016-11-13 12:00:00 | 0.51409 | 0.53538 | 0.96576 | 36.05 | -36.05 | 36.05 | 141.88 | -99.55 | 1000 | 1000 | -36.05 | 36.05 | 36.05 | 48.4 | 36.05
2016-11-13 13:00:00 | 0.47548 | 0.49846 | 0.82374 | 36.28 | -36.28 | 36.28 | 142.11 | -99.78 | 1000 | 1000 | -36.28 | 36.28 | 36.28 | 43.99 | 36.28
2016-11-13 14:00:00 | 0.48835 | 0.51077 | 0.65983 | 39.37 | -39.37 | 39.37 | 145.2 | -102.87 | 1000 | 1000 | -39.37 | 39.37 | 39.37 | 42.84 | 39.37
2016-11-13 15:00:00 | 0.51731 | 0.53846 | 0.56761 | 44.74 | -44.74 | 44.74 | 150.57 | -108.24 | 1000 | 1000 | -44.74 | 44.74 | 44.74 | 43.46 | 44.74
2016-11-13 16:00:00 | 0.59454 | 0.61231 | 0.52133 | 48.82 | -48.82 | 48.82 | 154.65 | -112.32 | 1000 | 1000 | -48.82 | 48.82 | 48.82 | 46.48 | 48.82
2016-11-13 17:00:00 | 0.60419 | 0.62154 | 0.61979 | 48.29 | -48.29 | 48.29 | 154.12 | -111.79 | 1000 | 1000 | -48.29 | 48.29 | 48.29 | 53.19 | 48.29
2016-11-13 18:00:00 | 0.60098 | 0.61846 | 0.76472 | 46.07 | -46.07 | 46.07 | 151.9 | -109.57 | 1000 | 1000 | -46.07 | 46.07 | 46.07 | 67.39 | 46.07
2016-11-13 19:00:00 | 0.62994 | 0.64615 | 0.85205 | 40.9 | -40.9 | 40.9 | 146.73 | -104.4 | 1000 | 1000 | -40.9 | 40.9 | 40.9 | 64.93 | 40.9
2016-11-13 20:00:00 | 0.62028 | 0.63692 | 0.77783 | 38.06 | -38.06 | 38.06 | 143.89 | -101.56 | 1000 | 1000 | -38.06 | 38.06 | 38.06 | 50.01 | 38.06
2016-11-13 21:00:00 | 0.64925 | 0.66462 | 0.66127 | 37.44 | -37.44 | 37.44 | 143.27 | -100.94 | 1000 | 1000 | -37.44 | 37.44 | 37.44 | 46.16 | 37.44
2016-11-13 22:00:00 | 0.63316 | 0.64923 | 0.5638 | 35.91 | -35.91 | 35.91 | 141.74 | -99.41 | 1000 | 1000 | -35.91 | 35.91 | 35.91 | 47.42 | 35.91
2016-11-13 23:00:00 | 0.65246 | 0.66769 | 0.42608 | 32.56 | -32.56 | 32.56 | 138.39 | -96.06 | 1000 | 1000 | -32.56 | 32.56 | 32.56 | 44.57 | 32.56
2016-11-14 00:00:00 | 0.66855 | 0.68308 | 0.31267 | 31.61 | -31.61 | 31.61 | 137.44 | -95.11 | 1000 | 1000 | -31.61 | 31.61 | 31.61 | 42.16 | 31.61
2016-11-14 01:00:00 | 0.68786 | 0.70154 | 0.2388 | 31.79 | -31.79 | 31.79 | 137.62 | -95.29 | 1000 | 1000 | -31.79 | 31.79 | 31.79 | 40.43 | 31.79
2016-11-14 02:00:00 | 0.6943 | 0.70769 | 0.2191 | 31.68 | -31.68 | 31.68 | 137.51 | -95.18 | 1000 | 1000 | -31.68 | 31.68 | 31.68 | 39.03 | 31.68
2016-11-14 03:00:00 | 0.69751 | 0.71077 | 0.21612 | 31.68 | -31.68 | 31.68 | 137.51 | -95.18 | 1000 | 1000 | -31.68 | 31.68 | 31.68 | 38.97 | 31.68
2016-11-14 04:00:00 | 0.68786 | 0.70154 | 0.22876 | 32.69 | -32.69 | 32.69 | 138.52 | -96.19 | 1000 | 1000 | -32.69 | 32.69 | 32.69 | 39.92 | 32.69
2016-11-14 05:00:00 | 0.64925 | 0.66462 | 0.26928 | 43.92 | -43.92 | 43.92 | 149.75 | -107.42 | 1000 | 1000 | -43.92 | 43.92 | 43.92 | 42.92 | 43.92
2016-11-14 06:00:00 | 0.66855 | 0.68308 | 0.46874 | 54.92 | -54.92 | 54.92 | 160.75 | -118.42 | 1000 | 1000 | -54.92 | 54.92 | 54.92 | 49.97 | 54.92
2016-11-14 07:00:00 | 0.66212 | 0.67692 | 0.67301 | 51.19 | -51.19 | 51.19 | 157.02 | -114.69 | 1000 | 1000 | -51.19 | 51.19 | 51.19 | 68.28 | 51.19
2016-11-14 08:00:00 | 0.64603 | 0.66154 | 0.76549 | 38.49 | -38.49 | 38.49 | 144.32 | -101.99 | 1000 | 1000 | -38.49 | 38.49 | 38.49 | 76.7 | 38.49
2016-11-14 09:00:00 | 0.61063 | 0.62769 | 0.7631 | 37.07 | -37.07 | 37.07 | 142.9 | -100.57 | 1000 | 1000 | -37.07 | 37.07 | 37.07 | 71.28 | 37.07
2016-11-14 10:00:00 | 0.56236 | 0.58154 | 0.73645 | 36.94 | -36.94 | 36.94 | 142.77 | -100.44 | 1000 | 1000 | -36.94 | 36.94 | 36.94 | 68.95 | 36.94
2016-11-14 11:00:00 | 0.51731 | 0.53846 | 0.75244 | 39.51 | -39.51 | 39.51 | 145.34 | -103.01 | 1000 | 1000 | -39.51 | 39.51 | 39.51 | 67.6 | 39.51
2016-11-14 12:00:00 | 0.47226 | 0.49538 | 0.78569 | 37.84 | -37.84 | 37.84 | 143.67 | -101.34 | 1000 | 1000 | -37.84 | 37.84 | 37.84 | 65.18 | 37.84
2016-11-14 13:00:00 | 0.45617 | 0.48 | 0.74358 | 42.03 | -42.03 | 42.03 | 147.86 | -105.53 | 1000 | 1000 | -42.03 | 42.03 | 42.03 | 64.93 | 42.03
2016-11-14 14:00:00 | 0.46904 | 0.49231 | 0.6716 | 51.19 | -51.19 | 51.19 | 157.02 | -114.69 | 1000 | 1000 | -51.19 | 51.19 | 51.19 | 62.54 | 51.19
2016-11-14 15:00:00 | 0.52375 | 0.54462 | 0.6447 | 49.95 | -49.95 | 49.95 | 155.78 | -113.45 | 1000 | 1000 | -49.95 | 49.95 | 49.95 | 68.02 | 49.95
2016-11-14 16:00:00 | 0.54949 | 0.56923 | 0.65698 | 56.09 | -56.09 | 56.09 | 161.92 | -119.59 | 1000 | 1000 | -56.09 | 56.09 | 56.09 | 80.95 | 56.09
2016-11-14 17:00:00 | 0.57845 | 0.59692 | 0.76076 | 46.98 | -46.98 | 46.98 | 152.81 | -110.48 | 1000 | 1000 | -46.98 | 46.98 | 46.98 | 111.01 | 46.98
2016-11-14 18:00:00 | 0.55271 | 0.57231 | 0.8848 | 38.58 | -38.58 | 38.58 | 144.41 | -102.08 | 1000 | 1000 | -38.58 | 38.58 | 38.58 | 99.99 | 38.58
2016-11-14 19:00:00 | 0.5688 | 0.58769 | 0.92169 | 40.07 | -40.07 | 40.07 | 145.9 | -103.57 | 1000 | 1000 | -40.07 | 40.07 | 40.07 | 79.97 | 40.07
2016-11-14 20:00:00 | 0.55914 | 0.57846 | 0.81915 | 35.36 | -35.36 | 35.36 | 141.19 | -98.86 | 1000 | 1000 | -35.36 | 35.36 | 35.36 | 68.92 | 35.36
2016-11-14 21:00:00 | 0.55914 | 0.57846 | 0.69019 | 32.67 | -32.67 | 32.67 | 138.5 | -96.17 | 1000 | 1000 | -32.67 | 32.67 | 32.67 | 53.2 | 32.67
2016-11-14 22:00:00 | 0.54627 | 0.56615 | 0.57811 | 31.72 | -31.72 | 31.72 | 137.55 | -95.22 | 1000 | 1000 | -31.72 | 31.72 | 31.72 | 50.16 | 31.72
2016-11-14 23:00:00 | 0.55271 | 0.57231 | 0.44327 | 30.08 | -30.08 | 30.08 | 135.91 | -93.58 | 1000 | 1000 | -30.08 | 30.08 | 30.08 | 47.31 | 30.08
2016-11-15 00:00:00 | 0.54949 | 0.56923 | 0.31267 | 30.18 | -30.18 | 30.18 | 136.01 | -93.68 | 1000 | 1000 | -30.18 | 30.18 | 30.18 | 47.48 | 30.18
2016-11-15 01:00:00 | 0.54305 | 0.56308 | 0.2388 | 27.68 | -27.68 | 27.68 | 133.51 | -91.18 | 1000 | 1000 | -27.68 | 27.68 | 27.68 | 44.03 | 27.68
2016-11-15 02:00:00 | 0.54305 | 0.56308 | 0.2191 | 26.58 | -26.58 | 26.58 | 132.41 | -90.08 | 1000 | 1000 | -26.58 | 26.58 | 26.58 | 42.09 | 26.58
2016-11-15 03:00:00 | 0.5334 | 0.55385 | 0.21612 | 30.07 | -30.07 | 30.07 | 135.9 | -93.57 | 1000 | 1000 | -30.07 | 30.07 | 30.07 | 41.54 | 30.07
2016-11-15 04:00:00 | 0.53018 | 0.55077 | 0.22876 | 31.67 | -31.67 | 31.67 | 137.5 | -95.17 | 1000 | 1000 | -31.67 | 31.67 | 31.67 | 42.09 | 31.67
2016-11-15 05:00:00 | 0.53018 | 0.55077 | 0.26928 | 36.6 | -36.6 | 36.6 | 142.43 | -100.1 | 1000 | 1000 | -36.6 | 36.6 | 36.6 | 43.91 | 36.6
2016-11-15 06:00:00 | 0.5334 | 0.55385 | 0.46874 | 44.65 | -44.65 | 44.65 | 150.48 | -108.15 | 1000 | 1000 | -44.65 | 44.65 | 44.65 | 52.51 | 44.65
2016-11-15 07:00:00 | 0.53018 | 0.55077 | 0.67301 | 43.94 | -43.94 | 43.94 | 149.77 | -107.44 | 1000 | 1000 | -43.94 | 43.94 | 43.94 | 72.99 | 43.94
2016-11-15 08:00:00 | 0.52375 | 0.54462 | 0.76549 | 43.96 | -43.96 | 43.96 | 149.79 | -107.46 | 1000 | 1000 | -43.96 | 43.96 | 43.96 | 71.41 | 43.96
2016-11-15 09:00:00 | 0.51731 | 0.53846 | 0.7631 | 43.96 | -43.96 | 43.96 | 149.79 | -107.46 | 1000 | 1000 | -43.96 | 43.96 | 43.96 | 68.34 | 43.96
2016-11-15 10:00:00 | 0.50122 | 0.52308 | 0.73645 | 44.65 | -44.65 | 44.65 | 150.48 | -108.15 | 1000 | 1000 | -44.65 | 44.65 | 44.65 | 67.69 | 44.65
2016-11-15 11:00:00 | 0.51409 | 0.53538 | 0.75244 | 43.08 | -43.08 | 43.08 | 148.91 | -106.58 | 1000 | 1000 | -43.08 | 43.08 | 43.08 | 66.08 | 43.08
2016-11-15 12:00:00 | 0.51409 | 0.53538 | 0.78569 | 43.58 | -43.58 | 43.58 | 149.41 | -107.08 | 1000 | 1000 | -43.58 | 43.58 | 43.58 | 65 | 43.58
2016-11-15 13:00:00 | 0.50766 | 0.52923 | 0.74358 | 43.97 | -43.97 | 43.97 | 149.8 | -107.47 | 1000 | 1000 | -43.97 | 43.97 | 43.97 | 65.92 | 43.97
2016-11-15 14:00:00 | 0.498 | 0.52 | 0.6716 | 44.01 | -44.01 | 44.01 | 149.84 | -107.51 | 1000 | 1000 | -44.01 | 44.01 | 44.01 | 65.07 | 44.01
2016-11-15 15:00:00 | 0.49157 | 0.51385 | 0.6447 | 44.97 | -44.97 | 44.97 | 150.8 | -108.47 | 1000 | 1000 | -44.97 | 44.97 | 44.97 | 66.03 | 44.97
2016-11-15 16:00:00 | 0.49157 | 0.51385 | 0.65698 | 51.98 | -51.98 | 51.98 | 157.81 | -115.48 | 1000 | 1000 | -51.98 | 51.98 | 51.98 | 69.62 | 51.98
2016-11-15 17:00:00 | 0.47226 | 0.49538 | 0.76076 | 48.02 | -48.02 | 48.02 | 153.85 | -111.52 | 1000 | 1000 | -48.02 | 48.02 | 48.02 | 90.93 | 48.02
2016-11-15 18:00:00 | 0.46261 | 0.48615 | 0.8848 | 52.91 | -52.91 | 52.91 | 158.74 | -116.41 | 1000 | 1000 | -52.91 | 52.91 | 52.91 | 109.97 | 52.91
2016-11-15 19:00:00 | 0.45295 | 0.47692 | 0.92169 | 44.74 | -44.74 | 44.74 | 150.57 | -108.24 | 1000 | 1000 | -44.74 | 44.74 | 44.74 | 76.02 | 44.74
2016-11-15 20:00:00 | 0.43686 | 0.46154 | 0.81915 | 38.22 | -38.22 | 38.22 | 144.05 | -101.72 | 1000 | 1000 | -38.22 | 38.22 | 38.22 | 67.89 | 38.22
2016-11-15 21:00:00 | 0.42077 | 0.44615 | 0.69019 | 38.42 | -38.42 | 38.42 | 144.25 | -101.92 | 1000 | 1000 | -38.42 | 38.42 | 38.42 | 52.7 | 38.42
2016-11-15 22:00:00 | 0.39503 | 0.42154 | 0.57811 | 35.4 | -35.4 | 35.4 | 141.23 | -98.9 | 1000 | 1000 | -35.4 | 35.4 | 35.4 | 52.44 | 35.4
2016-11-15 23:00:00 | 0.3725 | 0.4 | 0.44327 | 35.55 | -35.55 | 35.55 | 141.38 | -99.05 | 1000 | 1000 | -35.55 | 35.55 | 35.55 | 49.35 | 35.55
2016-11-16 00:00:00 | 0.38216 | 0.40923 | 0.31267 | 34.14 | -34.14 | 34.14 | 139.97 | -97.64 | 1000 | 1000 | -34.14 | 34.14 | 34.14 | 47.07 | 34.14
2016-11-16 01:00:00 | 0.40147 | 0.42769 | 0.2388 | 33.4 | -33.4 | 33.4 | 139.23 | -96.9 | 1000 | 1000 | -33.4 | 33.4 | 33.4 | 44.15 | 33.4
2016-11-16 02:00:00 | 0.4079 | 0.43385 | 0.2191 | 33.45 | -33.45 | 33.45 | 139.28 | -96.95 | 1000 | 1000 | -33.45 | 33.45 | 33.45 | 42.39 | 33.45
2016-11-16 03:00:00 | 0.39503 | 0.42154 | 0.21612 | 33.05 | -33.05 | 33.05 | 138.88 | -96.55 | 1000 | 1000 | -33.05 | 33.05 | 33.05 | 40.88 | 33.05
2016-11-16 04:00:00 | 0.38538 | 0.41231 | 0.22876 | 38.59 | -38.59 | 38.59 | 144.42 | -102.09 | 1000 | 1000 | -38.59 | 38.59 | 38.59 | 41.5 | 38.59
2016-11-16 05:00:00 | 0.38859 | 0.41538 | 0.26928 | 46.99 | -46.99 | 46.99 | 152.82 | -110.49 | 1000 | 1000 | -46.99 | 46.99 | 46.99 | 44.3 | 46.99
2016-11-16 06:00:00 | 0.39503 | 0.42154 | 0.46874 | 51.92 | -51.92 | 51.92 | 157.75 | -115.42 | 1000 | 1000 | -51.92 | 51.92 | 51.92 | 51.13 | 51.92
2016-11-16 07:00:00 | 0.39825 | 0.42462 | 0.67301 | 55.96 | -55.96 | 55.96 | 161.79 | -119.46 | 1000 | 1000 | -55.96 | 55.96 | 55.96 | 68.54 | 55.96
2016-11-16 08:00:00 | 0.40147 | 0.42769 | 0.76549 | 57.81 | -57.81 | 57.81 | 163.64 | -121.31 | 1000 | 1000 | -57.81 | 57.81 | 57.81 | 72.92 | 57.81
2016-11-16 09:00:00 | 0.38859 | 0.41538 | 0.7631 | 56.36 | -56.36 | 56.36 | 162.19 | -119.86 | 1000 | 1000 | -56.36 | 56.36 | 56.36 | 72.42 | 56.36
2016-11-16 10:00:00 | 0.35641 | 0.38462 | 0.73645 | 53.96 | -53.96 | 53.96 | 159.79 | -117.46 | 1000 | 1000 | -53.96 | 53.96 | 53.96 | 70.65 | 53.96
2016-11-16 11:00:00 | 0.34676 | 0.37538 | 0.75244 | 46.9 | -46.9 | 46.9 | 152.73 | -110.4 | 1000 | 1000 | -46.9 | 46.9 | 46.9 | 71.04 | 46.9
2016-11-16 12:00:00 | 0.33067 | 0.36 | 0.78569 | 45.36 | -45.36 | 45.36 | 151.19 | -108.86 | 1000 | 1000 | -45.36 | 45.36 | 45.36 | 67.26 | 45.36
2016-11-16 13:00:00 | 0.32745 | 0.35692 | 0.74358 | 40.94 | -40.94 | 40.94 | 146.77 | -104.44 | 1000 | 1000 | -40.94 | 40.94 | 40.94 | 66.04 | 40.94
2016-11-16 14:00:00 | 0.32745 | 0.35692 | 0.6716 | 40.11 | -40.11 | 40.11 | 145.94 | -103.61 | 1000 | 1000 | -40.11 | 40.11 | 40.11 | 61.52 | 40.11
2016-11-16 15:00:00 | 0.33389 | 0.36308 | 0.6447 | 40.83 | -40.83 | 40.83 | 146.66 | -104.33 | 1000 | 1000 | -40.83 | 40.83 | 40.83 | 64.05 | 40.83
2016-11-16 16:00:00 | 0.33711 | 0.36615 | 0.65698 | 48.91 | -48.91 | 48.91 | 154.74 | -112.41 | 1000 | 1000 | -48.91 | 48.91 | 48.91 | 70 | 48.91
2016-11-16 17:00:00 | 0.33067 | 0.36 | 0.76076 | 46.95 | -46.95 | 46.95 | 152.78 | -110.45 | 1000 | 1000 | -46.95 | 46.95 | 46.95 | 90.31 | 46.95
2016-11-16 18:00:00 | 0.32102 | 0.35077 | 0.8848 | 46.95 | -46.95 | 46.95 | 152.78 | -110.45 | 1000 | 1000 | -46.95 | 46.95 | 46.95 | 110.92 | 46.95
2016-11-16 19:00:00 | 0.32102 | 0.35077 | 0.92169 | 40.58 | -40.58 | 40.58 | 146.41 | -104.08 | 1000 | 1000 | -40.58 | 40.58 | 40.58 | 76.93 | 40.58
2016-11-16 20:00:00 | 0.30171 | 0.33231 | 0.81915 | 36.12 | -36.12 | 36.12 | 141.95 | -99.62 | 1000 | 1000 | -36.12 | 36.12 | 36.12 | 66.77 | 36.12
2016-11-16 21:00:00 | 0.2824 | 0.31385 | 0.69019 | 36.13 | -36.13 | 36.13 | 141.96 | -99.63 | 1000 | 1000 | -36.13 | 36.13 | 36.13 | 50.38 | 36.13
2016-11-16 22:00:00 | 0.26631 | 0.29846 | 0.57811 | 31.73 | -31.73 | 31.73 | 137.56 | -95.23 | 1000 | 1000 | -31.73 | 31.73 | 31.73 | 47.57 | 31.73
2016-11-16 23:00:00 | 0.27918 | 0.31077 | 0.44327 | 27.1 | -27.1 | 27.1 | 132.93 | -90.6 | 1000 | 1000 | -27.1 | 27.1 | 27.1 | 43.93 | 27.1
2016-11-17 00:00:00 | 0.28562 | 0.31692 | 0.31267 | 26.44 | -26.44 | 26.44 | 132.27 | -89.94 | 1000 | 1000 | -26.44 | 26.44 | 26.44 | 46.06 | 26.44
2016-11-17 01:00:00 | 0.29206 | 0.32308 | 0.2388 | 22.38 | -22.38 | 22.38 | 128.21 | -85.88 | 1000 | 1000 | -22.38 | 22.38 | 22.38 | 43.08 | 22.38
2016-11-17 02:00:00 | 0.30171 | 0.33231 | 0.2191 | 24.99 | -24.99 | 24.99 | 130.82 | -88.49 | 1000 | 1000 | -24.99 | 24.99 | 24.99 | 42.46 | 24.99
2016-11-17 03:00:00 | 0.30493 | 0.33538 | 0.21612 | 28.16 | -28.16 | 28.16 | 133.99 | -91.66 | 1000 | 1000 | -28.16 | 28.16 | 28.16 | 42.27 | 28.16
2016-11-17 04:00:00 | 0.31136 | 0.34154 | 0.22876 | 30.85 | -30.85 | 30.85 | 136.68 | -94.35 | 1000 | 1000 | -30.85 | 30.85 | 30.85 | 42.95 | 30.85
2016-11-17 05:00:00 | 0.3178 | 0.34769 | 0.26928 | 38.54 | -38.54 | 38.54 | 144.37 | -102.04 | 1000 | 1000 | -38.54 | 38.54 | 38.54 | 43.92 | 38.54
2016-11-17 06:00:00 | 0.32424 | 0.35385 | 0.46874 | 47.94 | -47.94 | 47.94 | 153.77 | -111.44 | 1000 | 1000 | -47.94 | 47.94 | 47.94 | 49.02 | 47.94
2016-11-17 07:00:00 | 0.33067 | 0.36 | 0.67301 | 48.93 | -48.93 | 48.93 | 154.76 | -112.43 | 1000 | 1000 | -48.93 | 48.93 | 48.93 | 66.09 | 48.93
2016-11-17 08:00:00 | 0.34032 | 0.36923 | 0.76549 | 43.14 | -43.14 | 43.14 | 148.97 | -106.64 | 1000 | 1000 | -43.14 | 43.14 | 43.14 | 69.57 | 43.14
2016-11-17 09:00:00 | 0.32424 | 0.35385 | 0.7631 | 42.93 | -42.93 | 42.93 | 148.76 | -106.43 | 1000 | 1000 | -42.93 | 42.93 | 42.93 | 70.53 | 42.93
2016-11-17 10:00:00 | 0.3178 | 0.34769 | 0.73645 | 43.91 | -43.91 | 43.91 | 149.74 | -107.41 | 1000 | 1000 | -43.91 | 43.91 | 43.91 | 72.52 | 43.91
2016-11-17 11:00:00 | 0.31136 | 0.34154 | 0.75244 | 43.65 | -43.65 | 43.65 | 149.48 | -107.15 | 1000 | 1000 | -43.65 | 43.65 | 43.65 | 72.97 | 43.65
2016-11-17 12:00:00 | 0.29849 | 0.32923 | 0.78569 | 41.66 | -41.66 | 41.66 | 147.49 | -105.16 | 1000 | 1000 | -41.66 | 41.66 | 41.66 | 69 | 41.66
2016-11-17 13:00:00 | 0.30171 | 0.33231 | 0.74358 | 37.13 | -37.13 | 37.13 | 142.96 | -100.63 | 1000 | 1000 | -37.13 | 37.13 | 37.13 | 69 | 37.13
2016-11-17 14:00:00 | 0.29206 | 0.32308 | 0.6716 | 37.36 | -37.36 | 37.36 | 143.19 | -100.86 | 1000 | 1000 | -37.36 | 37.36 | 37.36 | 68 | 37.36
2016-11-17 15:00:00 | 0.30493 | 0.33538 | 0.6447 | 37.91 | -37.91 | 37.91 | 143.74 | -101.41 | 1000 | 1000 | -37.91 | 37.91 | 37.91 | 75.05 | 37.91
2016-11-17 16:00:00 | 0.32424 | 0.35385 | 0.65698 | 37.99 | -37.99 | 37.99 | 143.82 | -101.49 | 1000 | 1000 | -37.99 | 37.99 | 37.99 | 84.93 | 37.99
2016-11-17 17:00:00 | 0.34676 | 0.37538 | 0.76076 | 37.47 | -37.47 | 37.47 | 143.3 | -100.97 | 1000 | 1000 | -37.47 | 37.47 | 37.47 | 95.78 | 37.47
2016-11-17 18:00:00 | 0.36607 | 0.39385 | 0.8848 | 35.62 | -35.62 | 35.62 | 141.45 | -99.12 | 1000 | 1000 | -35.62 | 35.62 | 35.62 | 99.93 | 35.62
2016-11-17 19:00:00 | 0.3725 | 0.4 | 0.92169 | 32.08 | -32.08 | 32.08 | 137.91 | -95.58 | 1000 | 1000 | -32.08 | 32.08 | 32.08 | 76.06 | 32.08
2016-11-17 20:00:00 | 0.36285 | 0.39077 | 0.81915 | 26.92 | -26.92 | 26.92 | 132.75 | -90.42 | 1000 | 1000 | -26.92 | 26.92 | 26.92 | 63.8 | 26.92
2016-11-17 21:00:00 | 0.3532 | 0.38154 | 0.69019 | 13.72 | -13.72 | 13.72 | 119.55 | -77.22 | 1000 | 1000 | -13.72 | 13.72 | 13.72 | 53.4 | 13.72
2016-11-17 22:00:00 | 0.34998 | 0.37846 | 0.57811 | 8.26 | -8.26 | 8.26 | 114.09 | -71.76 | 1000 | 1000 | -8.26 | 8.26 | 8.26 | 53.6 | 8.26
2016-11-17 23:00:00 | 0.3178 | 0.34769 | 0.44327 | 0.1 | -0.09999 | 0.1 | 105.93 | -63.6 | 1000 | 1000 | -0.1 | 0.1 | 0.1 | 47.16 | 0.1
2016-11-18 00:00:00 | 0.28884 | 0.32 | 0.31267 | -12.1 | 12.1 | -12.1 | 93.73 | -51.4 | -12.1 | -12.1 | 12.1 | -12.1 | -12.1 | 48.91 | -12.1
2016-11-18 01:00:00 | 0.26953 | 0.30154 | 0.2388 | -10 | 10 | -10 | 95.83 | -53.5 | -10 | -10 | 10 | -10 | -10 | 42.99 | -10
2016-11-18 02:00:00 | 0.26309 | 0.29538 | 0.2191 | -0.01 | 0.01001 | -0.01 | 105.82 | -63.49 | -0.01 | -0.01 | 0.01 | -0.01 | -0.01 | 41.96 | -0.01
2016-11-18 03:00:00 | 0.26309 | 0.29538 | 0.21612 | 8.86 | -8.86 | 8.86 | 114.69 | -72.36 | 1000 | 1000 | -8.86 | 8.86 | 8.86 | 41.4 | 8.86
2016-11-18 04:00:00 | 0.25666 | 0.28923 | 0.22876 | 13.22 | -13.22 | 13.22 | 119.05 | -76.72 | 1000 | 1000 | -13.22 | 13.22 | 13.22 | 41.14 | 13.22
2016-11-18 05:00:00 | 0.25022 | 0.28308 | 0.26928 | 29.83 | -29.83 | 29.83 | 135.66 | -93.33 | 1000 | 1000 | -29.83 | 29.83 | 29.83 | 43.55 | 29.83
2016-11-18 06:00:00 | 0.23735 | 0.27077 | 0.46874 | 37.88 | -37.88 | 37.88 | 143.71 | -101.38 | 1000 | 1000 | -37.88 | 37.88 | 37.88 | 53.34 | 37.88
2016-11-18 07:00:00 | 0.2277 | 0.26154 | 0.67301 | 34.74 | -34.74 | 34.74 | 140.57 | -98.24 | 1000 | 1000 | -34.74 | 34.74 | 34.74 | 72.93 | 34.74
2016-11-18 08:00:00 | 0.21161 | 0.24615 | 0.76549 | 34.65 | -34.65 | 34.65 | 140.48 | -98.15 | 1000 | 1000 | -34.65 | 34.65 | 34.65 | 71.76 | 34.65
2016-11-18 09:00:00 | 0.19552 | 0.23077 | 0.7631 | 33.86 | -33.86 | 33.86 | 139.69 | -97.36 | 1000 | 1000 | -33.86 | 33.86 | 33.86 | 74.96 | 33.86
2016-11-18 10:00:00 | 0.17299 | 0.20923 | 0.73645 | 33.13 | -33.13 | 33.13 | 138.96 | -96.63 | 1000 | 1000 | -33.13 | 33.13 | 33.13 | 75.94 | 33.13
2016-11-18 11:00:00 | 0.23413 | 0.26769 | 0.75244 | 31.04 | -31.04 | 31.04 | 136.87 | -94.54 | 1000 | 1000 | -31.04 | 31.04 | 31.04 | 75.03 | 31.04
2016-11-18 12:00:00 | 0.27275 | 0.30462 | 0.78569 | 31.06 | -31.06 | 31.06 | 136.89 | -94.56 | 1000 | 1000 | -31.06 | 31.06 | 31.06 | 74.13 | 31.06
2016-11-18 13:00:00 | 0.28562 | 0.31692 | 0.74358 | 31.79 | -31.79 | 31.79 | 137.62 | -95.29 | 1000 | 1000 | -31.79 | 31.79 | 31.79 | 68.68 | 31.79
2016-11-18 14:00:00 | 0.29206 | 0.32308 | 0.6716 | 35.99 | -35.99 | 35.99 | 141.82 | -99.49 | 1000 | 1000 | -35.99 | 35.99 | 35.99 | 63.05 | 35.99
2016-11-18 15:00:00 | 0.30815 | 0.33846 | 0.6447 | 39.96 | -39.96 | 39.96 | 145.79 | -103.46 | 1000 | 1000 | -39.96 | 39.96 | 39.96 | 60.09 | 39.96
2016-11-18 16:00:00 | 0.3178 | 0.34769 | 0.65698 | 39.98 | -39.98 | 39.98 | 145.81 | -103.48 | 1000 | 1000 | -39.98 | 39.98 | 39.98 | 68.97 | 39.98
2016-11-18 17:00:00 | 0.31136 | 0.34154 | 0.76076 | 39.02 | -39.02 | 39.02 | 144.85 | -102.52 | 1000 | 1000 | -39.02 | 39.02 | 39.02 | 80.83 | 39.02
2016-11-18 18:00:00 | 0.30815 | 0.33846 | 0.8848 | 34.06 | -34.06 | 34.06 | 139.89 | -97.56 | 1000 | 1000 | -34.06 | 34.06 | 34.06 | 87.72 | 34.06
2016-11-18 19:00:00 | 0.3178 | 0.34769 | 0.92169 | 34.02 | -34.02 | 34.02 | 139.85 | -97.52 | 1000 | 1000 | -34.02 | 34.02 | 34.02 | 74.25 | 34.02
2016-11-18 20:00:00 | 0.34998 | 0.37846 | 0.81915 | 27.66 | -27.66 | 27.66 | 133.49 | -91.16 | 1000 | 1000 | -27.66 | 27.66 | 27.66 | 62.66 | 27.66
2016-11-18 21:00:00 | 0.38859 | 0.41538 | 0.69019 | 17.88 | -17.88 | 17.88 | 123.71 | -81.38 | 1000 | 1000 | -17.88 | 17.88 | 17.88 | 53.03 | 17.88
2016-11-18 22:00:00 | 0.40468 | 0.43077 | 0.57811 | 13.57 | -13.57 | 13.57 | 119.4 | -77.07 | 1000 | 1000 | -13.57 | 13.57 | 13.57 | 56.18 | 13.57
2016-11-18 23:00:00 | 0.4079 | 0.43385 | 0.44327 | 13.79 | -13.79 | 13.79 | 119.62 | -77.29 | 1000 | 1000 | -13.79 | 13.79 | 13.79 | 53.38 | 13.79
2016-11-19 00:00:00 | 0.39825 | 0.42462 | 0.36334 | 12.69 | -12.69 | 12.69 | 118.52 | -76.19 | 1000 | 1000 | -12.69 | 12.69 | 12.69 | 51.1 | 12.69
2016-11-19 01:00:00 | 0.39825 | 0.42462 | 0.30185 | 12.85 | -12.85 | 12.85 | 118.68 | -76.35 | 1000 | 1000 | -12.85 | 12.85 | 12.85 | 47.44 | 12.85
2016-11-19 02:00:00 | 0.40147 | 0.42769 | 0.247 | 15.18 | -15.18 | 15.18 | 121.01 | -78.68 | 1000 | 1000 | -15.18 | 15.18 | 15.18 | 45.99 | 15.18
2016-11-19 03:00:00 | 0.41434 | 0.44 | 0.23565 | 20.56 | -20.56 | 20.56 | 126.39 | -84.06 | 1000 | 1000 | -20.56 | 20.56 | 20.56 | 44.98 | 20.56
2016-11-19 04:00:00 | 0.42721 | 0.45231 | 0.23258 | 18.58 | -18.58 | 18.58 | 124.41 | -82.08 | 1000 | 1000 | -18.58 | 18.58 | 18.58 | 42.86 | 18.58
2016-11-19 05:00:00 | 0.44973 | 0.47385 | 0.24426 | 20.2 | -20.2 | 20.2 | 126.03 | -83.7 | 1000 | 1000 | -20.2 | 20.2 | 20.2 | 41.54 | 20.2
2016-11-19 06:00:00 | 0.43364 | 0.45846 | 0.30966 | 33.36 | -33.36 | 33.36 | 139.19 | -96.86 | 1000 | 1000 | -33.36 | 33.36 | 33.36 | 42.05 | 33.36
2016-11-19 07:00:00 | 0.45295 | 0.47692 | 0.47243 | 37.01 | -37.01 | 37.01 | 142.84 | -100.51 | 1000 | 1000 | -37.01 | 37.01 | 37.01 | 44.07 | 37.01
2016-11-19 08:00:00 | 0.4433 | 0.46769 | 0.68704 | 41.08 | -41.08 | 41.08 | 146.91 | -104.58 | 1000 | 1000 | -41.08 | 41.08 | 41.08 | 50.1 | 41.08
2016-11-19 09:00:00 | 0.42077 | 0.44615 | 0.80606 | 41 | -41 | 41 | 146.83 | -104.5 | 1000 | 1000 | -41 | 41 | 41 | 56.12 | 41
2016-11-19 10:00:00 | 0.39825 | 0.42462 | 0.84283 | 40.1 | -40.1 | 40.1 | 145.93 | -103.6 | 1000 | 1000 | -40.1 | 40.1 | 40.1 | 56.66 | 40.1
2016-11-19 11:00:00 | 0.38216 | 0.40923 | 0.87704 | 39.24 | -39.24 | 39.24 | 145.07 | -102.74 | 1000 | 1000 | -39.24 | 39.24 | 39.24 | 57.34 | 39.24
2016-11-19 12:00:00 | 0.37572 | 0.40308 | 0.91636 | 36.97 | -36.97 | 36.97 | 142.8 | -100.47 | 1000 | 1000 | -36.97 | 36.97 | 36.97 | 57.34 | 36.97
2016-11-19 13:00:00 | 0.35963 | 0.38769 | 0.88755 | 36.96 | -36.96 | 36.96 | 142.79 | -100.46 | 1000 | 1000 | -36.96 | 36.96 | 36.96 | 51.2 | 36.96
2016-11-19 14:00:00 | 0.3532 | 0.38154 | 0.79022 | 39.96 | -39.96 | 39.96 | 145.79 | -103.46 | 1000 | 1000 | -39.96 | 39.96 | 39.96 | 49.18 | 39.96
2016-11-19 15:00:00 | 0.35963 | 0.38769 | 0.71445 | 46.9 | -46.9 | 46.9 | 152.73 | -110.4 | 1000 | 1000 | -46.9 | 46.9 | 46.9 | 47.79 | 46.9
2016-11-19 16:00:00 | 0.36285 | 0.39077 | 0.70607 | 46.95 | -46.95 | 46.95 | 152.78 | -110.45 | 1000 | 1000 | -46.95 | 46.95 | 46.95 | 50.4 | 46.95
2016-11-19 17:00:00 | 0.37572 | 0.40308 | 0.8672 | 42.96 | -42.96 | 42.96 | 148.79 | -106.46 | 1000 | 1000 | -42.96 | 42.96 | 42.96 | 68.93 | 42.96
2016-11-19 18:00:00 | 0.39181 | 0.41846 | 0.99703 | 39.97 | -39.97 | 39.97 | 145.8 | -103.47 | 1000 | 1000 | -39.97 | 39.97 | 39.97 | 75.01 | 39.97
2016-11-19 19:00:00 | 0.39825 | 0.42462 | 1 | 33.8 | -33.8 | 33.8 | 139.63 | -97.3 | 1000 | 1000 | -33.8 | 33.8 | 33.8 | 66.17 | 33.8
2016-11-19 20:00:00 | 0.39825 | 0.42462 | 0.83309 | 33.08 | -33.08 | 33.08 | 138.91 | -96.58 | 1000 | 1000 | -33.08 | 33.08 | 33.08 | 53.32 | 33.08
2016-11-19 21:00:00 | 0.44973 | 0.47385 | 0.66229 | 32.14 | -32.14 | 32.14 | 137.97 | -95.64 | 1000 | 1000 | -32.14 | 32.14 | 32.14 | 49.02 | 32.14
2016-11-19 22:00:00 | 0.44652 | 0.47077 | 0.60399 | 22.09 | -22.09 | 22.09 | 127.92 | -85.59 | 1000 | 1000 | -22.09 | 22.09 | 22.09 | 48.97 | 22.09
2016-11-19 23:00:00 | 0.4787 | 0.50154 | 0.51572 | 13.66 | -13.66 | 13.66 | 119.49 | -77.16 | 1000 | 1000 | -13.66 | 13.66 | 13.66 | 46.61 | 13.66
2016-11-20 00:00:00 | 0.49479 | 0.51692 | 0.39659 | 13.62 | -13.62 | 13.62 | 119.45 | -77.12 | 1000 | 1000 | -13.62 | 13.62 | 13.62 | 49.11 | 13.62
2016-11-20 01:00:00 | 0.51731 | 0.53846 | 0.29555 | 14.66 | -14.66 | 14.66 | 120.49 | -78.16 | 1000 | 1000 | -14.66 | 14.66 | 14.66 | 45.95 | 14.66
2016-11-20 02:00:00 | 0.50444 | 0.52615 | 0.24054 | 13.61 | -13.61 | 13.61 | 119.44 | -77.11 | 1000 | 1000 | -13.61 | 13.61 | 13.61 | 45 | 13.61
2016-11-20 03:00:00 | 0.50766 | 0.52923 | 0.21979 | 13.64 | -13.64 | 13.64 | 119.47 | -77.14 | 1000 | 1000 | -13.64 | 13.64 | 13.64 | 41.92 | 13.64
2016-11-20 04:00:00 | 0.52375 | 0.54462 | 0.20895 | 5.68 | -5.68 | 5.68 | 111.51 | -69.18 | 1000 | 1000 | -5.68 | 5.68 | 5.68 | 40.04 | 5.68
2016-11-20 05:00:00 | 0.52375 | 0.54462 | 0.2107 | 1 | -0.99999 | 1 | 106.83 | -64.5 | 1000 | 1000 | -1 | 1 | 1 | 39.51 | 1
2016-11-20 06:00:00 | 0.51087 | 0.53231 | 0.22636 | -0.01 | 0.01001 | -0.01 | 105.82 | -63.49 | -0.01 | -0.01 | 0.01 | -0.01 | -0.01 | 40.8 | -0.01
2016-11-20 07:00:00 | 0.498 | 0.52 | 0.26686 | 8.04 | -8.04 | 8.04 | 113.87 | -71.54 | 1000 | 1000 | -8.04 | 8.04 | 8.04 | 41.41 | 8.04
2016-11-20 08:00:00 | 0.4787 | 0.50154 | 0.42994 | 5.68 | -5.68 | 5.68 | 111.51 | -69.18 | 1000 | 1000 | -5.68 | 5.68 | 5.68 | 41.97 | 5.68
2016-11-20 09:00:00 | 0.4433 | 0.46769 | 0.65048 | -0.44 | 0.44001 | -0.44 | 105.39 | -63.06 | -0.44 | -0.44 | 0.44 | -0.44 | -0.44 | 45.99 | -0.44
2016-11-20 10:00:00 | 0.38859 | 0.41538 | 0.81425 | -0.04 | 0.04001 | -0.04 | 105.79 | -63.46 | -0.04 | -0.04 | 0.04 | -0.04 | -0.04 | 48.92 | -0.04
2016-11-20 11:00:00 | 0.36929 | 0.39692 | 0.94383 | -9.94 | 9.94 | -9.94 | 95.89 | -53.56 | -9.94 | -9.94 | 9.94 | -9.94 | -9.94 | 50.83 | -9.94
2016-11-20 12:00:00 | 0.33711 | 0.36615 | 0.96576 | -22.17 | 22.17 | -22.17 | 83.66 | -41.33 | -22.17 | -22.17 | 22.17 | -22.17 | -22.17 | 50.42 | -22.17
2016-11-20 13:00:00 | 0.33067 | 0.36 | 0.82374 | -30.41 | 30.41 | -30.41 | 75.42 | -33.09 | -30.41 | -30.41 | 30.41 | -30.41 | -30.41 | 48.42 | -30.41
2016-11-20 14:00:00 | 0.34032 | 0.36923 | 0.65983 | -15.68 | 15.68 | -15.68 | 90.15 | -47.82 | -15.68 | -15.68 | 15.68 | -15.68 | -15.68 | 46 | -15.68
2016-11-20 15:00:00 | 0.34032 | 0.36923 | 0.56761 | -29.04 | 29.04 | -29.04 | 76.79 | -34.46 | -29.04 | -29.04 | 29.04 | -29.04 | -29.04 | 43.38 | -29.04
2016-11-20 16:00:00 | 0.34354 | 0.37231 | 0.52133 | 9.9 | -9.9 | 9.9 | 115.73 | -73.4 | 1000 | 1000 | -9.9 | 9.9 | 9.9 | 46.64 | 9.9
2016-11-20 17:00:00 | 0.33389 | 0.36308 | 0.61979 | 8.06 | -8.06 | 8.06 | 113.89 | -71.56 | 1000 | 1000 | -8.06 | 8.06 | 8.06 | 60.99 | 8.06
2016-11-20 18:00:00 | 0.32424 | 0.35385 | 0.76472 | 8.99 | -8.99 | 8.99 | 114.82 | -72.49 | 1000 | 1000 | -8.99 | 8.99 | 8.99 | 69.54 | 8.99
2016-11-20 19:00:00 | 0.32102 | 0.35077 | 0.85205 | -1.58 | 1.58 | -1.58 | 104.25 | -61.92 | -1.58 | -1.58 | 1.58 | -1.58 | -1.58 | 67.23 | -1.58
2016-11-20 20:00:00 | 0.30171 | 0.33231 | 0.77783 | -3.35 | 3.35 | -3.35 | 102.48 | -60.15 | -3.35 | -3.35 | 3.35 | -3.35 | -3.35 | 62.91 | -3.35
2016-11-20 21:00:00 | 0.24057 | 0.27385 | 0.66127 | 3.45 | -3.45 | 3.45 | 109.28 | -66.95 | 1000 | 1000 | -3.45 | 3.45 | 3.45 | 53.02 | 3.45
2016-11-20 22:00:00 | 0.32424 | 0.35385 | 0.5638 | -14.91 | 14.91 | -14.91 | 90.92 | -48.59 | -14.91 | -14.91 | 14.91 | -14.91 | -14.91 | 53.71 | -14.91
2016-11-20 23:00:00 | 0.3178 | 0.34769 | 0.42608 | 13.56 | -13.56 | 13.56 | 119.39 | -77.06 | 1000 | 1000 | -13.56 | 13.56 | 13.56 | 45.41 | 13.56
2016-11-21 00:00:00 | 0.32745 | 0.35692 | 0.31267 | 8.81 | -8.81 | 8.81 | 114.64 | -72.31 | 1000 | 1000 | -8.81 | 8.81 | 8.81 | 49.37 | 8.81
2016-11-21 01:00:00 | 0.34354 | 0.37231 | 0.2388 | 9.79 | -9.79 | 9.79 | 115.62 | -73.29 | 1000 | 1000 | -9.79 | 9.79 | 9.79 | 44.19 | 9.79
2016-11-21 02:00:00 | 0.34998 | 0.37846 | 0.2191 | 11.01 | -11.01 | 11.01 | 116.84 | -74.51 | 1000 | 1000 | -11.01 | 11.01 | 11.01 | 42.05 | 11.01
2016-11-21 03:00:00 | 0.35641 | 0.38462 | 0.21612 | 10.88 | -10.88 | 10.88 | 116.71 | -74.38 | 1000 | 1000 | -10.88 | 10.88 | 10.88 | 39.87 | 10.88
2016-11-21 04:00:00 | 0.3725 | 0.4 | 0.22876 | 20 | -20 | 20 | 125.83 | -83.5 | 1000 | 1000 | -20 | 20 | 20 | 40.04 | 20
2016-11-21 05:00:00 | 0.36285 | 0.39077 | 0.26928 | 38.71 | -38.71 | 38.71 | 144.54 | -102.21 | 1000 | 1000 | -38.71 | 38.71 | 38.71 | 43.09 | 38.71
2016-11-21 06:00:00 | 0.35641 | 0.38462 | 0.46874 | 49.86 | -49.86 | 49.86 | 155.69 | -113.36 | 1000 | 1000 | -49.86 | 49.86 | 49.86 | 57.26 | 49.86
2016-11-21 07:00:00 | 0.36607 | 0.39385 | 0.67301 | 49.4 | -49.4 | 49.4 | 155.23 | -112.9 | 1000 | 1000 | -49.4 | 49.4 | 49.4 | 75.02 | 49.4
2016-11-21 08:00:00 | 0.34998 | 0.37846 | 0.76549 | 46.25 | -46.25 | 46.25 | 152.08 | -109.75 | 1000 | 1000 | -46.25 | 46.25 | 46.25 | 75.22 | 46.25
2016-11-21 09:00:00 | 0.3178 | 0.34769 | 0.7631 | 41.15 | -41.15 | 41.15 | 146.98 | -104.65 | 1000 | 1000 | -41.15 | 41.15 | 41.15 | 71.61 | 41.15
2016-11-21 10:00:00 | 0.29527 | 0.32615 | 0.73645 | 41.61 | -41.61 | 41.61 | 147.44 | -105.11 | 1000 | 1000 | -41.61 | 41.61 | 41.61 | 70.04 | 41.61
2016-11-21 11:00:00 | 0.25344 | 0.28615 | 0.75244 | 41.75 | -41.75 | 41.75 | 147.58 | -105.25 | 1000 | 1000 | -41.75 | 41.75 | 41.75 | 69.99 | 41.75
2016-11-21 12:00:00 | 0.23413 | 0.26769 | 0.78569 | 45.74 | -45.74 | 45.74 | 151.57 | -109.24 | 1000 | 1000 | -45.74 | 45.74 | 45.74 | 70.01 | 45.74
2016-11-21 13:00:00 | 0.22448 | 0.25846 | 0.74358 | 46.91 | -46.91 | 46.91 | 152.74 | -110.41 | 1000 | 1000 | -46.91 | 46.91 | 46.91 | 70.94 | 46.91
2016-11-21 14:00:00 | 0.24057 | 0.27385 | 0.6716 | 48 | -48 | 48 | 153.83 | -111.5 | 1000 | 1000 | -48 | 48 | 48 | 69.57 | 48
2016-11-21 15:00:00 | 0.2824 | 0.31385 | 0.6447 | 44.72 | -44.72 | 44.72 | 150.55 | -108.22 | 1000 | 1000 | -44.72 | 44.72 | 44.72 | 70 | 44.72
2016-11-21 16:00:00 | 0.30171 | 0.33231 | 0.65698 | 45.56 | -45.56 | 45.56 | 151.39 | -109.06 | 1000 | 1000 | -45.56 | 45.56 | 45.56 | 75.9 | 45.56
2016-11-21 17:00:00 | 0.30171 | 0.33231 | 0.76076 | 38.71 | -38.71 | 38.71 | 144.54 | -102.21 | 1000 | 1000 | -38.71 | 38.71 | 38.71 | 87.96 | 38.71
2016-11-21 18:00:00 | 0.32102 | 0.35077 | 0.8848 | 36.3 | -36.3 | 36.3 | 142.13 | -99.8 | 1000 | 1000 | -36.3 | 36.3 | 36.3 | 109.26 | 36.3
2016-11-21 19:00:00 | 0.32102 | 0.35077 | 0.92169 | 35.75 | -35.75 | 35.75 | 141.58 | -99.25 | 1000 | 1000 | -35.75 | 35.75 | 35.75 | 79.09 | 35.75
2016-11-21 20:00:00 | 0.32424 | 0.35385 | 0.81915 | 32.84 | -32.84 | 32.84 | 138.67 | -96.34 | 1000 | 1000 | -32.84 | 32.84 | 32.84 | 69.93 | 32.84
2016-11-21 21:00:00 | 0.32424 | 0.35385 | 0.69019 | 32.46 | -32.46 | 32.46 | 138.29 | -95.96 | 1000 | 1000 | -32.46 | 32.46 | 32.46 | 55.57 | 32.46
2016-11-21 22:00:00 | 0.33389 | 0.36308 | 0.57811 | 22.07 | -22.07 | 22.07 | 127.9 | -85.57 | 1000 | 1000 | -22.07 | 22.07 | 22.07 | 54.72 | 22.07
2016-11-21 23:00:00 | 0.33067 | 0.36 | 0.44327 | 24.1 | -24.1 | 24.1 | 129.93 | -87.6 | 1000 | 1000 | -24.1 | 24.1 | 24.1 | 50.67 | 24.1
2016-11-22 00:00:00 | 0.32745 | 0.35692 | 0.31267 | 27.11 | -27.11 | 27.11 | 132.94 | -90.61 | 1000 | 1000 | -27.11 | 27.11 | 27.11 | 44.95 | 27.11
2016-11-22 01:00:00 | 0.32424 | 0.35385 | 0.2388 | 21.49 | -21.49 | 21.49 | 127.32 | -84.99 | 1000 | 1000 | -21.49 | 21.49 | 21.49 | 41.95 | 21.49
2016-11-22 02:00:00 | 0.32424 | 0.35385 | 0.2191 | 21 | -21 | 21 | 126.83 | -84.5 | 1000 | 1000 | -21 | 21 | 21 | 41.65 | 21
2016-11-22 03:00:00 | 0.32424 | 0.35385 | 0.21612 | 19.99 | -19.99 | 19.99 | 125.82 | -83.49 | 1000 | 1000 | -19.99 | 19.99 | 19.99 | 40.5 | 19.99
2016-11-22 04:00:00 | 0.32745 | 0.35692 | 0.22876 | 29.38 | -29.38 | 29.38 | 135.21 | -92.88 | 1000 | 1000 | -29.38 | 29.38 | 29.38 | 40.5 | 29.38
2016-11-22 05:00:00 | 0.32424 | 0.35385 | 0.26928 | 33.89 | -33.89 | 33.89 | 139.72 | -97.39 | 1000 | 1000 | -33.89 | 33.89 | 33.89 | 44.73 | 33.89
2016-11-22 06:00:00 | 0.32424 | 0.35385 | 0.46874 | 40.89 | -40.89 | 40.89 | 146.72 | -104.39 | 1000 | 1000 | -40.89 | 40.89 | 40.89 | 53.28 | 40.89
2016-11-22 07:00:00 | 0.3178 | 0.34769 | 0.67301 | 39.43 | -39.43 | 39.43 | 145.26 | -102.93 | 1000 | 1000 | -39.43 | 39.43 | 39.43 | 72.31 | 39.43
2016-11-22 08:00:00 | 0.31136 | 0.34154 | 0.76549 | 37.16 | -37.16 | 37.16 | 142.99 | -100.66 | 1000 | 1000 | -37.16 | 37.16 | 37.16 | 75.97 | 37.16
2016-11-22 09:00:00 | 0.30815 | 0.33846 | 0.7631 | 35.85 | -35.85 | 35.85 | 141.68 | -99.35 | 1000 | 1000 | -35.85 | 35.85 | 35.85 | 76.96 | 35.85
2016-11-22 10:00:00 | 0.29527 | 0.32615 | 0.73645 | 36.35 | -36.35 | 36.35 | 142.18 | -99.85 | 1000 | 1000 | -36.35 | 36.35 | 36.35 | 75 | 36.35
2016-11-22 11:00:00 | 0.2824 | 0.31385 | 0.75244 | 37 | -37 | 37 | 142.83 | -100.5 | 1000 | 1000 | -37 | 37 | 37 | 72.24 | 37
2016-11-22 12:00:00 | 0.26631 | 0.29846 | 0.78569 | 38.46 | -38.46 | 38.46 | 144.29 | -101.96 | 1000 | 1000 | -38.46 | 38.46 | 38.46 | 71.29 | 38.46
2016-11-22 13:00:00 | 0.26631 | 0.29846 | 0.74358 | 46.02 | -46.02 | 46.02 | 151.85 | -109.52 | 1000 | 1000 | -46.02 | 46.02 | 46.02 | 68.93 | 46.02
2016-11-22 14:00:00 | 0.27275 | 0.30462 | 0.6716 | 51.94 | -51.94 | 51.94 | 157.77 | -115.44 | 1000 | 1000 | -51.94 | 51.94 | 51.94 | 66.09 | 51.94
2016-11-22 15:00:00 | 0.31458 | 0.34462 | 0.6447 | 51.51 | -51.51 | 51.51 | 157.34 | -115.01 | 1000 | 1000 | -51.51 | 51.51 | 51.51 | 65.13 | 51.51
2016-11-22 16:00:00 | 0.30493 | 0.33538 | 0.65698 | 64.2 | -64.2 | 64.2 | 170.03 | -127.7 | 1000 | 1000 | -64.2 | 64.2 | 64.2 | 69.98 | 64.2
2016-11-22 17:00:00 | 0.30493 | 0.33538 | 0.76076 | 54.67 | -54.67 | 54.67 | 160.5 | -118.17 | 1000 | 1000 | -54.67 | 54.67 | 54.67 | 90 | 54.67
2016-11-22 18:00:00 | 0.33389 | 0.36308 | 0.8848 | 51.99 | -51.99 | 51.99 | 157.82 | -115.49 | 1000 | 1000 | -51.99 | 51.99 | 51.99 | 107.83 | 51.99
2016-11-22 19:00:00 | 0.33711 | 0.36615 | 0.92169 | 46.98 | -46.98 | 46.98 | 152.81 | -110.48 | 1000 | 1000 | -46.98 | 46.98 | 46.98 | 80.92 | 46.98
2016-11-22 20:00:00 | 0.34032 | 0.36923 | 0.81915 | 38.77 | -38.77 | 38.77 | 144.6 | -102.27 | 1000 | 1000 | -38.77 | 38.77 | 38.77 | 70.08 | 38.77
2016-11-22 21:00:00 | 0.34998 | 0.37846 | 0.69019 | 37.17 | -37.17 | 37.17 | 143 | -100.67 | 1000 | 1000 | -37.17 | 37.17 | 37.17 | 59.71 | 37.17
2016-11-22 22:00:00 | 0.3532 | 0.38154 | 0.57811 | 34.8 | -34.8 | 34.8 | 140.63 | -98.3 | 1000 | 1000 | -34.8 | 34.8 | 34.8 | 54.36 | 34.8
2016-11-22 23:00:00 | 0.35641 | 0.38462 | 0.44327 | 34.61 | -34.61 | 34.61 | 140.44 | -98.11 | 1000 | 1000 | -34.61 | 34.61 | 34.61 | 49 | 34.61
2016-11-23 00:00:00 | 0.38216 | 0.40923 | 0.31267 | 33.65 | -33.65 | 33.65 | 139.48 | -97.15 | 1000 | 1000 | -33.65 | 33.65 | 33.65 | 48.2 | 33.65
2016-11-23 01:00:00 | 0.35963 | 0.38769 | 0.2388 | 33.46 | -33.46 | 33.46 | 139.29 | -96.96 | 1000 | 1000 | -33.46 | 33.46 | 33.46 | 48.33 | 33.46
2016-11-23 02:00:00 | 0.37572 | 0.40308 | 0.2191 | 32.08 | -32.08 | 32.08 | 137.91 | -95.58 | 1000 | 1000 | -32.08 | 32.08 | 32.08 | 45.33 | 32.08
2016-11-23 03:00:00 | 0.3725 | 0.4 | 0.21612 | 33.54 | -33.54 | 33.54 | 139.37 | -97.04 | 1000 | 1000 | -33.54 | 33.54 | 33.54 | 42.77 | 33.54
2016-11-23 04:00:00 | 0.43043 | 0.45538 | 0.22876 | 35.38 | -35.38 | 35.38 | 141.21 | -98.88 | 1000 | 1000 | -35.38 | 35.38 | 35.38 | 42.12 | 35.38
2016-11-23 05:00:00 | 0.40147 | 0.42769 | 0.26928 | 46.34 | -46.34 | 46.34 | 152.17 | -109.84 | 1000 | 1000 | -46.34 | 46.34 | 46.34 | 43.9 | 46.34
2016-11-23 06:00:00 | 0.38859 | 0.41538 | 0.46874 | 48.81 | -48.81 | 48.81 | 154.64 | -112.31 | 1000 | 1000 | -48.81 | 48.81 | 48.81 | 57.32 | 48.81
2016-11-23 07:00:00 | 0.42077 | 0.44615 | 0.67301 | 51.1 | -51.1 | 51.1 | 156.93 | -114.6 | 1000 | 1000 | -51.1 | 51.1 | 51.1 | 76.54 | 51.1
2016-11-23 08:00:00 | 0.44008 | 0.46462 | 0.76549 | 53.94 | -53.94 | 53.94 | 159.77 | -117.44 | 1000 | 1000 | -53.94 | 53.94 | 53.94 | 77.03 | 53.94
2016-11-23 09:00:00 | 0.39825 | 0.42462 | 0.7631 | 51 | -51 | 51 | 156.83 | -114.5 | 1000 | 1000 | -51 | 51 | 51 | 75.55 | 51
2016-11-23 10:00:00 | 0.38859 | 0.41538 | 0.73645 | 51.95 | -51.95 | 51.95 | 157.78 | -115.45 | 1000 | 1000 | -51.95 | 51.95 | 51.95 | 74.25 | 51.95
2016-11-23 11:00:00 | 0.34354 | 0.37231 | 0.75244 | 49.99 | -49.99 | 49.99 | 155.82 | -113.49 | 1000 | 1000 | -49.99 | 49.99 | 49.99 | 73.89 | 49.99
2016-11-23 12:00:00 | 0.30171 | 0.33231 | 0.78569 | 51.92 | -51.92 | 51.92 | 157.75 | -115.42 | 1000 | 1000 | -51.92 | 51.92 | 51.92 | 72 | 51.92
2016-11-23 13:00:00 | 0.34032 | 0.36923 | 0.74358 | 54.98 | -54.98 | 54.98 | 160.81 | -118.48 | 1000 | 1000 | -54.98 | 54.98 | 54.98 | 70.59 | 54.98
2016-11-23 14:00:00 | 0.36285 | 0.39077 | 0.6716 | 58.48 | -58.48 | 58.48 | 164.31 | -121.98 | 1000 | 1000 | -58.48 | 58.48 | 58.48 | 69.09 | 58.48
2016-11-23 15:00:00 | 0.40468 | 0.43077 | 0.6447 | 55.01 | -55.01 | 55.01 | 160.84 | -118.51 | 1000 | 1000 | -55.01 | 55.01 | 55.01 | 69.94 | 55.01
2016-11-23 16:00:00 | 0.42077 | 0.44615 | 0.65698 | 62 | -62 | 62 | 167.83 | -125.5 | 1000 | 1000 | -62 | 62 | 62 | 77.05 | 62
2016-11-23 17:00:00 | 0.44973 | 0.47385 | 0.76076 | 52.92 | -52.92 | 52.92 | 158.75 | -116.42 | 1000 | 1000 | -52.92 | 52.92 | 52.92 | 89.27 | 52.92
2016-11-23 18:00:00 | 0.45295 | 0.47692 | 0.8848 | 50 | -50 | 50 | 155.83 | -113.5 | 1000 | 1000 | -50 | 50 | 50 | 104.01 | 50
2016-11-23 19:00:00 | 0.42721 | 0.45231 | 0.92169 | 39.13 | -39.13 | 39.13 | 144.96 | -102.63 | 1000 | 1000 | -39.13 | 39.13 | 39.13 | 76.19 | 39.13
2016-11-23 20:00:00 | 0.42721 | 0.45231 | 0.81915 | 37.21 | -37.21 | 37.21 | 143.04 | -100.71 | 1000 | 1000 | -37.21 | 37.21 | 37.21 | 67.18 | 37.21
2016-11-23 21:00:00 | 0.43364 | 0.45846 | 0.69019 | 37.79 | -37.79 | 37.79 | 143.62 | -101.29 | 1000 | 1000 | -37.79 | 37.79 | 37.79 | 56.18 | 37.79
2016-11-23 22:00:00 | 0.43686 | 0.46154 | 0.57811 | 33.99 | -33.99 | 33.99 | 139.82 | -97.49 | 1000 | 1000 | -33.99 | 33.99 | 33.99 | 58.24 | 33.99
2016-11-23 23:00:00 | 0.4433 | 0.46769 | 0.44327 | 32.66 | -32.66 | 32.66 | 138.49 | -96.16 | 1000 | 1000 | -32.66 | 32.66 | 32.66 | 51.43 | 32.66
2016-11-24 00:00:00 | 0.44973 | 0.47385 | 0.31267 | 31.61 | -31.61 | 31.61 | 137.44 | -95.11 | 1000 | 1000 | -31.61 | 31.61 | 31.61 | 49.4 | 31.61
2016-11-24 01:00:00 | 0.4433 | 0.46769 | 0.2388 | 30.8 | -30.8 | 30.8 | 136.63 | -94.3 | 1000 | 1000 | -30.8 | 30.8 | 30.8 | 42.98 | 30.8
2016-11-24 02:00:00 | 0.43364 | 0.45846 | 0.2191 | 29.58 | -29.58 | 29.58 | 135.41 | -93.08 | 1000 | 1000 | -29.58 | 29.58 | 29.58 | 41.97 | 29.58
2016-11-24 03:00:00 | 0.44008 | 0.46462 | 0.21612 | 29.76 | -29.76 | 29.76 | 135.59 | -93.26 | 1000 | 1000 | -29.76 | 29.76 | 29.76 | 41.1 | 29.76
2016-11-24 04:00:00 | 0.4433 | 0.46769 | 0.22876 | 32.44 | -32.44 | 32.44 | 138.27 | -95.94 | 1000 | 1000 | -32.44 | 32.44 | 32.44 | 41.26 | 32.44
2016-11-24 05:00:00 | 0.42077 | 0.44615 | 0.26928 | 36.5 | -36.5 | 36.5 | 142.33 | -100 | 1000 | 1000 | -36.5 | 36.5 | 36.5 | 43.8 | 36.5
2016-11-24 06:00:00 | 0.43043 | 0.45538 | 0.46874 | 43.12 | -43.12 | 43.12 | 148.95 | -106.62 | 1000 | 1000 | -43.12 | 43.12 | 43.12 | 50.92 | 43.12
2016-11-24 07:00:00 | 0.4787 | 0.50154 | 0.67301 | 45.97 | -45.97 | 45.97 | 151.8 | -109.47 | 1000 | 1000 | -45.97 | 45.97 | 45.97 | 67.19 | 45.97
2016-11-24 08:00:00 | 0.47226 | 0.49538 | 0.76549 | 44.96 | -44.96 | 44.96 | 150.79 | -108.46 | 1000 | 1000 | -44.96 | 44.96 | 44.96 | 70 | 44.96
2016-11-24 09:00:00 | 0.41434 | 0.44 | 0.7631 | 43.69 | -43.69 | 43.69 | 149.52 | -107.19 | 1000 | 1000 | -43.69 | 43.69 | 43.69 | 70.03 | 43.69
2016-11-24 10:00:00 | 0.37894 | 0.40615 | 0.73645 | 44.25 | -44.25 | 44.25 | 150.08 | -107.75 | 1000 | 1000 | -44.25 | 44.25 | 44.25 | 69.57 | 44.25
2016-11-24 11:00:00 | 0.36285 | 0.39077 | 0.75244 | 42.87 | -42.87 | 42.87 | 148.7 | -106.37 | 1000 | 1000 | -42.87 | 42.87 | 42.87 | 67.57 | 42.87
2016-11-24 12:00:00 | 0.35963 | 0.38769 | 0.78569 | 42.91 | -42.91 | 42.91 | 148.74 | -106.41 | 1000 | 1000 | -42.91 | 42.91 | 42.91 | 66.77 | 42.91
2016-11-24 13:00:00 | 0.35641 | 0.38462 | 0.74358 | 42.77 | -42.77 | 42.77 | 148.6 | -106.27 | 1000 | 1000 | -42.77 | 42.77 | 42.77 | 66.46 | 42.77
2016-11-24 14:00:00 | 0.38859 | 0.41538 | 0.6716 | 44.59 | -44.59 | 44.59 | 150.42 | -108.09 | 1000 | 1000 | -44.59 | 44.59 | 44.59 | 66.05 | 44.59
2016-11-24 15:00:00 | 0.44652 | 0.47077 | 0.6447 | 49.36 | -49.36 | 49.36 | 155.19 | -112.86 | 1000 | 1000 | -49.36 | 49.36 | 49.36 | 67.99 | 49.36
2016-11-24 16:00:00 | 0.47226 | 0.49538 | 0.65698 | 50.97 | -50.97 | 50.97 | 156.8 | -114.47 | 1000 | 1000 | -50.97 | 50.97 | 50.97 | 68.42 | 50.97
2016-11-24 17:00:00 | 0.498 | 0.52 | 0.76076 | 45.23 | -45.23 | 45.23 | 151.06 | -108.73 | 1000 | 1000 | -45.23 | 45.23 | 45.23 | 82.85 | 45.23
2016-11-24 18:00:00 | 0.53018 | 0.55077 | 0.8848 | 44.1 | -44.1 | 44.1 | 149.93 | -107.6 | 1000 | 1000 | -44.1 | 44.1 | 44.1 | 91.69 | 44.1
2016-11-24 19:00:00 | 0.53984 | 0.56 | 0.92169 | 38.07 | -38.07 | 38.07 | 143.9 | -101.57 | 1000 | 1000 | -38.07 | 38.07 | 38.07 | 73.93 | 38.07
2016-11-24 20:00:00 | 0.54627 | 0.56615 | 0.81915 | 37.71 | -37.71 | 37.71 | 143.54 | -101.21 | 1000 | 1000 | -37.71 | 37.71 | 37.71 | 68.07 | 37.71
2016-11-24 21:00:00 | 0.62028 | 0.63692 | 0.69019 | 35.88 | -35.88 | 35.88 | 141.71 | -99.38 | 1000 | 1000 | -35.88 | 35.88 | 35.88 | 55.98 | 35.88
2016-11-24 22:00:00 | 0.61707 | 0.63385 | 0.57811 | 33.62 | -33.62 | 33.62 | 139.45 | -97.12 | 1000 | 1000 | -33.62 | 33.62 | 33.62 | 52.69 | 33.62
2016-11-24 23:00:00 | 0.59454 | 0.61231 | 0.44327 | 35.23 | -35.23 | 35.23 | 141.06 | -98.73 | 1000 | 1000 | -35.23 | 35.23 | 35.23 | 48.91 | 35.23
2016-11-25 00:00:00 | 0.59776 | 0.61538 | 0.31267 | 32.99 | -32.99 | 32.99 | 138.82 | -96.49 | 1000 | 1000 | -32.99 | 32.99 | 32.99 | 46.72 | 32.99
2016-11-25 01:00:00 | 0.60419 | 0.62154 | 0.2388 | 32.02 | -32.02 | 32.02 | 137.85 | -95.52 | 1000 | 1000 | -32.02 | 32.02 | 32.02 | 46.58 | 32.02
2016-11-25 02:00:00 | 0.60098 | 0.61846 | 0.2191 | 31.05 | -31.05 | 31.05 | 136.88 | -94.55 | 1000 | 1000 | -31.05 | 31.05 | 31.05 | 43.22 | 31.05
2016-11-25 03:00:00 | 0.62672 | 0.64308 | 0.21612 | 31.18 | -31.18 | 31.18 | 137.01 | -94.68 | 1000 | 1000 | -31.18 | 31.18 | 31.18 | 41.01 | 31.18
2016-11-25 04:00:00 | 0.63316 | 0.64923 | 0.22876 | 34.85 | -34.85 | 34.85 | 140.68 | -98.35 | 1000 | 1000 | -34.85 | 34.85 | 34.85 | 41.91 | 34.85
2016-11-25 05:00:00 | 0.61063 | 0.62769 | 0.26928 | 37.98 | -37.98 | 37.98 | 143.81 | -101.48 | 1000 | 1000 | -37.98 | 37.98 | 37.98 | 43.7 | 37.98
2016-11-25 06:00:00 | 0.58167 | 0.6 | 0.46874 | 47.1 | -47.1 | 47.1 | 152.93 | -110.6 | 1000 | 1000 | -47.1 | 47.1 | 47.1 | 53.1 | 47.1
2016-11-25 07:00:00 | 0.57523 | 0.59385 | 0.67301 | 48.49 | -48.49 | 48.49 | 154.32 | -111.99 | 1000 | 1000 | -48.49 | 48.49 | 48.49 | 68.27 | 48.49
2016-11-25 08:00:00 | 0.57845 | 0.59692 | 0.76549 | 47.97 | -47.97 | 47.97 | 153.8 | -111.47 | 1000 | 1000 | -47.97 | 47.97 | 47.97 | 69.54 | 47.97
2016-11-25 09:00:00 | 0.5688 | 0.58769 | 0.7631 | 47.42 | -47.42 | 47.42 | 153.25 | -110.92 | 1000 | 1000 | -47.42 | 47.42 | 47.42 | 65.05 | 47.42
2016-11-25 10:00:00 | 0.5334 | 0.55385 | 0.73645 | 48.25 | -48.25 | 48.25 | 154.08 | -111.75 | 1000 | 1000 | -48.25 | 48.25 | 48.25 | 63.92 | 48.25
2016-11-25 11:00:00 | 0.50122 | 0.52308 | 0.75244 | 47.95 | -47.95 | 47.95 | 153.78 | -111.45 | 1000 | 1000 | -47.95 | 47.95 | 47.95 | 63.36 | 47.95
2016-11-25 12:00:00 | 0.48835 | 0.51077 | 0.78569 | 47.95 | -47.95 | 47.95 | 153.78 | -111.45 | 1000 | 1000 | -47.95 | 47.95 | 47.95 | 63.36 | 47.95
2016-11-25 13:00:00 | 0.48513 | 0.50769 | 0.74358 | 47.92 | -47.92 | 47.92 | 153.75 | -111.42 | 1000 | 1000 | -47.92 | 47.92 | 47.92 | 62.5 | 47.92
2016-11-25 14:00:00 | 0.47548 | 0.49846 | 0.6716 | 48.81 | -48.81 | 48.81 | 154.64 | -112.31 | 1000 | 1000 | -48.81 | 48.81 | 48.81 | 57 | 48.81
2016-11-25 15:00:00 | 0.46904 | 0.49231 | 0.6447 | 49.96 | -49.96 | 49.96 | 155.79 | -113.46 | 1000 | 1000 | -49.96 | 49.96 | 49.96 | 56.19 | 49.96
2016-11-25 16:00:00 | 0.47226 | 0.49538 | 0.65698 | 54.75 | -54.75 | 54.75 | 160.58 | -118.25 | 1000 | 1000 | -54.75 | 54.75 | 54.75 | 58.22 | 54.75
2016-11-25 17:00:00 | 0.47548 | 0.49846 | 0.76076 | 48.29 | -48.29 | 48.29 | 154.12 | -111.79 | 1000 | 1000 | -48.29 | 48.29 | 48.29 | 73.02 | 48.29
2016-11-25 18:00:00 | 0.4787 | 0.50154 | 0.8848 | 48.94 | -48.94 | 48.94 | 154.77 | -112.44 | 1000 | 1000 | -48.94 | 48.94 | 48.94 | 72.38 | 48.94
2016-11-25 19:00:00 | 0.48835 | 0.51077 | 0.92169 | 43.52 | -43.52 | 43.52 | 149.35 | -107.02 | 1000 | 1000 | -43.52 | 43.52 | 43.52 | 63.96 | 43.52
2016-11-25 20:00:00 | 0.49479 | 0.51692 | 0.81915 | 38.92 | -38.92 | 38.92 | 144.75 | -102.42 | 1000 | 1000 | -38.92 | 38.92 | 38.92 | 51.51 | 38.92
2016-11-25 21:00:00 | 0.51087 | 0.53231 | 0.69019 | 38.67 | -38.67 | 38.67 | 144.5 | -102.17 | 1000 | 1000 | -38.67 | 38.67 | 38.67 | 44.95 | 38.67
2016-11-25 22:00:00 | 0.52053 | 0.54154 | 0.57811 | 35.24 | -35.24 | 35.24 | 141.07 | -98.74 | 1000 | 1000 | -35.24 | 35.24 | 35.24 | 44.91 | 35.24
2016-11-25 23:00:00 | 0.53018 | 0.55077 | 0.44327 | 32.5 | -32.5 | 32.5 | 138.33 | -96 | 1000 | 1000 | -32.5 | 32.5 | 32.5 | 42.65 | 32.5
2016-11-26 00:00:00 | 0.53984 | 0.56 | 0.36334 | 31.93 | -31.93 | 31.93 | 137.76 | -95.43 | 1000 | 1000 | -31.93 | 31.93 | 31.93 | 40.33 | 31.93
2016-11-26 01:00:00 | 0.54305 | 0.56308 | 0.30185 | 31.82 | -31.82 | 31.82 | 137.65 | -95.32 | 1000 | 1000 | -31.82 | 31.82 | 31.82 | 40.26 | 31.82
2016-11-26 02:00:00 | 0.54627 | 0.56615 | 0.247 | 31.84 | -31.84 | 31.84 | 137.67 | -95.34 | 1000 | 1000 | -31.84 | 31.84 | 31.84 | 37.36 | 31.84
2016-11-26 03:00:00 | 0.54627 | 0.56615 | 0.23565 | 32.07 | -32.07 | 32.07 | 137.9 | -95.57 | 1000 | 1000 | -32.07 | 32.07 | 32.07 | 37.89 | 32.07
2016-11-26 04:00:00 | 0.55271 | 0.57231 | 0.23258 | 32.35 | -32.35 | 32.35 | 138.18 | -95.85 | 1000 | 1000 | -32.35 | 32.35 | 32.35 | 36.86 | 32.35
2016-11-26 05:00:00 | 0.57202 | 0.59077 | 0.24426 | 33.36 | -33.36 | 33.36 | 139.19 | -96.86 | 1000 | 1000 | -33.36 | 33.36 | 33.36 | 39.5 | 33.36
2016-11-26 06:00:00 | 0.58167 | 0.6 | 0.30966 | 42.22 | -42.22 | 42.22 | 148.05 | -105.72 | 1000 | 1000 | -42.22 | 42.22 | 42.22 | 37.39 | 42.22
2016-11-26 07:00:00 | 0.57845 | 0.59692 | 0.47243 | 44.1 | -44.1 | 44.1 | 149.93 | -107.6 | 1000 | 1000 | -44.1 | 44.1 | 44.1 | 40.05 | 44.1
2016-11-26 08:00:00 | 0.57523 | 0.59385 | 0.68704 | 46.76 | -46.76 | 46.76 | 152.59 | -110.26 | 1000 | 1000 | -46.76 | 46.76 | 46.76 | 46.12 | 46.76
2016-11-26 09:00:00 | 0.55914 | 0.57846 | 0.80606 | 48.92 | -48.92 | 48.92 | 154.75 | -112.42 | 1000 | 1000 | -48.92 | 48.92 | 48.92 | 52.97 | 48.92
2016-11-26 10:00:00 | 0.53662 | 0.55692 | 0.84283 | 48.56 | -48.56 | 48.56 | 154.39 | -112.06 | 1000 | 1000 | -48.56 | 48.56 | 48.56 | 54.74 | 48.56
2016-11-26 11:00:00 | 0.52375 | 0.54462 | 0.87704 | 47.91 | -47.91 | 47.91 | 153.74 | -111.41 | 1000 | 1000 | -47.91 | 47.91 | 47.91 | 55.11 | 47.91
2016-11-26 12:00:00 | 0.50444 | 0.52615 | 0.91636 | 43.97 | -43.97 | 43.97 | 149.8 | -107.47 | 1000 | 1000 | -43.97 | 43.97 | 43.97 | 56.34 | 43.97
2016-11-26 13:00:00 | 0.49479 | 0.51692 | 0.88755 | 38.24 | -38.24 | 38.24 | 144.07 | -101.74 | 1000 | 1000 | -38.24 | 38.24 | 38.24 | 50.22 | 38.24
2016-11-26 14:00:00 | 0.48835 | 0.51077 | 0.79022 | 40.44 | -40.44 | 40.44 | 146.27 | -103.94 | 1000 | 1000 | -40.44 | 40.44 | 40.44 | 45.99 | 40.44
2016-11-26 15:00:00 | 0.48191 | 0.50462 | 0.71445 | 45.3 | -45.3 | 45.3 | 151.13 | -108.8 | 1000 | 1000 | -45.3 | 45.3 | 45.3 | 48.01 | 45.3
2016-11-26 16:00:00 | 0.48191 | 0.50462 | 0.70607 | 47.96 | -47.96 | 47.96 | 153.79 | -111.46 | 1000 | 1000 | -47.96 | 47.96 | 47.96 | 50.84 | 47.96
2016-11-26 17:00:00 | 0.47548 | 0.49846 | 0.8672 | 43.95 | -43.95 | 43.95 | 149.78 | -107.45 | 1000 | 1000 | -43.95 | 43.95 | 43.95 | 65.32 | 43.95
2016-11-26 18:00:00 | 0.48191 | 0.50462 | 0.99703 | 37.5 | -37.5 | 37.5 | 143.33 | -101 | 1000 | 1000 | -37.5 | 37.5 | 37.5 | 62.98 | 37.5
2016-11-26 19:00:00 | 0.4787 | 0.50154 | 1 | 32.91 | -32.91 | 32.91 | 138.74 | -96.41 | 1000 | 1000 | -32.91 | 32.91 | 32.91 | 48.68 | 32.91
2016-11-26 20:00:00 | 0.46904 | 0.49231 | 0.83309 | 32.75 | -32.75 | 32.75 | 138.58 | -96.25 | 1000 | 1000 | -32.75 | 32.75 | 32.75 | 41.05 | 32.75
2016-11-26 21:00:00 | 0.4433 | 0.46769 | 0.66229 | 31.72 | -31.72 | 31.72 | 137.55 | -95.22 | 1000 | 1000 | -31.72 | 31.72 | 31.72 | 40.52 | 31.72
2016-11-26 22:00:00 | 0.43686 | 0.46154 | 0.60399 | 28.25 | -28.25 | 28.25 | 134.08 | -91.75 | 1000 | 1000 | -28.25 | 28.25 | 28.25 | 41.5 | 28.25
2016-11-26 23:00:00 | 0.41112 | 0.43692 | 0.51572 | 22.92 | -22.92 | 22.92 | 128.75 | -86.42 | 1000 | 1000 | -22.92 | 22.92 | 22.92 | 32.34 | 22.92
2016-11-27 00:00:00 | 0.39181 | 0.41846 | 0.39659 | 21.14 | -21.14 | 21.14 | 126.97 | -84.64 | 1000 | 1000 | -21.14 | 21.14 | 21.14 | 30.17 | 21.14
2016-11-27 01:00:00 | 0.38859 | 0.41538 | 0.29555 | 20.25 | -20.25 | 20.25 | 126.08 | -83.75 | 1000 | 1000 | -20.25 | 20.25 | 20.25 | 17.73 | 20.25
2016-11-27 02:00:00 | 0.38859 | 0.41538 | 0.24054 | 20.28 | -20.28 | 20.28 | 126.11 | -83.78 | 1000 | 1000 | -20.28 | 20.28 | 20.28 | 19.4 | 20.28
2016-11-27 03:00:00 | 0.39503 | 0.42154 | 0.21979 | 20.95 | -20.95 | 20.95 | 126.78 | -84.45 | 1000 | 1000 | -20.95 | 20.95 | 20.95 | 19.23 | 20.95
2016-11-27 04:00:00 | 0.41112 | 0.43692 | 0.20895 | 27 | -27 | 27 | 132.83 | -90.5 | 1000 | 1000 | -27 | 27 | 27 | 24.93 | 27
2016-11-27 05:00:00 | 0.43686 | 0.46154 | 0.2107 | 28.02 | -28.02 | 28.02 | 133.85 | -91.52 | 1000 | 1000 | -28.02 | 28.02 | 28.02 | 22.48 | 28.02
2016-11-27 06:00:00 | 0.46261 | 0.48615 | 0.22636 | 28.93 | -28.93 | 28.93 | 134.76 | -92.43 | 1000 | 1000 | -28.93 | 28.93 | 28.93 | 12.99 | 28.93
2016-11-27 07:00:00 | 0.47548 | 0.49846 | 0.26686 | 31.35 | -31.35 | 31.35 | 137.18 | -94.85 | 1000 | 1000 | -31.35 | 31.35 | 31.35 | 17.16 | 31.35
2016-11-27 08:00:00 | 0.47226 | 0.49538 | 0.42994 | 33.19 | -33.19 | 33.19 | 139.02 | -96.69 | 1000 | 1000 | -33.19 | 33.19 | 33.19 | 30.32 | 33.19
2016-11-27 09:00:00 | 0.44008 | 0.46462 | 0.65048 | 34.24 | -34.24 | 34.24 | 140.07 | -97.74 | 1000 | 1000 | -34.24 | 34.24 | 34.24 | 34.93 | 34.24
2016-11-27 10:00:00 | 0.40468 | 0.43077 | 0.81425 | 38.13 | -38.13 | 38.13 | 143.96 | -101.63 | 1000 | 1000 | -38.13 | 38.13 | 38.13 | 36.03 | 38.13
2016-11-27 11:00:00 | 0.39503 | 0.42154 | 0.94383 | 35.69 | -35.69 | 35.69 | 141.52 | -99.19 | 1000 | 1000 | -35.69 | 35.69 | 35.69 | 43.91 | 35.69
2016-11-27 12:00:00 | 0.39503 | 0.42154 | 0.96576 | 33.44 | -33.44 | 33.44 | 139.27 | -96.94 | 1000 | 1000 | -33.44 | 33.44 | 33.44 | 37.52 | 33.44
2016-11-27 13:00:00 | 0.40147 | 0.42769 | 0.82374 | 33.53 | -33.53 | 33.53 | 139.36 | -97.03 | 1000 | 1000 | -33.53 | 33.53 | 33.53 | 34.78 | 33.53
2016-11-27 14:00:00 | 0.43043 | 0.45538 | 0.65983 | 34.2 | -34.2 | 34.2 | 140.03 | -97.7 | 1000 | 1000 | -34.2 | 34.2 | 34.2 | 34.48 | 34.2
2016-11-27 15:00:00 | 0.47226 | 0.49538 | 0.56761 | 37.48 | -37.48 | 37.48 | 143.31 | -100.98 | 1000 | 1000 | -37.48 | 37.48 | 37.48 | 35.32 | 37.48
2016-11-27 16:00:00 | 0.50444 | 0.52615 | 0.52133 | 41.07 | -41.07 | 41.07 | 146.9 | -104.57 | 1000 | 1000 | -41.07 | 41.07 | 41.07 | 37.93 | 41.07
2016-11-27 17:00:00 | 0.50444 | 0.52615 | 0.61979 | 41.05 | -41.05 | 41.05 | 146.88 | -104.55 | 1000 | 1000 | -41.05 | 41.05 | 41.05 | 45.86 | 41.05
2016-11-27 18:00:00 | 0.51409 | 0.53538 | 0.76472 | 36.08 | -36.08 | 36.08 | 141.91 | -99.58 | 1000 | 1000 | -36.08 | 36.08 | 36.08 | 52.94 | 36.08
2016-11-27 19:00:00 | 0.5334 | 0.55385 | 0.85205 | 34.69 | -34.69 | 34.69 | 140.52 | -98.19 | 1000 | 1000 | -34.69 | 34.69 | 34.69 | 52.05 | 34.69
2016-11-27 20:00:00 | 0.54949 | 0.56923 | 0.77783 | 32.69 | -32.69 | 32.69 | 138.52 | -96.19 | 1000 | 1000 | -32.69 | 32.69 | 32.69 | 41.85 | 32.69
2016-11-27 21:00:00 | 0.56236 | 0.58154 | 0.66127 | 32.16 | -32.16 | 32.16 | 137.99 | -95.66 | 1000 | 1000 | -32.16 | 32.16 | 32.16 | 43.98 | 32.16
2016-11-27 22:00:00 | 0.5688 | 0.58769 | 0.5638 | 28.43 | -28.43 | 28.43 | 134.26 | -91.93 | 1000 | 1000 | -28.43 | 28.43 | 28.43 | 48.89 | 28.43
2016-11-27 23:00:00 | 0.55593 | 0.57538 | 0.42608 | 27.06 | -27.06 | 27.06 | 132.89 | -90.56 | 1000 | 1000 | -27.06 | 27.06 | 27.06 | 39.19 | 27.06
2016-11-28 00:00:00 | 0.55593 | 0.57538 | 0.31267 | 28.24 | -28.24 | 28.24 | 134.07 | -91.74 | 1000 | 1000 | -28.24 | 28.24 | 28.24 | 26.43 | 28.24
2016-11-28 01:00:00 | 0.57202 | 0.59077 | 0.2388 | 24.31 | -24.31 | 24.31 | 130.14 | -87.81 | 1000 | 1000 | -24.31 | 24.31 | 24.31 | 26.64 | 24.31
2016-11-28 02:00:00 | 0.58167 | 0.6 | 0.2191 | 24.03 | -24.03 | 24.03 | 129.86 | -87.53 | 1000 | 1000 | -24.03 | 24.03 | 24.03 | 36.03 | 24.03
2016-11-28 03:00:00 | 0.57202 | 0.59077 | 0.21612 | 26.81 | -26.81 | 26.81 | 132.64 | -90.31 | 1000 | 1000 | -26.81 | 26.81 | 26.81 | 36.82 | 26.81
2016-11-28 04:00:00 | 0.57845 | 0.59692 | 0.22876 | 31.96 | -31.96 | 31.96 | 137.79 | -95.46 | 1000 | 1000 | -31.96 | 31.96 | 31.96 | 37.97 | 31.96
2016-11-28 05:00:00 | 0.60419 | 0.62154 | 0.26928 | 37.94 | -37.94 | 37.94 | 143.77 | -101.44 | 1000 | 1000 | -37.94 | 37.94 | 37.94 | 41.03 | 37.94
2016-11-28 06:00:00 | 0.59776 | 0.61538 | 0.46874 | 47.88 | -47.88 | 47.88 | 153.71 | -111.38 | 1000 | 1000 | -47.88 | 47.88 | 47.88 | 54.44 | 47.88
2016-11-28 07:00:00 | 0.57845 | 0.59692 | 0.67301 | 46.99 | -46.99 | 46.99 | 152.82 | -110.49 | 1000 | 1000 | -46.99 | 46.99 | 46.99 | 74.94 | 46.99
2016-11-28 08:00:00 | 0.5688 | 0.58769 | 0.76549 | 44.42 | -44.42 | 44.42 | 150.25 | -107.92 | 1000 | 1000 | -44.42 | 44.42 | 44.42 | 74 | 44.42
2016-11-28 09:00:00 | 0.56236 | 0.58154 | 0.7631 | 37.92 | -37.92 | 37.92 | 143.75 | -101.42 | 1000 | 1000 | -37.92 | 37.92 | 37.92 | 70.31 | 37.92
2016-11-28 10:00:00 | 0.51731 | 0.53846 | 0.73645 | 43.53 | -43.53 | 43.53 | 149.36 | -107.03 | 1000 | 1000 | -43.53 | 43.53 | 43.53 | 68.8 | 43.53
2016-11-28 11:00:00 | 0.51731 | 0.53846 | 0.75244 | 37.38 | -37.38 | 37.38 | 143.21 | -100.88 | 1000 | 1000 | -37.38 | 37.38 | 37.38 | 67.97 | 37.38
2016-11-28 12:00:00 | 0.52053 | 0.54154 | 0.78569 | 44.81 | -44.81 | 44.81 | 150.64 | -108.31 | 1000 | 1000 | -44.81 | 44.81 | 44.81 | 66.02 | 44.81
2016-11-28 13:00:00 | 0.50444 | 0.52615 | 0.74358 | 45.77 | -45.77 | 45.77 | 151.6 | -109.27 | 1000 | 1000 | -45.77 | 45.77 | 45.77 | 65.07 | 45.77
2016-11-28 14:00:00 | 0.54627 | 0.56615 | 0.6716 | 51.38 | -51.38 | 51.38 | 157.21 | -114.88 | 1000 | 1000 | -51.38 | 51.38 | 51.38 | 65.1 | 51.38
2016-11-28 15:00:00 | 0.5688 | 0.58769 | 0.6447 | 57.21 | -57.21 | 57.21 | 163.04 | -120.71 | 1000 | 1000 | -57.21 | 57.21 | 57.21 | 68.63 | 57.21
2016-11-28 16:00:00 | 0.58167 | 0.6 | 0.65698 | 65.11 | -65.11 | 65.11 | 170.94 | -128.61 | 1000 | 1000 | -65.11 | 65.11 | 65.11 | 70.5 | 65.11
2016-11-28 17:00:00 | 0.60098 | 0.61846 | 0.76076 | 51.42 | -51.42 | 51.42 | 157.25 | -114.92 | 1000 | 1000 | -51.42 | 51.42 | 51.42 | 83 | 51.42
2016-11-28 18:00:00 | 0.6235 | 0.64 | 0.8848 | 48.5 | -48.5 | 48.5 | 154.33 | -112 | 1000 | 1000 | -48.5 | 48.5 | 48.5 | 89.47 | 48.5
2016-11-28 19:00:00 | 0.63316 | 0.64923 | 0.92169 | 45.97 | -45.97 | 45.97 | 151.8 | -109.47 | 1000 | 1000 | -45.97 | 45.97 | 45.97 | 74.76 | 45.97
2016-11-28 20:00:00 | 0.63637 | 0.65231 | 0.81915 | 39.29 | -39.29 | 39.29 | 145.12 | -102.79 | 1000 | 1000 | -39.29 | 39.29 | 39.29 | 62.98 | 39.29
2016-11-28 21:00:00 | 0.65568 | 0.67077 | 0.69019 | 36.14 | -36.14 | 36.14 | 141.97 | -99.64 | 1000 | 1000 | -36.14 | 36.14 | 36.14 | 59.58 | 36.14
2016-11-28 22:00:00 | 0.66212 | 0.67692 | 0.57811 | 34.59 | -34.59 | 34.59 | 140.42 | -98.09 | 1000 | 1000 | -34.59 | 34.59 | 34.59 | 51.3 | 34.59
2016-11-28 23:00:00 | 0.66855 | 0.68308 | 0.44327 | 36.92 | -36.92 | 36.92 | 142.75 | -100.42 | 1000 | 1000 | -36.92 | 36.92 | 36.92 | 43.98 | 36.92
2016-11-29 00:00:00 | 0.67177 | 0.68615 | 0.31267 | 35.78 | -35.78 | 35.78 | 141.61 | -99.28 | 1000 | 1000 | -35.78 | 35.78 | 35.78 | 45 | 35.78
2016-11-29 01:00:00 | 0.68464 | 0.69846 | 0.2388 | 34.81 | -34.81 | 34.81 | 140.64 | -98.31 | 1000 | 1000 | -34.81 | 34.81 | 34.81 | 43.29 | 34.81
2016-11-29 02:00:00 | 0.68786 | 0.70154 | 0.2191 | 34.43 | -34.43 | 34.43 | 140.26 | -97.93 | 1000 | 1000 | -34.43 | 34.43 | 34.43 | 42.66 | 34.43
2016-11-29 03:00:00 | 0.68464 | 0.69846 | 0.21612 | 34.89 | -34.89 | 34.89 | 140.72 | -98.39 | 1000 | 1000 | -34.89 | 34.89 | 34.89 | 41.01 | 34.89
2016-11-29 04:00:00 | 0.6589 | 0.67385 | 0.22876 | 36.75 | -36.75 | 36.75 | 142.58 | -100.25 | 1000 | 1000 | -36.75 | 36.75 | 36.75 | 41.15 | 36.75
2016-11-29 05:00:00 | 0.66534 | 0.68 | 0.26928 | 44.68 | -44.68 | 44.68 | 150.51 | -108.18 | 1000 | 1000 | -44.68 | 44.68 | 44.68 | 42.62 | 44.68
2016-11-29 06:00:00 | 0.62028 | 0.63692 | 0.46874 | 54.95 | -54.95 | 54.95 | 160.78 | -118.45 | 1000 | 1000 | -54.95 | 54.95 | 54.95 | 51.78 | 54.95
2016-11-29 07:00:00 | 0.61385 | 0.63077 | 0.67301 | 52.65 | -52.65 | 52.65 | 158.48 | -116.15 | 1000 | 1000 | -52.65 | 52.65 | 52.65 | 69.52 | 52.65
2016-11-29 08:00:00 | 0.60741 | 0.62462 | 0.76549 | 48.5 | -48.5 | 48.5 | 154.33 | -112 | 1000 | 1000 | -48.5 | 48.5 | 48.5 | 68.08 | 48.5
2016-11-29 09:00:00 | 0.58811 | 0.60615 | 0.7631 | 43.69 | -43.69 | 43.69 | 149.52 | -107.19 | 1000 | 1000 | -43.69 | 43.69 | 43.69 | 66 | 43.69
2016-11-29 10:00:00 | 0.56236 | 0.58154 | 0.73645 | 42.2 | -42.2 | 42.2 | 148.03 | -105.7 | 1000 | 1000 | -42.2 | 42.2 | 42.2 | 63.8 | 42.2
2016-11-29 11:00:00 | 0.53018 | 0.55077 | 0.75244 | 40.42 | -40.42 | 40.42 | 146.25 | -103.92 | 1000 | 1000 | -40.42 | 40.42 | 40.42 | 65.01 | 40.42
2016-11-29 12:00:00 | 0.50766 | 0.52923 | 0.78569 | 41.75 | -41.75 | 41.75 | 147.58 | -105.25 | 1000 | 1000 | -41.75 | 41.75 | 41.75 | 65.88 | 41.75
2016-11-29 13:00:00 | 0.49157 | 0.51385 | 0.74358 | 43.12 | -43.12 | 43.12 | 148.95 | -106.62 | 1000 | 1000 | -43.12 | 43.12 | 43.12 | 61.28 | 43.12
2016-11-29 14:00:00 | 0.498 | 0.52 | 0.6716 | 50.94 | -50.94 | 50.94 | 156.77 | -114.44 | 1000 | 1000 | -50.94 | 50.94 | 50.94 | 56.21 | 50.94
2016-11-29 15:00:00 | 0.53018 | 0.55077 | 0.6447 | 55.58 | -55.58 | 55.58 | 161.41 | -119.08 | 1000 | 1000 | -55.58 | 55.58 | 55.58 | 53.49 | 55.58
2016-11-29 16:00:00 | 0.53662 | 0.55692 | 0.65698 | 55.66 | -55.66 | 55.66 | 161.49 | -119.16 | 1000 | 1000 | -55.66 | 55.66 | 55.66 | 59.4 | 55.66
2016-11-29 17:00:00 | 0.5688 | 0.58769 | 0.76076 | 52.61 | -52.61 | 52.61 | 158.44 | -116.11 | 1000 | 1000 | -52.61 | 52.61 | 52.61 | 72.8 | 52.61
2016-11-29 18:00:00 | 0.58167 | 0.6 | 0.8848 | 47.94 | -47.94 | 47.94 | 153.77 | -111.44 | 1000 | 1000 | -47.94 | 47.94 | 47.94 | 75 | 47.94
2016-11-29 19:00:00 | 0.60098 | 0.61846 | 0.92169 | 39.97 | -39.97 | 39.97 | 145.8 | -103.47 | 1000 | 1000 | -39.97 | 39.97 | 39.97 | 66.01 | 39.97
2016-11-29 20:00:00 | 0.60098 | 0.61846 | 0.81915 | 35.9 | -35.9 | 35.9 | 141.73 | -99.4 | 1000 | 1000 | -35.9 | 35.9 | 35.9 | 52.91 | 35.9
2016-11-29 21:00:00 | 0.61707 | 0.63385 | 0.69019 | 32.9 | -32.9 | 32.9 | 138.73 | -96.4 | 1000 | 1000 | -32.9 | 32.9 | 32.9 | 48.43 | 32.9
2016-11-29 22:00:00 | 0.62994 | 0.64615 | 0.57811 | 30.38 | -30.38 | 30.38 | 136.21 | -93.88 | 1000 | 1000 | -30.38 | 30.38 | 30.38 | 48.09 | 30.38
2016-11-29 23:00:00 | 0.6235 | 0.64 | 0.44327 | 27.75 | -27.75 | 27.75 | 133.58 | -91.25 | 1000 | 1000 | -27.75 | 27.75 | 27.75 | 43.96 | 27.75
2016-11-30 00:00:00 | 0.63959 | 0.65538 | 0.31267 | 27.36 | -27.36 | 27.36 | 133.19 | -90.86 | 1000 | 1000 | -27.36 | 27.36 | 27.36 | 40.72 | 27.36
2016-11-30 01:00:00 | 0.63637 | 0.65231 | 0.2388 | 27.02 | -27.02 | 27.02 | 132.85 | -90.52 | 1000 | 1000 | -27.02 | 27.02 | 27.02 | 38.45 | 27.02
2016-11-30 02:00:00 | 0.62672 | 0.64308 | 0.2191 | 25.3 | -25.3 | 25.3 | 131.13 | -88.8 | 1000 | 1000 | -25.3 | 25.3 | 25.3 | 38.3 | 25.3
2016-11-30 03:00:00 | 0.61063 | 0.62769 | 0.21612 | 28.04 | -28.04 | 28.04 | 133.87 | -91.54 | 1000 | 1000 | -28.04 | 28.04 | 28.04 | 34.26 | 28.04
2016-11-30 04:00:00 | 0.59132 | 0.60923 | 0.22876 | 29.93 | -29.93 | 29.93 | 135.76 | -93.43 | 1000 | 1000 | -29.93 | 29.93 | 29.93 | 36.17 | 29.93
2016-11-30 05:00:00 | 0.58167 | 0.6 | 0.26928 | 34.13 | -34.13 | 34.13 | 139.96 | -97.63 | 1000 | 1000 | -34.13 | 34.13 | 34.13 | 41.65 | 34.13
2016-11-30 06:00:00 | 0.55271 | 0.57231 | 0.46874 | 47.92 | -47.92 | 47.92 | 153.75 | -111.42 | 1000 | 1000 | -47.92 | 47.92 | 47.92 | 46.47 | 47.92
2016-11-30 07:00:00 | 0.53662 | 0.55692 | 0.67301 | 47.91 | -47.91 | 47.91 | 153.74 | -111.41 | 1000 | 1000 | -47.91 | 47.91 | 47.91 | 53.64 | 47.91
2016-11-30 08:00:00 | 0.53018 | 0.55077 | 0.76549 | 44.47 | -44.47 | 44.47 | 150.3 | -107.97 | 1000 | 1000 | -44.47 | 44.47 | 44.47 | 58.7 | 44.47
2016-11-30 09:00:00 | 0.52696 | 0.54769 | 0.7631 | 37.49 | -37.49 | 37.49 | 143.32 | -100.99 | 1000 | 1000 | -37.49 | 37.49 | 37.49 | 61.19 | 37.49
2016-11-30 10:00:00 | 0.50766 | 0.52923 | 0.73645 | 37.91 | -37.91 | 37.91 | 143.74 | -101.41 | 1000 | 1000 | -37.91 | 37.91 | 37.91 | 62.69 | 37.91
2016-11-30 11:00:00 | 0.48835 | 0.51077 | 0.75244 | 37.42 | -37.42 | 37.42 | 143.25 | -100.92 | 1000 | 1000 | -37.42 | 37.42 | 37.42 | 67.08 | 37.42
2016-11-30 12:00:00 | 0.48191 | 0.50462 | 0.78569 | 35.98 | -35.98 | 35.98 | 141.81 | -99.48 | 1000 | 1000 | -35.98 | 35.98 | 35.98 | 67.55 | 35.98
2016-11-30 13:00:00 | 0.4787 | 0.50154 | 0.74358 | 39.33 | -39.33 | 39.33 | 145.16 | -102.83 | 1000 | 1000 | -39.33 | 39.33 | 39.33 | 66.09 | 39.33
2016-11-30 14:00:00 | 0.48191 | 0.50462 | 0.6716 | 38.74 | -38.74 | 38.74 | 144.57 | -102.24 | 1000 | 1000 | -38.74 | 38.74 | 38.74 | 64.95 | 38.74
2016-11-30 15:00:00 | 0.47548 | 0.49846 | 0.6447 | 44.75 | -44.75 | 44.75 | 150.58 | -108.25 | 1000 | 1000 | -44.75 | 44.75 | 44.75 | 66.03 | 44.75
2016-11-30 16:00:00 | 0.46582 | 0.48923 | 0.65698 | 46.93 | -46.93 | 46.93 | 152.76 | -110.43 | 1000 | 1000 | -46.93 | 46.93 | 46.93 | 66.19 | 46.93
2016-11-30 17:00:00 | 0.46261 | 0.48615 | 0.76076 | 39.95 | -39.95 | 39.95 | 145.78 | -103.45 | 1000 | 1000 | -39.95 | 39.95 | 39.95 | 88.71 | 39.95
2016-11-30 18:00:00 | 0.44973 | 0.47385 | 0.8848 | 39.47 | -39.47 | 39.47 | 145.3 | -102.97 | 1000 | 1000 | -39.47 | 39.47 | 39.47 | 104.41 | 39.47
2016-11-30 19:00:00 | 0.43686 | 0.46154 | 0.92169 | 35.08 | -35.08 | 35.08 | 140.91 | -98.58 | 1000 | 1000 | -35.08 | 35.08 | 35.08 | 69.93 | 35.08
2016-11-30 20:00:00 | 0.43364 | 0.45846 | 0.81915 | 32.58 | -32.58 | 32.58 | 138.41 | -96.08 | 1000 | 1000 | -32.58 | 32.58 | 32.58 | 61.78 | 32.58
2016-11-30 21:00:00 | 0.42077 | 0.44615 | 0.69019 | 31.86 | -31.86 | 31.86 | 137.69 | -95.36 | 1000 | 1000 | -31.86 | 31.86 | 31.86 | 52.91 | 31.86
2016-11-30 22:00:00 | 0.41755 | 0.44308 | 0.57811 | 27 | -27 | 27 | 132.83 | -90.5 | 1000 | 1000 | -27 | 27 | 27 | 49.7 | 27
2016-11-30 23:00:00 | 0.41112 | 0.43692 | 0.44327 | 26.79 | -26.79 | 26.79 | 132.62 | -90.29 | 1000 | 1000 | -26.79 | 26.79 | 26.79 | 46.47 | 26.79
2016-12-01 00:00:00 | 0.4079 | 0.43385 | 0.31267 | 14.95 | -14.95 | 14.95 | 120.78 | -78.45 | 1000 | 1000 | -14.95 | 14.95 | 14.95 | 45.5 | 14.95
2016-12-01 01:00:00 | 0.39825 | 0.42462 | 0.2388 | 11.95 | -11.95 | 11.95 | 117.78 | -75.45 | 1000 | 1000 | -11.95 | 11.95 | 11.95 | 42.57 | 11.95
2016-12-01 02:00:00 | 0.38859 | 0.41538 | 0.2191 | 10.27 | -10.27 | 10.27 | 116.1 | -73.77 | 1000 | 1000 | -10.27 | 10.27 | 10.27 | 41.27 | 10.27
2016-12-01 03:00:00 | 0.38538 | 0.41231 | 0.21612 | 11.29 | -11.29 | 11.29 | 117.12 | -74.79 | 1000 | 1000 | -11.29 | 11.29 | 11.29 | 34.46 | 11.29
2016-12-01 04:00:00 | 0.38216 | 0.40923 | 0.22876 | 21.93 | -21.93 | 21.93 | 127.76 | -85.43 | 1000 | 1000 | -21.93 | 21.93 | 21.93 | 33.04 | 21.93
2016-12-01 05:00:00 | 0.3725 | 0.4 | 0.26928 | 32.06 | -32.06 | 32.06 | 137.89 | -95.56 | 1000 | 1000 | -32.06 | 32.06 | 32.06 | 40.28 | 32.06
2016-12-01 06:00:00 | 0.36285 | 0.39077 | 0.46874 | 35.39 | -35.39 | 35.39 | 141.22 | -98.89 | 1000 | 1000 | -35.39 | 35.39 | 35.39 | 49.29 | 35.39
2016-12-01 07:00:00 | 0.35641 | 0.38462 | 0.67301 | 34.36 | -34.36 | 34.36 | 140.19 | -97.86 | 1000 | 1000 | -34.36 | 34.36 | 34.36 | 60.99 | 34.36
2016-12-01 08:00:00 | 0.3532 | 0.38154 | 0.76549 | 37.01 | -37.01 | 37.01 | 142.84 | -100.51 | 1000 | 1000 | -37.01 | 37.01 | 37.01 | 60.84 | 37.01
2016-12-01 09:00:00 | 0.34998 | 0.37846 | 0.7631 | 38.79 | -38.79 | 38.79 | 144.62 | -102.29 | 1000 | 1000 | -38.79 | 38.79 | 38.79 | 57.43 | 38.79
2016-12-01 10:00:00 | 0.33711 | 0.36615 | 0.73645 | 36.36 | -36.36 | 36.36 | 142.19 | -99.86 | 1000 | 1000 | -36.36 | 36.36 | 36.36 | 54.19 | 36.36
2016-12-01 11:00:00 | 0.32745 | 0.35692 | 0.75244 | 33.99 | -33.99 | 33.99 | 139.82 | -97.49 | 1000 | 1000 | -33.99 | 33.99 | 33.99 | 55.26 | 33.99
2016-12-01 12:00:00 | 0.33067 | 0.36 | 0.78569 | 32.29 | -32.29 | 32.29 | 138.12 | -95.79 | 1000 | 1000 | -32.29 | 32.29 | 32.29 | 51.85 | 32.29
2016-12-01 13:00:00 | 0.33067 | 0.36 | 0.74358 | 31.37 | -31.37 | 31.37 | 137.2 | -94.87 | 1000 | 1000 | -31.37 | 31.37 | 31.37 | 52.39 | 31.37
2016-12-01 14:00:00 | 0.33067 | 0.36 | 0.6716 | 31.38 | -31.38 | 31.38 | 137.21 | -94.88 | 1000 | 1000 | -31.38 | 31.38 | 31.38 | 53.81 | 31.38
2016-12-01 15:00:00 | 0.32424 | 0.35385 | 0.6447 | 32.38 | -32.38 | 32.38 | 138.21 | -95.88 | 1000 | 1000 | -32.38 | 32.38 | 32.38 | 53.79 | 32.38
2016-12-01 16:00:00 | 0.32424 | 0.35385 | 0.65698 | 35.73 | -35.73 | 35.73 | 141.56 | -99.23 | 1000 | 1000 | -35.73 | 35.73 | 35.73 | 58.5 | 35.73
2016-12-01 17:00:00 | 0.33067 | 0.36 | 0.76076 | 32.94 | -32.94 | 32.94 | 138.77 | -96.44 | 1000 | 1000 | -32.94 | 32.94 | 32.94 | 71.95 | 32.94
2016-12-01 18:00:00 | 0.34676 | 0.37538 | 0.8848 | 33.86 | -33.86 | 33.86 | 139.69 | -97.36 | 1000 | 1000 | -33.86 | 33.86 | 33.86 | 75.39 | 33.86
2016-12-01 19:00:00 | 0.34998 | 0.37846 | 0.92169 | 31.32 | -31.32 | 31.32 | 137.15 | -94.82 | 1000 | 1000 | -31.32 | 31.32 | 31.32 | 65.73 | 31.32
2016-12-01 20:00:00 | 0.34354 | 0.37231 | 0.81915 | 28.01 | -28.01 | 28.01 | 133.84 | -91.51 | 1000 | 1000 | -28.01 | 28.01 | 28.01 | 60 | 28.01
2016-12-01 21:00:00 | 0.32745 | 0.35692 | 0.69019 | 19.66 | -19.66 | 19.66 | 125.49 | -83.16 | 1000 | 1000 | -19.66 | 19.66 | 19.66 | 51.08 | 19.66
2016-12-01 22:00:00 | 0.32102 | 0.35077 | 0.57811 | 8.94 | -8.94 | 8.94 | 114.77 | -72.44 | 1000 | 1000 | -8.94 | 8.94 | 8.94 | 50.68 | 8.94
2016-12-01 23:00:00 | 0.34032 | 0.36923 | 0.44327 | 7.23 | -7.23 | 7.23 | 113.06 | -70.73 | 1000 | 1000 | -7.23 | 7.23 | 7.23 | 45.97 | 7.23
2016-12-02 00:00:00 | 0.36607 | 0.39385 | 0.31267 | 7.2 | -7.2 | 7.2 | 113.03 | -70.7 | 1000 | 1000 | -7.2 | 7.2 | 7.2 | 43.48 | 7.2
2016-12-02 01:00:00 | 0.39181 | 0.41846 | 0.2388 | 6.07 | -6.07 | 6.07 | 111.9 | -69.57 | 1000 | 1000 | -6.07 | 6.07 | 6.07 | 40.04 | 6.07
2016-12-02 02:00:00 | 0.40147 | 0.42769 | 0.2191 | 8.79 | -8.79 | 8.79 | 114.62 | -72.29 | 1000 | 1000 | -8.79 | 8.79 | 8.79 | 37.41 | 8.79
2016-12-02 03:00:00 | 0.48513 | 0.50769 | 0.21612 | 19.83 | -19.83 | 19.83 | 125.66 | -83.33 | 1000 | 1000 | -19.83 | 19.83 | 19.83 | 34.8 | 19.83
2016-12-02 04:00:00 | 0.4787 | 0.50154 | 0.22876 | 26.88 | -26.88 | 26.88 | 132.71 | -90.38 | 1000 | 1000 | -26.88 | 26.88 | 26.88 | 36.37 | 26.88
2016-12-02 05:00:00 | 0.48835 | 0.51077 | 0.26928 | 31.87 | -31.87 | 31.87 | 137.7 | -95.37 | 1000 | 1000 | -31.87 | 31.87 | 31.87 | 37.25 | 31.87
2016-12-02 06:00:00 | 0.51731 | 0.53846 | 0.46874 | 46.06 | -46.06 | 46.06 | 151.89 | -109.56 | 1000 | 1000 | -46.06 | 46.06 | 46.06 | 44.52 | 46.06
2016-12-02 07:00:00 | 0.51731 | 0.53846 | 0.67301 | 46.94 | -46.94 | 46.94 | 152.77 | -110.44 | 1000 | 1000 | -46.94 | 46.94 | 46.94 | 53.18 | 46.94
2016-12-02 08:00:00 | 0.52053 | 0.54154 | 0.76549 | 44.71 | -44.71 | 44.71 | 150.54 | -108.21 | 1000 | 1000 | -44.71 | 44.71 | 44.71 | 57.09 | 44.71
2016-12-02 09:00:00 | 0.48835 | 0.51077 | 0.7631 | 43.5 | -43.5 | 43.5 | 149.33 | -107 | 1000 | 1000 | -43.5 | 43.5 | 43.5 | 58.94 | 43.5
2016-12-02 10:00:00 | 0.45617 | 0.48 | 0.73645 | 46.9 | -46.9 | 46.9 | 152.73 | -110.4 | 1000 | 1000 | -46.9 | 46.9 | 46.9 | 60.93 | 46.9
2016-12-02 11:00:00 | 0.43364 | 0.45846 | 0.75244 | 46.93 | -46.93 | 46.93 | 152.76 | -110.43 | 1000 | 1000 | -46.93 | 46.93 | 46.93 | 60.99 | 46.93
2016-12-02 12:00:00 | 0.42399 | 0.44923 | 0.78569 | 47.97 | -47.97 | 47.97 | 153.8 | -111.47 | 1000 | 1000 | -47.97 | 47.97 | 47.97 | 60.98 | 47.97
2016-12-02 13:00:00 | 0.42721 | 0.45231 | 0.74358 | 49.54 | -49.54 | 49.54 | 155.37 | -113.04 | 1000 | 1000 | -49.54 | 49.54 | 49.54 | 57.05 | 49.54
2016-12-02 14:00:00 | 0.4433 | 0.46769 | 0.6716 | 51.11 | -51.11 | 51.11 | 156.94 | -114.61 | 1000 | 1000 | -51.11 | 51.11 | 51.11 | 54.03 | 51.11
2016-12-02 15:00:00 | 0.46261 | 0.48615 | 0.6447 | 49.99 | -49.99 | 49.99 | 155.82 | -113.49 | 1000 | 1000 | -49.99 | 49.99 | 49.99 | 53.68 | 49.99
2016-12-02 16:00:00 | 0.50122 | 0.52308 | 0.65698 | 56.85 | -56.85 | 56.85 | 162.68 | -120.35 | 1000 | 1000 | -56.85 | 56.85 | 56.85 | 56.26 | 56.85
2016-12-02 17:00:00 | 0.51409 | 0.53538 | 0.76076 | 58.1 | -58.1 | 58.1 | 163.93 | -121.6 | 1000 | 1000 | -58.1 | 58.1 | 58.1 | 73.63 | 58.1
2016-12-02 18:00:00 | 0.52375 | 0.54462 | 0.8848 | 50.03 | -50.03 | 50.03 | 155.86 | -113.53 | 1000 | 1000 | -50.03 | 50.03 | 50.03 | 75.4 | 50.03
2016-12-02 19:00:00 | 0.52696 | 0.54769 | 0.92169 | 52.07 | -52.07 | 52.07 | 157.9 | -115.57 | 1000 | 1000 | -52.07 | 52.07 | 52.07 | 65.99 | 52.07
2016-12-02 20:00:00 | 0.5334 | 0.55385 | 0.81915 | 47.91 | -47.91 | 47.91 | 153.74 | -111.41 | 1000 | 1000 | -47.91 | 47.91 | 47.91 | 59.24 | 47.91
2016-12-02 21:00:00 | 0.54627 | 0.56615 | 0.69019 | 44.02 | -44.02 | 44.02 | 149.85 | -107.52 | 1000 | 1000 | -44.02 | 44.02 | 44.02 | 50.61 | 44.02
2016-12-02 22:00:00 | 0.58167 | 0.6 | 0.57811 | 36.03 | -36.03 | 36.03 | 141.86 | -99.53 | 1000 | 1000 | -36.03 | 36.03 | 36.03 | 51.47 | 36.03
2016-12-02 23:00:00 | 0.59132 | 0.60923 | 0.44327 | 32.9 | -32.9 | 32.9 | 138.73 | -96.4 | 1000 | 1000 | -32.9 | 32.9 | 32.9 | 49.05 | 32.9
2016-12-03 00:00:00 | 0.57523 | 0.59385 | 0.36334 | 33.11 | -33.11 | 33.11 | 138.94 | -96.61 | 1000 | 1000 | -33.11 | 33.11 | 33.11 | 53.36 | 33.11
2016-12-03 01:00:00 | 0.59132 | 0.60923 | 0.30185 | 33.71 | -33.71 | 33.71 | 139.54 | -97.21 | 1000 | 1000 | -33.71 | 33.71 | 33.71 | 47 | 33.71
2016-12-03 02:00:00 | 0.60741 | 0.62462 | 0.247 | 33.49 | -33.49 | 33.49 | 139.32 | -96.99 | 1000 | 1000 | -33.49 | 33.49 | 33.49 | 43.07 | 33.49
2016-12-03 03:00:00 | 0.62994 | 0.64615 | 0.23565 | 33.63 | -33.63 | 33.63 | 139.46 | -97.13 | 1000 | 1000 | -33.63 | 33.63 | 33.63 | 35.54 | 33.63
2016-12-03 04:00:00 | 0.64603 | 0.66154 | 0.23258 | 33.21 | -33.21 | 33.21 | 139.04 | -96.71 | 1000 | 1000 | -33.21 | 33.21 | 33.21 | 32.65 | 33.21
2016-12-03 05:00:00 | 0.63637 | 0.65231 | 0.24426 | 36.69 | -36.69 | 36.69 | 142.52 | -100.19 | 1000 | 1000 | -36.69 | 36.69 | 36.69 | 35.11 | 36.69
2016-12-03 06:00:00 | 0.62994 | 0.64615 | 0.30966 | 36 | -36 | 36 | 141.83 | -99.5 | 1000 | 1000 | -36 | 36 | 36 | 36.25 | 36
2016-12-03 07:00:00 | 0.65246 | 0.66769 | 0.47243 | 39 | -39 | 39 | 144.83 | -102.5 | 1000 | 1000 | -39 | 39 | 39 | 43.76 | 39
2016-12-03 08:00:00 | 0.64603 | 0.66154 | 0.68704 | 45.96 | -45.96 | 45.96 | 151.79 | -109.46 | 1000 | 1000 | -45.96 | 45.96 | 45.96 | 43.48 | 45.96
2016-12-03 09:00:00 | 0.60419 | 0.62154 | 0.80606 | 40.13 | -40.13 | 40.13 | 145.96 | -103.63 | 1000 | 1000 | -40.13 | 40.13 | 40.13 | 45.03 | 40.13
2016-12-03 10:00:00 | 0.56558 | 0.58462 | 0.84283 | 38.22 | -38.22 | 38.22 | 144.05 | -101.72 | 1000 | 1000 | -38.22 | 38.22 | 38.22 | 47.42 | 38.22
2016-12-03 11:00:00 | 0.53018 | 0.55077 | 0.87704 | 37.32 | -37.32 | 37.32 | 143.15 | -100.82 | 1000 | 1000 | -37.32 | 37.32 | 37.32 | 49.77 | 37.32
2016-12-03 12:00:00 | 0.51087 | 0.53231 | 0.91636 | 36.18 | -36.18 | 36.18 | 142.01 | -99.68 | 1000 | 1000 | -36.18 | 36.18 | 36.18 | 47.1 | 36.18
2016-12-03 13:00:00 | 0.51087 | 0.53231 | 0.88755 | 39.69 | -39.69 | 39.69 | 145.52 | -103.19 | 1000 | 1000 | -39.69 | 39.69 | 39.69 | 42.92 | 39.69
2016-12-03 14:00:00 | 0.53018 | 0.55077 | 0.79022 | 47.94 | -47.94 | 47.94 | 153.77 | -111.44 | 1000 | 1000 | -47.94 | 47.94 | 47.94 | 40.98 | 47.94
2016-12-03 15:00:00 | 0.54627 | 0.56615 | 0.71445 | 52 | -52 | 52 | 157.83 | -115.5 | 1000 | 1000 | -52 | 52 | 52 | 44.1 | 52
2016-12-03 16:00:00 | 0.5688 | 0.58769 | 0.70607 | 64.6 | -64.6 | 64.6 | 170.43 | -128.1 | 1000 | 1000 | -64.6 | 64.6 | 64.6 | 45.72 | 64.6
2016-12-03 17:00:00 | 0.58489 | 0.60308 | 0.8672 | 58.94 | -58.94 | 58.94 | 164.77 | -122.44 | 1000 | 1000 | -58.94 | 58.94 | 58.94 | 57.54 | 58.94
2016-12-03 18:00:00 | 0.58489 | 0.60308 | 0.99703 | 48.9 | -48.9 | 48.9 | 154.73 | -112.4 | 1000 | 1000 | -48.9 | 48.9 | 48.9 | 61 | 48.9
2016-12-03 19:00:00 | 0.59776 | 0.61538 | 1 | 44.97 | -44.97 | 44.97 | 150.8 | -108.47 | 1000 | 1000 | -44.97 | 44.97 | 44.97 | 63.04 | 44.97
2016-12-03 20:00:00 | 0.61707 | 0.63385 | 0.83309 | 40.73 | -40.73 | 40.73 | 146.56 | -104.23 | 1000 | 1000 | -40.73 | 40.73 | 40.73 | 60.71 | 40.73
2016-12-03 21:00:00 | 0.60741 | 0.62462 | 0.66229 | 41.9 | -41.9 | 41.9 | 147.73 | -105.4 | 1000 | 1000 | -41.9 | 41.9 | 41.9 | 47.28 | 41.9
2016-12-03 22:00:00 | 0.61385 | 0.63077 | 0.60399 | 34.42 | -34.42 | 34.42 | 140.25 | -97.92 | 1000 | 1000 | -34.42 | 34.42 | 34.42 | 48.07 | 34.42
2016-12-03 23:00:00 | 0.60741 | 0.62462 | 0.51572 | 35.6 | -35.6 | 35.6 | 141.43 | -99.1 | 1000 | 1000 | -35.6 | 35.6 | 35.6 | 40.75 | 35.6
2016-12-04 00:00:00 | 0.60741 | 0.62462 | 0.39659 | 33.9 | -33.9 | 33.9 | 139.73 | -97.4 | 1000 | 1000 | -33.9 | 33.9 | 33.9 | 33.23 | 33.9
2016-12-04 01:00:00 | 0.60419 | 0.62154 | 0.29555 | 34.22 | -34.22 | 34.22 | 140.05 | -97.72 | 1000 | 1000 | -34.22 | 34.22 | 34.22 | 23.77 | 34.22
2016-12-04 02:00:00 | 0.58489 | 0.60308 | 0.24054 | 34.28 | -34.28 | 34.28 | 140.11 | -97.78 | 1000 | 1000 | -34.28 | 34.28 | 34.28 | 16.9 | 34.28
2016-12-04 03:00:00 | 0.58811 | 0.60615 | 0.21979 | 33.75 | -33.75 | 33.75 | 139.58 | -97.25 | 1000 | 1000 | -33.75 | 33.75 | 33.75 | 16.08 | 33.75
2016-12-04 04:00:00 | 0.58811 | 0.60615 | 0.20895 | 33.75 | -33.75 | 33.75 | 139.58 | -97.25 | 1000 | 1000 | -33.75 | 33.75 | 33.75 | 16.02 | 33.75
2016-12-04 05:00:00 | 0.59454 | 0.61231 | 0.2107 | 33.85 | -33.85 | 33.85 | 139.68 | -97.35 | 1000 | 1000 | -33.85 | 33.85 | 33.85 | 13.18 | 33.85
2016-12-04 06:00:00 | 0.59454 | 0.61231 | 0.22636 | 33.1 | -33.1 | 33.1 | 138.93 | -96.6 | 1000 | 1000 | -33.1 | 33.1 | 33.1 | 12.31 | 33.1
2016-12-04 07:00:00 | 0.59776 | 0.61538 | 0.26686 | 35.08 | -35.08 | 35.08 | 140.91 | -98.58 | 1000 | 1000 | -35.08 | 35.08 | 35.08 | 19.32 | 35.08
2016-12-04 08:00:00 | 0.59454 | 0.61231 | 0.42994 | 36.28 | -36.28 | 36.28 | 142.11 | -99.78 | 1000 | 1000 | -36.28 | 36.28 | 36.28 | 30.94 | 36.28
2016-12-04 09:00:00 | 0.58489 | 0.60308 | 0.65048 | 35.88 | -35.88 | 35.88 | 141.71 | -99.38 | 1000 | 1000 | -35.88 | 35.88 | 35.88 | 35.54 | 35.88
2016-12-04 10:00:00 | 0.5688 | 0.58769 | 0.81425 | 36.33 | -36.33 | 36.33 | 142.16 | -99.83 | 1000 | 1000 | -36.33 | 36.33 | 36.33 | 40.38 | 36.33
2016-12-04 11:00:00 | 0.54949 | 0.56923 | 0.94383 | 34.42 | -34.42 | 34.42 | 140.25 | -97.92 | 1000 | 1000 | -34.42 | 34.42 | 34.42 | 44.96 | 34.42
2016-12-04 12:00:00 | 0.54627 | 0.56615 | 0.96576 | 34.02 | -34.02 | 34.02 | 139.85 | -97.52 | 1000 | 1000 | -34.02 | 34.02 | 34.02 | 48.71 | 34.02
2016-12-04 13:00:00 | 0.5334 | 0.55385 | 0.82374 | 34.2 | -34.2 | 34.2 | 140.03 | -97.7 | 1000 | 1000 | -34.2 | 34.2 | 34.2 | 43.23 | 34.2
2016-12-04 14:00:00 | 0.53662 | 0.55692 | 0.65983 | 35.68 | -35.68 | 35.68 | 141.51 | -99.18 | 1000 | 1000 | -35.68 | 35.68 | 35.68 | 41 | 35.68
2016-12-04 15:00:00 | 0.53984 | 0.56 | 0.56761 | 44 | -44 | 44 | 149.83 | -107.5 | 1000 | 1000 | -44 | 44 | 44 | 40 | 44
2016-12-04 16:00:00 | 0.54305 | 0.56308 | 0.52133 | 47.98 | -47.98 | 47.98 | 153.81 | -111.48 | 1000 | 1000 | -47.98 | 47.98 | 47.98 | 45 | 47.98
2016-12-04 17:00:00 | 0.54627 | 0.56615 | 0.61979 | 48.96 | -48.96 | 48.96 | 154.79 | -112.46 | 1000 | 1000 | -48.96 | 48.96 | 48.96 | 52.08 | 48.96
2016-12-04 18:00:00 | 0.54627 | 0.56615 | 0.76472 | 49.9 | -49.9 | 49.9 | 155.73 | -113.4 | 1000 | 1000 | -49.9 | 49.9 | 49.9 | 60.67 | 49.9
2016-12-04 19:00:00 | 0.54305 | 0.56308 | 0.85205 | 46.95 | -46.95 | 46.95 | 152.78 | -110.45 | 1000 | 1000 | -46.95 | 46.95 | 46.95 | 60.11 | 46.95
2016-12-04 20:00:00 | 0.54627 | 0.56615 | 0.77783 | 43.91 | -43.91 | 43.91 | 149.74 | -107.41 | 1000 | 1000 | -43.91 | 43.91 | 43.91 | 53.2 | 43.91
2016-12-04 21:00:00 | 0.54949 | 0.56923 | 0.66127 | 46.34 | -46.34 | 46.34 | 152.17 | -109.84 | 1000 | 1000 | -46.34 | 46.34 | 46.34 | 46.22 | 46.34
2016-12-04 22:00:00 | 0.54949 | 0.56923 | 0.5638 | 35.75 | -35.75 | 35.75 | 141.58 | -99.25 | 1000 | 1000 | -35.75 | 35.75 | 35.75 | 46.06 | 35.75
2016-12-04 23:00:00 | 0.55914 | 0.57846 | 0.42608 | 35.77 | -35.77 | 35.77 | 141.6 | -99.27 | 1000 | 1000 | -35.77 | 35.77 | 35.77 | 43.13 | 35.77
2016-12-05 00:00:00 | 0.56236 | 0.58154 | 0.31267 | 35.03 | -35.03 | 35.03 | 140.86 | -98.53 | 1000 | 1000 | -35.03 | 35.03 | 35.03 | 38.08 | 35.03
2016-12-05 01:00:00 | 0.56558 | 0.58462 | 0.2388 | 33.56 | -33.56 | 33.56 | 139.39 | -97.06 | 1000 | 1000 | -33.56 | 33.56 | 33.56 | 34.14 | 33.56
2016-12-05 02:00:00 | 0.57845 | 0.59692 | 0.2191 | 33.27 | -33.27 | 33.27 | 139.1 | -96.77 | 1000 | 1000 | -33.27 | 33.27 | 33.27 | 27.06 | 33.27
2016-12-05 03:00:00 | 0.62994 | 0.64615 | 0.21612 | 34.93 | -34.93 | 34.93 | 140.76 | -98.43 | 1000 | 1000 | -34.93 | 34.93 | 34.93 | 20.04 | 34.93
2016-12-05 04:00:00 | 0.63959 | 0.65538 | 0.22876 | 37.44 | -37.44 | 37.44 | 143.27 | -100.94 | 1000 | 1000 | -37.44 | 37.44 | 37.44 | 22.09 | 37.44
2016-12-05 05:00:00 | 0.65246 | 0.66769 | 0.26928 | 50.38 | -50.38 | 50.38 | 156.21 | -113.88 | 1000 | 1000 | -50.38 | 50.38 | 50.38 | 31.37 | 50.38
2016-12-05 06:00:00 | 0.65246 | 0.66769 | 0.46874 | 62.55 | -62.55 | 62.55 | 168.38 | -126.05 | 1000 | 1000 | -62.55 | 62.55 | 62.55 | 42.43 | 62.55
2016-12-05 07:00:00 | 0.64925 | 0.66462 | 0.67301 | 64.79 | -64.79 | 64.79 | 170.62 | -128.29 | 1000 | 1000 | -64.79 | 64.79 | 64.79 | 54.35 | 64.79
2016-12-05 08:00:00 | 0.64925 | 0.66462 | 0.76549 | 56.45 | -56.45 | 56.45 | 162.28 | -119.95 | 1000 | 1000 | -56.45 | 56.45 | 56.45 | 58.23 | 56.45
2016-12-05 09:00:00 | 0.66534 | 0.68 | 0.7631 | 47.93 | -47.93 | 47.93 | 153.76 | -111.43 | 1000 | 1000 | -47.93 | 47.93 | 47.93 | 56.2 | 47.93
2016-12-05 10:00:00 | 0.65568 | 0.67077 | 0.73645 | 46.98 | -46.98 | 46.98 | 152.81 | -110.48 | 1000 | 1000 | -46.98 | 46.98 | 46.98 | 53.63 | 46.98
2016-12-05 11:00:00 | 0.64925 | 0.66462 | 0.75244 | 39.65 | -39.65 | 39.65 | 145.48 | -103.15 | 1000 | 1000 | -39.65 | 39.65 | 39.65 | 51.94 | 39.65
2016-12-05 12:00:00 | 0.62994 | 0.64615 | 0.78569 | 54.45 | -54.45 | 54.45 | 160.28 | -117.95 | 1000 | 1000 | -54.45 | 54.45 | 54.45 | 51.27 | 54.45
2016-12-05 13:00:00 | 0.62994 | 0.64615 | 0.74358 | 62.36 | -62.36 | 62.36 | 168.19 | -125.86 | 1000 | 1000 | -62.36 | 62.36 | 62.36 | 47.99 | 62.36
2016-12-05 14:00:00 | 0.63316 | 0.64923 | 0.6716 | 62.36 | -62.36 | 62.36 | 168.19 | -125.86 | 1000 | 1000 | -62.36 | 62.36 | 62.36 | 46.61 | 62.36
2016-12-05 15:00:00 | 0.64925 | 0.66462 | 0.6447 | 63.45 | -63.45 | 63.45 | 169.28 | -126.95 | 1000 | 1000 | -63.45 | 63.45 | 63.45 | 50.23 | 63.45
2016-12-05 16:00:00 | 0.66212 | 0.67692 | 0.65698 | 78.39 | -78.39 | 78.39 | 184.22 | -141.89 | 1000 | 1000 | -78.39 | 78.39 | 78.39 | 54 | 78.39
2016-12-05 17:00:00 | 0.65568 | 0.67077 | 0.76076 | 58.42 | -58.42 | 58.42 | 164.25 | -121.92 | 1000 | 1000 | -58.42 | 58.42 | 58.42 | 63.86 | 58.42
2016-12-05 18:00:00 | 0.63959 | 0.65538 | 0.8848 | 56.96 | -56.96 | 56.96 | 162.79 | -120.46 | 1000 | 1000 | -56.96 | 56.96 | 56.96 | 64.52 | 56.96
2016-12-05 19:00:00 | 0.62028 | 0.63692 | 0.92169 | 48.9 | -48.9 | 48.9 | 154.73 | -112.4 | 1000 | 1000 | -48.9 | 48.9 | 48.9 | 56.37 | 48.9
2016-12-05 20:00:00 | 0.60098 | 0.61846 | 0.81915 | 40.99 | -40.99 | 40.99 | 146.82 | -104.49 | 1000 | 1000 | -40.99 | 40.99 | 40.99 | 49.73 | 40.99
2016-12-05 21:00:00 | 0.58811 | 0.60615 | 0.69019 | 33.94 | -33.94 | 33.94 | 139.77 | -97.44 | 1000 | 1000 | -33.94 | 33.94 | 33.94 | 45.05 | 33.94
2016-12-05 22:00:00 | 0.57845 | 0.59692 | 0.57811 | 33.51 | -33.51 | 33.51 | 139.34 | -97.01 | 1000 | 1000 | -33.51 | 33.51 | 33.51 | 45.01 | 33.51
2016-12-05 23:00:00 | 0.57845 | 0.59692 | 0.44327 | 38.02 | -38.02 | 38.02 | 143.85 | -101.52 | 1000 | 1000 | -38.02 | 38.02 | 38.02 | 40.94 | 38.02
2016-12-06 00:00:00 | 0.57202 | 0.59077 | 0.31267 | 41.58 | -41.58 | 41.58 | 147.41 | -105.08 | 1000 | 1000 | -41.58 | 41.58 | 41.58 | 39.95 | 41.58
2016-12-06 01:00:00 | 0.55914 | 0.57846 | 0.2388 | 36.53 | -36.53 | 36.53 | 142.36 | -100.03 | 1000 | 1000 | -36.53 | 36.53 | 36.53 | 36.08 | 36.53
2016-12-06 02:00:00 | 0.54949 | 0.56923 | 0.2191 | 38.15 | -38.15 | 38.15 | 143.98 | -101.65 | 1000 | 1000 | -38.15 | 38.15 | 38.15 | 36.08 | 38.15
2016-12-06 03:00:00 | 0.54627 | 0.56615 | 0.21612 | 42.93 | -42.93 | 42.93 | 148.76 | -106.43 | 1000 | 1000 | -42.93 | 42.93 | 42.93 | 34.78 | 42.93
2016-12-06 04:00:00 | 0.53984 | 0.56 | 0.22876 | 46.66 | -46.66 | 46.66 | 152.49 | -110.16 | 1000 | 1000 | -46.66 | 46.66 | 46.66 | 34.92 | 46.66
2016-12-06 05:00:00 | 0.52696 | 0.54769 | 0.26928 | 49.5 | -49.5 | 49.5 | 155.33 | -113 | 1000 | 1000 | -49.5 | 49.5 | 49.5 | 40.94 | 49.5
2016-12-06 06:00:00 | 0.50766 | 0.52923 | 0.46874 | 74.73 | -74.73 | 74.73 | 180.56 | -138.23 | 1000 | 1000 | -74.73 | 74.73 | 74.73 | 47.25 | 74.73
2016-12-06 07:00:00 | 0.51087 | 0.53231 | 0.67301 | 80.09 | -80.09 | 80.09 | 185.92 | -143.59 | 1000 | 1000 | -80.09 | 80.09 | 80.09 | 56.19 | 80.09
2016-12-06 08:00:00 | 0.50444 | 0.52615 | 0.76549 | 76 | -76 | 76 | 181.83 | -139.5 | 1000 | 1000 | -76 | 76 | 76 | 56.49 | 76
2016-12-06 09:00:00 | 0.4787 | 0.50154 | 0.7631 | 66.39 | -66.39 | 66.39 | 172.22 | -129.89 | 1000 | 1000 | -66.39 | 66.39 | 66.39 | 55.86 | 66.39
2016-12-06 10:00:00 | 0.47226 | 0.49538 | 0.73645 | 58.99 | -58.99 | 58.99 | 164.82 | -122.49 | 1000 | 1000 | -58.99 | 58.99 | 58.99 | 55.94 | 58.99
2016-12-06 11:00:00 | 0.45617 | 0.48 | 0.75244 | 56.77 | -56.77 | 56.77 | 162.6 | -120.27 | 1000 | 1000 | -56.77 | 56.77 | 56.77 | 55.01 | 56.77
2016-12-06 12:00:00 | 0.44973 | 0.47385 | 0.78569 | 58.12 | -58.12 | 58.12 | 163.95 | -121.62 | 1000 | 1000 | -58.12 | 58.12 | 58.12 | 54.23 | 58.12
2016-12-06 13:00:00 | 0.43686 | 0.46154 | 0.74358 | 63.61 | -63.61 | 63.61 | 169.44 | -127.11 | 1000 | 1000 | -63.61 | 63.61 | 63.61 | 54.12 | 63.61
2016-12-06 14:00:00 | 0.48835 | 0.51077 | 0.6716 | 66.31 | -66.31 | 66.31 | 172.14 | -129.81 | 1000 | 1000 | -66.31 | 66.31 | 66.31 | 52.98 | 66.31
2016-12-06 15:00:00 | 0.52696 | 0.54769 | 0.6447 | 72.97 | -72.97 | 72.97 | 178.8 | -136.47 | 1000 | 1000 | -72.97 | 72.97 | 72.97 | 52.52 | 72.97
2016-12-06 16:00:00 | 0.54627 | 0.56615 | 0.65698 | 89.25 | -89.25 | 89.25 | 195.08 | -152.75 | 1000 | 1000 | -89.25 | 89.25 | 89.25 | 53.2 | 89.25
2016-12-06 17:00:00 | 0.55914 | 0.57846 | 0.76076 | 82.71 | -82.71 | 82.71 | 188.54 | -146.21 | 1000 | 1000 | -82.71 | 82.71 | 82.71 | 64.93 | 82.71
2016-12-06 18:00:00 | 0.57523 | 0.59385 | 0.8848 | 75.39 | -75.39 | 75.39 | 181.22 | -138.89 | 1000 | 1000 | -75.39 | 75.39 | 75.39 | 65.8 | 75.39
2016-12-06 19:00:00 | 0.57845 | 0.59692 | 0.92169 | 62.76 | -62.76 | 62.76 | 168.59 | -126.26 | 1000 | 1000 | -62.76 | 62.76 | 62.76 | 58.24 | 62.76
2016-12-06 20:00:00 | 0.61063 | 0.62769 | 0.81915 | 46.98 | -46.98 | 46.98 | 152.81 | -110.48 | 1000 | 1000 | -46.98 | 46.98 | 46.98 | 52.41 | 46.98
2016-12-06 21:00:00 | 0.62672 | 0.64308 | 0.69019 | 39.47 | -39.47 | 39.47 | 145.3 | -102.97 | 1000 | 1000 | -39.47 | 39.47 | 39.47 | 44.93 | 39.47
2016-12-06 22:00:00 | 0.6589 | 0.67385 | 0.57811 | 36.08 | -36.08 | 36.08 | 141.91 | -99.58 | 1000 | 1000 | -36.08 | 36.08 | 36.08 | 45.46 | 36.08
2016-12-06 23:00:00 | 0.67499 | 0.68923 | 0.44327 | 33.09 | -33.09 | 33.09 | 138.92 | -96.59 | 1000 | 1000 | -33.09 | 33.09 | 33.09 | 41.94 | 33.09
2016-12-07 00:00:00 | 0.64603 | 0.66154 | 0.31267 | 32.77 | -32.77 | 32.77 | 138.6 | -96.27 | 1000 | 1000 | -32.77 | 32.77 | 32.77 | 41.31 | 32.77
2016-12-07 01:00:00 | 0.62994 | 0.64615 | 0.2388 | 31.91 | -31.91 | 31.91 | 137.74 | -95.41 | 1000 | 1000 | -31.91 | 31.91 | 31.91 | 40.04 | 31.91
2016-12-07 02:00:00 | 0.6235 | 0.64 | 0.2191 | 31.41 | -31.41 | 31.41 | 137.24 | -94.91 | 1000 | 1000 | -31.41 | 31.41 | 31.41 | 38.01 | 31.41
2016-12-07 03:00:00 | 0.6235 | 0.64 | 0.21612 | 31.07 | -31.07 | 31.07 | 136.9 | -94.57 | 1000 | 1000 | -31.07 | 31.07 | 31.07 | 34.75 | 31.07
2016-12-07 04:00:00 | 0.62028 | 0.63692 | 0.22876 | 32.43 | -32.43 | 32.43 | 138.26 | -95.93 | 1000 | 1000 | -32.43 | 32.43 | 32.43 | 35 | 32.43
2016-12-07 05:00:00 | 0.61707 | 0.63385 | 0.26928 | 38 | -38 | 38 | 143.83 | -101.5 | 1000 | 1000 | -38 | 38 | 38 | 37.09 | 38
2016-12-07 06:00:00 | 0.61385 | 0.63077 | 0.46874 | 45.28 | -45.28 | 45.28 | 151.11 | -108.78 | 1000 | 1000 | -45.28 | 45.28 | 45.28 | 46.65 | 45.28
2016-12-07 07:00:00 | 0.60419 | 0.62154 | 0.67301 | 47.96 | -47.96 | 47.96 | 153.79 | -111.46 | 1000 | 1000 | -47.96 | 47.96 | 47.96 | 61.85 | 47.96
2016-12-07 08:00:00 | 0.59132 | 0.60923 | 0.76549 | 46.95 | -46.95 | 46.95 | 152.78 | -110.45 | 1000 | 1000 | -46.95 | 46.95 | 46.95 | 56.77 | 46.95
2016-12-07 09:00:00 | 0.58489 | 0.60308 | 0.7631 | 46.98 | -46.98 | 46.98 | 152.81 | -110.48 | 1000 | 1000 | -46.98 | 46.98 | 46.98 | 54.31 | 46.98
2016-12-07 10:00:00 | 0.58489 | 0.60308 | 0.73645 | 44.89 | -44.89 | 44.89 | 150.72 | -108.39 | 1000 | 1000 | -44.89 | 44.89 | 44.89 | 55.03 | 44.89
2016-12-07 11:00:00 | 0.58167 | 0.6 | 0.75244 | 40 | -40 | 40 | 145.83 | -103.5 | 1000 | 1000 | -40 | 40 | 40 | 55.96 | 40
2016-12-07 12:00:00 | 0.57523 | 0.59385 | 0.78569 | 39.13 | -39.13 | 39.13 | 144.96 | -102.63 | 1000 | 1000 | -39.13 | 39.13 | 39.13 | 55.07 | 39.13
2016-12-07 13:00:00 | 0.55914 | 0.57846 | 0.74358 | 39.11 | -39.11 | 39.11 | 144.94 | -102.61 | 1000 | 1000 | -39.11 | 39.11 | 39.11 | 51.81 | 39.11
2016-12-07 14:00:00 | 0.54305 | 0.56308 | 0.6716 | 41.12 | -41.12 | 41.12 | 146.95 | -104.62 | 1000 | 1000 | -41.12 | 41.12 | 41.12 | 49.87 | 41.12
2016-12-07 15:00:00 | 0.5334 | 0.55385 | 0.6447 | 44.47 | -44.47 | 44.47 | 150.3 | -107.97 | 1000 | 1000 | -44.47 | 44.47 | 44.47 | 48.5 | 44.47
2016-12-07 16:00:00 | 0.52696 | 0.54769 | 0.65698 | 45.28 | -45.28 | 45.28 | 151.11 | -108.78 | 1000 | 1000 | -45.28 | 45.28 | 45.28 | 50.72 | 45.28
2016-12-07 17:00:00 | 0.51731 | 0.53846 | 0.76076 | 38.39 | -38.39 | 38.39 | 144.22 | -101.89 | 1000 | 1000 | -38.39 | 38.39 | 38.39 | 59.68 | 38.39
2016-12-07 18:00:00 | 0.51409 | 0.53538 | 0.8848 | 36.03 | -36.03 | 36.03 | 141.86 | -99.53 | 1000 | 1000 | -36.03 | 36.03 | 36.03 | 61.19 | 36.03
2016-12-07 19:00:00 | 0.50122 | 0.52308 | 0.92169 | 34.14 | -34.14 | 34.14 | 139.97 | -97.64 | 1000 | 1000 | -34.14 | 34.14 | 34.14 | 56.18 | 34.14
2016-12-07 20:00:00 | 0.49157 | 0.51385 | 0.81915 | 32.03 | -32.03 | 32.03 | 137.86 | -95.53 | 1000 | 1000 | -32.03 | 32.03 | 32.03 | 51.14 | 32.03
2016-12-07 21:00:00 | 0.46904 | 0.49231 | 0.69019 | 30.85 | -30.85 | 30.85 | 136.68 | -94.35 | 1000 | 1000 | -30.85 | 30.85 | 30.85 | 45.89 | 30.85
2016-12-07 22:00:00 | 0.43686 | 0.46154 | 0.57811 | 27.03 | -27.03 | 27.03 | 132.86 | -90.53 | 1000 | 1000 | -27.03 | 27.03 | 27.03 | 46.54 | 27.03
2016-12-07 23:00:00 | 0.42721 | 0.45231 | 0.44327 | 22.46 | -22.46 | 22.46 | 128.29 | -85.96 | 1000 | 1000 | -22.46 | 22.46 | 22.46 | 41.49 | 22.46
2016-12-08 00:00:00 | 0.43043 | 0.45538 | 0.31267 | 13.7 | -13.7 | 13.7 | 119.53 | -77.2 | 1000 | 1000 | -13.7 | 13.7 | 13.7 | 35.01 | 13.7
2016-12-08 01:00:00 | 0.41755 | 0.44308 | 0.2388 | 11.57 | -11.57 | 11.57 | 117.4 | -75.07 | 1000 | 1000 | -11.57 | 11.57 | 11.57 | 34.92 | 11.57
2016-12-08 02:00:00 | 0.40147 | 0.42769 | 0.2191 | 11.79 | -11.79 | 11.79 | 117.62 | -75.29 | 1000 | 1000 | -11.79 | 11.79 | 11.79 | 33.56 | 11.79
2016-12-08 03:00:00 | 0.41755 | 0.44308 | 0.21612 | 13.33 | -13.33 | 13.33 | 119.16 | -76.83 | 1000 | 1000 | -13.33 | 13.33 | 13.33 | 31.34 | 13.33
2016-12-08 04:00:00 | 0.41434 | 0.44 | 0.22876 | 17.94 | -17.94 | 17.94 | 123.77 | -81.44 | 1000 | 1000 | -17.94 | 17.94 | 17.94 | 34.19 | 17.94
2016-12-08 05:00:00 | 0.41434 | 0.44 | 0.26928 | 29.36 | -29.36 | 29.36 | 135.19 | -92.86 | 1000 | 1000 | -29.36 | 29.36 | 29.36 | 36.98 | 29.36
2016-12-08 06:00:00 | 0.41112 | 0.43692 | 0.46874 | 33.56 | -33.56 | 33.56 | 139.39 | -97.06 | 1000 | 1000 | -33.56 | 33.56 | 33.56 | 45.18 | 33.56
2016-12-08 07:00:00 | 0.41434 | 0.44 | 0.67301 | 36.01 | -36.01 | 36.01 | 141.84 | -99.51 | 1000 | 1000 | -36.01 | 36.01 | 36.01 | 55.01 | 36.01
2016-12-08 08:00:00 | 0.40147 | 0.42769 | 0.76549 | 36.34 | -36.34 | 36.34 | 142.17 | -99.84 | 1000 | 1000 | -36.34 | 36.34 | 36.34 | 55.39 | 36.34
2016-12-08 09:00:00 | 0.37894 | 0.40615 | 0.7631 | 32.88 | -32.88 | 32.88 | 138.71 | -96.38 | 1000 | 1000 | -32.88 | 32.88 | 32.88 | 55 | 32.88
2016-12-08 10:00:00 | 0.34676 | 0.37538 | 0.73645 | 31.97 | -31.97 | 31.97 | 137.8 | -95.47 | 1000 | 1000 | -31.97 | 31.97 | 31.97 | 55.51 | 31.97
2016-12-08 11:00:00 | 0.29849 | 0.32923 | 0.75244 | 30.83 | -30.83 | 30.83 | 136.66 | -94.33 | 1000 | 1000 | -30.83 | 30.83 | 30.83 | 53.95 | 30.83
2016-12-08 12:00:00 | 0.30171 | 0.33231 | 0.78569 | 32.46 | -32.46 | 32.46 | 138.29 | -95.96 | 1000 | 1000 | -32.46 | 32.46 | 32.46 | 54.74 | 32.46
2016-12-08 13:00:00 | 0.29849 | 0.32923 | 0.74358 | 36.33 | -36.33 | 36.33 | 142.16 | -99.83 | 1000 | 1000 | -36.33 | 36.33 | 36.33 | 53.28 | 36.33
2016-12-08 14:00:00 | 0.30171 | 0.33231 | 0.6716 | 42.33 | -42.33 | 42.33 | 148.16 | -105.83 | 1000 | 1000 | -42.33 | 42.33 | 42.33 | 48.94 | 42.33
2016-12-08 15:00:00 | 0.30171 | 0.33231 | 0.6447 | 43.97 | -43.97 | 43.97 | 149.8 | -107.47 | 1000 | 1000 | -43.97 | 43.97 | 43.97 | 47.96 | 43.97
2016-12-08 16:00:00 | 0.30815 | 0.33846 | 0.65698 | 46.99 | -46.99 | 46.99 | 152.82 | -110.49 | 1000 | 1000 | -46.99 | 46.99 | 46.99 | 52.06 | 46.99
2016-12-08 17:00:00 | 0.31458 | 0.34462 | 0.76076 | 43.41 | -43.41 | 43.41 | 149.24 | -106.91 | 1000 | 1000 | -43.41 | 43.41 | 43.41 | 55.95 | 43.41
2016-12-08 18:00:00 | 0.34032 | 0.36923 | 0.8848 | 39.96 | -39.96 | 39.96 | 145.79 | -103.46 | 1000 | 1000 | -39.96 | 39.96 | 39.96 | 55.09 | 39.96
2016-12-08 19:00:00 | 0.34676 | 0.37538 | 0.92169 | 35 | -35 | 35 | 140.83 | -98.5 | 1000 | 1000 | -35 | 35 | 35 | 51.66 | 35
2016-12-08 20:00:00 | 0.34676 | 0.37538 | 0.81915 | 30.7 | -30.7 | 30.7 | 136.53 | -94.2 | 1000 | 1000 | -30.7 | 30.7 | 30.7 | 47.48 | 30.7
2016-12-08 21:00:00 | 0.34676 | 0.37538 | 0.69019 | 29.9 | -29.9 | 29.9 | 135.73 | -93.4 | 1000 | 1000 | -29.9 | 29.9 | 29.9 | 43 | 29.9
2016-12-08 22:00:00 | 0.34676 | 0.37538 | 0.57811 | 27.27 | -27.27 | 27.27 | 133.1 | -90.77 | 1000 | 1000 | -27.27 | 27.27 | 27.27 | 42 | 27.27
2016-12-08 23:00:00 | 0.36607 | 0.39385 | 0.44327 | 27.59 | -27.59 | 27.59 | 133.42 | -91.09 | 1000 | 1000 | -27.59 | 27.59 | 27.59 | 35.72 | 27.59
2016-12-09 00:00:00 | 0.3532 | 0.38154 | 0.31267 | 25.56 | -25.56 | 25.56 | 131.39 | -89.06 | 1000 | 1000 | -25.56 | 25.56 | 25.56 | 14.97 | 25.56
2016-12-09 01:00:00 | 0.36607 | 0.39385 | 0.2388 | 25.12 | -25.12 | 25.12 | 130.95 | -88.62 | 1000 | 1000 | -25.12 | 25.12 | 25.12 | 15.17 | 25.12
2016-12-09 02:00:00 | 0.38538 | 0.41231 | 0.2191 | 25.52 | -25.52 | 25.52 | 131.35 | -89.02 | 1000 | 1000 | -25.52 | 25.52 | 25.52 | 12.46 | 25.52
2016-12-09 03:00:00 | 0.36929 | 0.39692 | 0.21612 | 27.46 | -27.46 | 27.46 | 133.29 | -90.96 | 1000 | 1000 | -27.46 | 27.46 | 27.46 | 12.48 | 27.46
2016-12-09 04:00:00 | 0.37572 | 0.40308 | 0.22876 | 27.55 | -27.55 | 27.55 | 133.38 | -91.05 | 1000 | 1000 | -27.55 | 27.55 | 27.55 | 15.77 | 27.55
2016-12-09 05:00:00 | 0.3725 | 0.4 | 0.26928 | 31.57 | -31.57 | 31.57 | 137.4 | -95.07 | 1000 | 1000 | -31.57 | 31.57 | 31.57 | 28.7 | 31.57
2016-12-09 06:00:00 | 0.3725 | 0.4 | 0.46874 | 44.47 | -44.47 | 44.47 | 150.3 | -107.97 | 1000 | 1000 | -44.47 | 44.47 | 44.47 | 43.32 | 44.47
2016-12-09 07:00:00 | 0.36607 | 0.39385 | 0.67301 | 46.99 | -46.99 | 46.99 | 152.82 | -110.49 | 1000 | 1000 | -46.99 | 46.99 | 46.99 | 52.68 | 46.99
2016-12-09 08:00:00 | 0.35963 | 0.38769 | 0.76549 | 43.68 | -43.68 | 43.68 | 149.51 | -107.18 | 1000 | 1000 | -43.68 | 43.68 | 43.68 | 53.19 | 43.68
2016-12-09 09:00:00 | 0.34676 | 0.37538 | 0.7631 | 45.93 | -45.93 | 45.93 | 151.76 | -109.43 | 1000 | 1000 | -45.93 | 45.93 | 45.93 | 52.28 | 45.93
2016-12-09 10:00:00 | 0.33389 | 0.36308 | 0.73645 | 42.51 | -42.51 | 42.51 | 148.34 | -106.01 | 1000 | 1000 | -42.51 | 42.51 | 42.51 | 50.28 | 42.51
2016-12-09 11:00:00 | 0.31136 | 0.34154 | 0.75244 | 39.02 | -39.02 | 39.02 | 144.85 | -102.52 | 1000 | 1000 | -39.02 | 39.02 | 39.02 | 50.12 | 39.02
2016-12-09 12:00:00 | 0.28562 | 0.31692 | 0.78569 | 37.5 | -37.5 | 37.5 | 143.33 | -101 | 1000 | 1000 | -37.5 | 37.5 | 37.5 | 47.8 | 37.5
2016-12-09 13:00:00 | 0.27918 | 0.31077 | 0.74358 | 37.44 | -37.44 | 37.44 | 143.27 | -100.94 | 1000 | 1000 | -37.44 | 37.44 | 37.44 | 47.96 | 37.44
2016-12-09 14:00:00 | 0.2824 | 0.31385 | 0.6716 | 40.82 | -40.82 | 40.82 | 146.65 | -104.32 | 1000 | 1000 | -40.82 | 40.82 | 40.82 | 49.52 | 40.82
2016-12-09 15:00:00 | 0.28884 | 0.32 | 0.6447 | 41.91 | -41.91 | 41.91 | 147.74 | -105.41 | 1000 | 1000 | -41.91 | 41.91 | 41.91 | 48.62 | 41.91
2016-12-09 16:00:00 | 0.29206 | 0.32308 | 0.65698 | 41.96 | -41.96 | 41.96 | 147.79 | -105.46 | 1000 | 1000 | -41.96 | 41.96 | 41.96 | 51.5 | 41.96
2016-12-09 17:00:00 | 0.30171 | 0.33231 | 0.76076 | 39.15 | -39.15 | 39.15 | 144.98 | -102.65 | 1000 | 1000 | -39.15 | 39.15 | 39.15 | 64.14 | 39.15
2016-12-09 18:00:00 | 0.29849 | 0.32923 | 0.8848 | 40.86 | -40.86 | 40.86 | 146.69 | -104.36 | 1000 | 1000 | -40.86 | 40.86 | 40.86 | 60.59 | 40.86
2016-12-09 19:00:00 | 0.29849 | 0.32923 | 0.92169 | 35 | -35 | 35 | 140.83 | -98.5 | 1000 | 1000 | -35 | 35 | 35 | 57.08 | 35
2016-12-09 20:00:00 | 0.28562 | 0.31692 | 0.81915 | 32.46 | -32.46 | 32.46 | 138.29 | -95.96 | 1000 | 1000 | -32.46 | 32.46 | 32.46 | 54.66 | 32.46
2016-12-09 21:00:00 | 0.29849 | 0.32923 | 0.69019 | 31.24 | -31.24 | 31.24 | 137.07 | -94.74 | 1000 | 1000 | -31.24 | 31.24 | 31.24 | 47.92 | 31.24
2016-12-09 22:00:00 | 0.30171 | 0.33231 | 0.57811 | 29 | -29 | 29 | 134.83 | -92.5 | 1000 | 1000 | -29 | 29 | 29 | 48.4 | 29
2016-12-09 23:00:00 | 0.29849 | 0.32923 | 0.44327 | 25.98 | -25.98 | 25.98 | 131.81 | -89.48 | 1000 | 1000 | -25.98 | 25.98 | 25.98 | 42.46 | 25.98
2016-12-10 00:00:00 | 0.29527 | 0.32615 | 0.36334 | 24.02 | -24.02 | 24.02 | 129.85 | -87.52 | 1000 | 1000 | -24.02 | 24.02 | 24.02 | 41.85 | 24.02
2016-12-10 01:00:00 | 0.2824 | 0.31385 | 0.30185 | 23.95 | -23.95 | 23.95 | 129.78 | -87.45 | 1000 | 1000 | -23.95 | 23.95 | 23.95 | 40.02 | 23.95
2016-12-10 02:00:00 | 0.27275 | 0.30462 | 0.247 | 20.3 | -20.3 | 20.3 | 126.13 | -83.8 | 1000 | 1000 | -20.3 | 20.3 | 20.3 | 38.29 | 20.3
2016-12-10 03:00:00 | 0.27597 | 0.30769 | 0.23565 | 20.55 | -20.55 | 20.55 | 126.38 | -84.05 | 1000 | 1000 | -20.55 | 20.55 | 20.55 | 33.56 | 20.55
2016-12-10 04:00:00 | 0.26631 | 0.29846 | 0.23258 | 23.25 | -23.25 | 23.25 | 129.08 | -86.75 | 1000 | 1000 | -23.25 | 23.25 | 23.25 | 39.04 | 23.25
2016-12-10 05:00:00 | 0.26309 | 0.29538 | 0.24426 | 23.08 | -23.08 | 23.08 | 128.91 | -86.58 | 1000 | 1000 | -23.08 | 23.08 | 23.08 | 38.57 | 23.08
2016-12-10 06:00:00 | 0.25988 | 0.29231 | 0.30966 | 24.13 | -24.13 | 24.13 | 129.96 | -87.63 | 1000 | 1000 | -24.13 | 24.13 | 24.13 | 40.55 | 24.13
2016-12-10 07:00:00 | 0.26309 | 0.29538 | 0.47243 | 28.49 | -28.49 | 28.49 | 134.32 | -91.99 | 1000 | 1000 | -28.49 | 28.49 | 28.49 | 43.51 | 28.49
2016-12-10 08:00:00 | 0.25666 | 0.28923 | 0.68704 | 31.08 | -31.08 | 31.08 | 136.91 | -94.58 | 1000 | 1000 | -31.08 | 31.08 | 31.08 | 46.11 | 31.08
2016-12-10 09:00:00 | 0.26309 | 0.29538 | 0.80606 | 31.86 | -31.86 | 31.86 | 137.69 | -95.36 | 1000 | 1000 | -31.86 | 31.86 | 31.86 | 50.92 | 31.86
2016-12-10 10:00:00 | 0.26953 | 0.30154 | 0.84283 | 33.77 | -33.77 | 33.77 | 139.6 | -97.27 | 1000 | 1000 | -33.77 | 33.77 | 33.77 | 53.18 | 33.77
2016-12-10 11:00:00 | 0.27918 | 0.31077 | 0.87704 | 33 | -33 | 33 | 138.83 | -96.5 | 1000 | 1000 | -33 | 33 | 33 | 52.79 | 33
2016-12-10 12:00:00 | 0.28562 | 0.31692 | 0.91636 | 32.35 | -32.35 | 32.35 | 138.18 | -95.85 | 1000 | 1000 | -32.35 | 32.35 | 32.35 | 52.96 | 32.35
2016-12-10 13:00:00 | 0.2824 | 0.31385 | 0.88755 | 35.02 | -35.02 | 35.02 | 140.85 | -98.52 | 1000 | 1000 | -35.02 | 35.02 | 35.02 | 49 | 35.02
2016-12-10 14:00:00 | 0.28562 | 0.31692 | 0.79022 | 41.92 | -41.92 | 41.92 | 147.75 | -105.42 | 1000 | 1000 | -41.92 | 41.92 | 41.92 | 44.53 | 41.92
2016-12-10 15:00:00 | 0.29527 | 0.32615 | 0.71445 | 43.67 | -43.67 | 43.67 | 149.5 | -107.17 | 1000 | 1000 | -43.67 | 43.67 | 43.67 | 44.75 | 43.67
2016-12-10 16:00:00 | 0.29527 | 0.32615 | 0.70607 | 50.03 | -50.03 | 50.03 | 155.86 | -113.53 | 1000 | 1000 | -50.03 | 50.03 | 50.03 | 49.96 | 50.03
2016-12-10 17:00:00 | 0.29849 | 0.32923 | 0.8672 | 45.12 | -45.12 | 45.12 | 150.95 | -108.62 | 1000 | 1000 | -45.12 | 45.12 | 45.12 | 59.72 | 45.12
2016-12-10 18:00:00 | 0.29527 | 0.32615 | 0.99703 | 40.17 | -40.17 | 40.17 | 146 | -103.67 | 1000 | 1000 | -40.17 | 40.17 | 40.17 | 67.16 | 40.17
2016-12-10 19:00:00 | 0.29527 | 0.32615 | 1 | 39.94 | -39.94 | 39.94 | 145.77 | -103.44 | 1000 | 1000 | -39.94 | 39.94 | 39.94 | 52.25 | 39.94
2016-12-10 20:00:00 | 0.29527 | 0.32615 | 0.83309 | 34.72 | -34.72 | 34.72 | 140.55 | -98.22 | 1000 | 1000 | -34.72 | 34.72 | 34.72 | 42.49 | 34.72
2016-12-10 21:00:00 | 0.30171 | 0.33231 | 0.66229 | 34.94 | -34.94 | 34.94 | 140.77 | -98.44 | 1000 | 1000 | -34.94 | 34.94 | 34.94 | 42.4 | 34.94
2016-12-10 22:00:00 | 0.30815 | 0.33846 | 0.60399 | 31.4 | -31.4 | 31.4 | 137.23 | -94.9 | 1000 | 1000 | -31.4 | 31.4 | 31.4 | 43.33 | 31.4
2016-12-10 23:00:00 | 0.31458 | 0.34462 | 0.51572 | 30.58 | -30.58 | 30.58 | 136.41 | -94.08 | 1000 | 1000 | -30.58 | 30.58 | 30.58 | 40.22 | 30.58
2016-12-11 00:00:00 | 0.3178 | 0.34769 | 0.39659 | 28.44 | -28.44 | 28.44 | 134.27 | -91.94 | 1000 | 1000 | -28.44 | 28.44 | 28.44 | 38.58 | 28.44
2016-12-11 01:00:00 | 0.32424 | 0.35385 | 0.29555 | 28.95 | -28.95 | 28.95 | 134.78 | -92.45 | 1000 | 1000 | -28.95 | 28.95 | 28.95 | 35.49 | 28.95
2016-12-11 02:00:00 | 0.33389 | 0.36308 | 0.24054 | 28.08 | -28.08 | 28.08 | 133.91 | -91.58 | 1000 | 1000 | -28.08 | 28.08 | 28.08 | 32.58 | 28.08
2016-12-11 03:00:00 | 0.34032 | 0.36923 | 0.21979 | 27.56 | -27.56 | 27.56 | 133.39 | -91.06 | 1000 | 1000 | -27.56 | 27.56 | 27.56 | 32.11 | 27.56
2016-12-11 04:00:00 | 0.34354 | 0.37231 | 0.20895 | 27.94 | -27.94 | 27.94 | 133.77 | -91.44 | 1000 | 1000 | -27.94 | 27.94 | 27.94 | 35.05 | 27.94
2016-12-11 05:00:00 | 0.34998 | 0.37846 | 0.2107 | 26.16 | -26.16 | 26.16 | 131.99 | -89.66 | 1000 | 1000 | -26.16 | 26.16 | 26.16 | 33.8 | 26.16
2016-12-11 06:00:00 | 0.3532 | 0.38154 | 0.22636 | 26.51 | -26.51 | 26.51 | 132.34 | -90.01 | 1000 | 1000 | -26.51 | 26.51 | 26.51 | 34.81 | 26.51
2016-12-11 07:00:00 | 0.3532 | 0.38154 | 0.26686 | 26.84 | -26.84 | 26.84 | 132.67 | -90.34 | 1000 | 1000 | -26.84 | 26.84 | 26.84 | 37.52 | 26.84
2016-12-11 08:00:00 | 0.3725 | 0.4 | 0.42994 | 29.51 | -29.51 | 29.51 | 135.34 | -93.01 | 1000 | 1000 | -29.51 | 29.51 | 29.51 | 43.88 | 29.51
2016-12-11 09:00:00 | 0.36929 | 0.39692 | 0.65048 | 29.75 | -29.75 | 29.75 | 135.58 | -93.25 | 1000 | 1000 | -29.75 | 29.75 | 29.75 | 46.3 | 29.75
2016-12-11 10:00:00 | 0.38538 | 0.41231 | 0.81425 | 30.42 | -30.42 | 30.42 | 136.25 | -93.92 | 1000 | 1000 | -30.42 | 30.42 | 30.42 | 48.98 | 30.42
2016-12-11 11:00:00 | 0.37894 | 0.40615 | 0.94383 | 29.03 | -29.03 | 29.03 | 134.86 | -92.53 | 1000 | 1000 | -29.03 | 29.03 | 29.03 | 51.95 | 29.03
2016-12-11 12:00:00 | 0.36929 | 0.39692 | 0.96576 | 25.1 | -25.1 | 25.1 | 130.93 | -88.6 | 1000 | 1000 | -25.1 | 25.1 | 25.1 | 53.87 | 25.1
2016-12-11 13:00:00 | 0.36285 | 0.39077 | 0.82374 | 24.01 | -24.01 | 24.01 | 129.84 | -87.51 | 1000 | 1000 | -24.01 | 24.01 | 24.01 | 51.94 | 24.01
2016-12-11 14:00:00 | 0.35641 | 0.38462 | 0.65983 | 24.7 | -24.7 | 24.7 | 130.53 | -88.2 | 1000 | 1000 | -24.7 | 24.7 | 24.7 | 43.29 | 24.7
2016-12-11 15:00:00 | 0.3532 | 0.38154 | 0.56761 | 34.57 | -34.57 | 34.57 | 140.4 | -98.07 | 1000 | 1000 | -34.57 | 34.57 | 34.57 | 43.59 | 34.57
2016-12-11 16:00:00 | 0.3532 | 0.38154 | 0.52133 | 32.83 | -32.83 | 32.83 | 138.66 | -96.33 | 1000 | 1000 | -32.83 | 32.83 | 32.83 | 48.28 | 32.83
2016-12-11 17:00:00 | 0.35641 | 0.38462 | 0.61979 | 34.07 | -34.07 | 34.07 | 139.9 | -97.57 | 1000 | 1000 | -34.07 | 34.07 | 34.07 | 57.08 | 34.07
2016-12-11 18:00:00 | 0.39181 | 0.41846 | 0.76472 | 32.9 | -32.9 | 32.9 | 138.73 | -96.4 | 1000 | 1000 | -32.9 | 32.9 | 32.9 | 60.89 | 32.9
2016-12-11 19:00:00 | 0.38538 | 0.41231 | 0.85205 | 32.01 | -32.01 | 32.01 | 137.84 | -95.51 | 1000 | 1000 | -32.01 | 32.01 | 32.01 | 57.04 | 32.01
2016-12-11 20:00:00 | 0.36607 | 0.39385 | 0.77783 | 29.09 | -29.09 | 29.09 | 134.92 | -92.59 | 1000 | 1000 | -29.09 | 29.09 | 29.09 | 55.02 | 29.09
2016-12-11 21:00:00 | 0.37894 | 0.40615 | 0.66127 | 30.44 | -30.44 | 30.44 | 136.27 | -93.94 | 1000 | 1000 | -30.44 | 30.44 | 30.44 | 49.07 | 30.44
2016-12-11 22:00:00 | 0.3725 | 0.4 | 0.5638 | 25.92 | -25.92 | 25.92 | 131.75 | -89.42 | 1000 | 1000 | -25.92 | 25.92 | 25.92 | 53.2 | 25.92
2016-12-11 23:00:00 | 0.36607 | 0.39385 | 0.42608 | 23.98 | -23.98 | 23.98 | 129.81 | -87.48 | 1000 | 1000 | -23.98 | 23.98 | 23.98 | 45 | 23.98
2016-12-12 00:00:00 | 0.36929 | 0.39692 | 0.31267 | 28.82 | -28.82 | 28.82 | 134.65 | -92.32 | 1000 | 1000 | -28.82 | 28.82 | 28.82 | 38.99 | 28.82
2016-12-12 01:00:00 | 0.36929 | 0.39692 | 0.2388 | 28.24 | -28.24 | 28.24 | 134.07 | -91.74 | 1000 | 1000 | -28.24 | 28.24 | 28.24 | 36.93 | 28.24
2016-12-12 02:00:00 | 0.3725 | 0.4 | 0.2191 | 27.49 | -27.49 | 27.49 | 133.32 | -90.99 | 1000 | 1000 | -27.49 | 27.49 | 27.49 | 33.94 | 27.49
2016-12-12 03:00:00 | 0.36607 | 0.39385 | 0.21612 | 26.6 | -26.6 | 26.6 | 132.43 | -90.1 | 1000 | 1000 | -26.6 | 26.6 | 26.6 | 31.03 | 26.6
2016-12-12 04:00:00 | 0.37894 | 0.40615 | 0.22876 | 28.78 | -28.78 | 28.78 | 134.61 | -92.28 | 1000 | 1000 | -28.78 | 28.78 | 28.78 | 32.11 | 28.78
2016-12-12 05:00:00 | 0.39503 | 0.42154 | 0.26928 | 43.7 | -43.7 | 43.7 | 149.53 | -107.2 | 1000 | 1000 | -43.7 | 43.7 | 43.7 | 35.59 | 43.7
2016-12-12 06:00:00 | 0.44973 | 0.47385 | 0.46874 | 57.36 | -57.36 | 57.36 | 163.19 | -120.86 | 1000 | 1000 | -57.36 | 57.36 | 57.36 | 45 | 57.36
2016-12-12 07:00:00 | 0.46261 | 0.48615 | 0.67301 | 47.93 | -47.93 | 47.93 | 153.76 | -111.43 | 1000 | 1000 | -47.93 | 47.93 | 47.93 | 58.66 | 47.93
2016-12-12 08:00:00 | 0.498 | 0.52 | 0.76549 | 50.09 | -50.09 | 50.09 | 155.92 | -113.59 | 1000 | 1000 | -50.09 | 50.09 | 50.09 | 57.02 | 50.09
2016-12-12 09:00:00 | 0.48835 | 0.51077 | 0.7631 | 52.32 | -52.32 | 52.32 | 158.15 | -115.82 | 1000 | 1000 | -52.32 | 52.32 | 52.32 | 54.66 | 52.32
2016-12-12 10:00:00 | 0.47548 | 0.49846 | 0.73645 | 59.54 | -59.54 | 59.54 | 165.37 | -123.04 | 1000 | 1000 | -59.54 | 59.54 | 59.54 | 55.48 | 59.54
2016-12-12 11:00:00 | 0.46904 | 0.49231 | 0.75244 | 53.91 | -53.91 | 53.91 | 159.74 | -117.41 | 1000 | 1000 | -53.91 | 53.91 | 53.91 | 57.9 | 53.91
2016-12-12 12:00:00 | 0.46261 | 0.48615 | 0.78569 | 63.67 | -63.67 | 63.67 | 169.5 | -127.17 | 1000 | 1000 | -63.67 | 63.67 | 63.67 | 58.96 | 63.67
2016-12-12 13:00:00 | 0.46582 | 0.48923 | 0.74358 | 63.81 | -63.81 | 63.81 | 169.64 | -127.31 | 1000 | 1000 | -63.81 | 63.81 | 63.81 | 55.39 | 63.81
2016-12-12 14:00:00 | 0.4787 | 0.50154 | 0.6716 | 56.29 | -56.29 | 56.29 | 162.12 | -119.79 | 1000 | 1000 | -56.29 | 56.29 | 56.29 | 54.63 | 56.29
2016-12-12 15:00:00 | 0.52696 | 0.54769 | 0.6447 | 70.25 | -70.25 | 70.25 | 176.08 | -133.75 | 1000 | 1000 | -70.25 | 70.25 | 70.25 | 50.95 | 70.25
2016-12-12 16:00:00 | 0.56558 | 0.58462 | 0.65698 | 80.62 | -80.62 | 80.62 | 186.45 | -144.12 | 1000 | 1000 | -80.62 | 80.62 | 80.62 | 55.62 | 80.62
2016-12-12 17:00:00 | 0.57202 | 0.59077 | 0.76076 | 65.2 | -65.2 | 65.2 | 171.03 | -128.7 | 1000 | 1000 | -65.2 | 65.2 | 65.2 | 63.01 | 65.2
2016-12-12 18:00:00 | 0.59776 | 0.61538 | 0.8848 | 57.18 | -57.18 | 57.18 | 163.01 | -120.68 | 1000 | 1000 | -57.18 | 57.18 | 57.18 | 66.55 | 57.18
2016-12-12 19:00:00 | 0.61707 | 0.63385 | 0.92169 | 46.96 | -46.96 | 46.96 | 152.79 | -110.46 | 1000 | 1000 | -46.96 | 46.96 | 46.96 | 61.51 | 46.96
2016-12-12 20:00:00 | 0.62994 | 0.64615 | 0.81915 | 37.73 | -37.73 | 37.73 | 143.56 | -101.23 | 1000 | 1000 | -37.73 | 37.73 | 37.73 | 53.19 | 37.73
2016-12-12 21:00:00 | 0.6235 | 0.64 | 0.69019 | 35.07 | -35.07 | 35.07 | 140.9 | -98.57 | 1000 | 1000 | -35.07 | 35.07 | 35.07 | 46.89 | 35.07
2016-12-12 22:00:00 | 0.63959 | 0.65538 | 0.57811 | 33.33 | -33.33 | 33.33 | 139.16 | -96.83 | 1000 | 1000 | -33.33 | 33.33 | 33.33 | 48 | 33.33
2016-12-12 23:00:00 | 0.63959 | 0.65538 | 0.44327 | 35.88 | -35.88 | 35.88 | 141.71 | -99.38 | 1000 | 1000 | -35.88 | 35.88 | 35.88 | 44.12 | 35.88
2016-12-13 00:00:00 | 0.65246 | 0.66769 | 0.31267 | 33.04 | -33.04 | 33.04 | 138.87 | -96.54 | 1000 | 1000 | -33.04 | 33.04 | 33.04 | 39.3 | 33.04
2016-12-13 01:00:00 | 0.64925 | 0.66462 | 0.2388 | 33.04 | -33.04 | 33.04 | 138.87 | -96.54 | 1000 | 1000 | -33.04 | 33.04 | 33.04 | 36.19 | 33.04
2016-12-13 02:00:00 | 0.65568 | 0.67077 | 0.2191 | 33.02 | -33.02 | 33.02 | 138.85 | -96.52 | 1000 | 1000 | -33.02 | 33.02 | 33.02 | 32.47 | 33.02
2016-12-13 03:00:00 | 0.63959 | 0.65538 | 0.21612 | 34.97 | -34.97 | 34.97 | 140.8 | -98.47 | 1000 | 1000 | -34.97 | 34.97 | 34.97 | 28.81 | 34.97
2016-12-13 04:00:00 | 0.62994 | 0.64615 | 0.22876 | 32.84 | -32.84 | 32.84 | 138.67 | -96.34 | 1000 | 1000 | -32.84 | 32.84 | 32.84 | 27.15 | 32.84
2016-12-13 05:00:00 | 0.61385 | 0.63077 | 0.26928 | 47.41 | -47.41 | 47.41 | 153.24 | -110.91 | 1000 | 1000 | -47.41 | 47.41 | 47.41 | 33.69 | 47.41
2016-12-13 06:00:00 | 0.61063 | 0.62769 | 0.46874 | 49.9 | -49.9 | 49.9 | 155.73 | -113.4 | 1000 | 1000 | -49.9 | 49.9 | 49.9 | 39.94 | 49.9
2016-12-13 07:00:00 | 0.60098 | 0.61846 | 0.67301 | 54.39 | -54.39 | 54.39 | 160.22 | -117.89 | 1000 | 1000 | -54.39 | 54.39 | 54.39 | 52.24 | 54.39
2016-12-13 08:00:00 | 0.59776 | 0.61538 | 0.76549 | 58.12 | -58.12 | 58.12 | 163.95 | -121.62 | 1000 | 1000 | -58.12 | 58.12 | 58.12 | 51.39 | 58.12
2016-12-13 09:00:00 | 0.58489 | 0.60308 | 0.7631 | 62.76 | -62.76 | 62.76 | 168.59 | -126.26 | 1000 | 1000 | -62.76 | 62.76 | 62.76 | 46.3 | 62.76
2016-12-13 10:00:00 | 0.57202 | 0.59077 | 0.73645 | 60.09 | -60.09 | 60.09 | 165.92 | -123.59 | 1000 | 1000 | -60.09 | 60.09 | 60.09 | 45 | 60.09
2016-12-13 11:00:00 | 0.55914 | 0.57846 | 0.75244 | 58 | -58 | 58 | 163.83 | -121.5 | 1000 | 1000 | -58 | 58 | 58 | 48.56 | 58
2016-12-13 12:00:00 | 0.54627 | 0.56615 | 0.78569 | 59.39 | -59.39 | 59.39 | 165.22 | -122.89 | 1000 | 1000 | -59.39 | 59.39 | 59.39 | 49.67 | 59.39
2016-12-13 13:00:00 | 0.5334 | 0.55385 | 0.74358 | 59.6 | -59.6 | 59.6 | 165.43 | -123.1 | 1000 | 1000 | -59.6 | 59.6 | 59.6 | 49.61 | 59.6
2016-12-13 14:00:00 | 0.52696 | 0.54769 | 0.6716 | 61.6 | -61.6 | 61.6 | 167.43 | -125.1 | 1000 | 1000 | -61.6 | 61.6 | 61.6 | 47.99 | 61.6
2016-12-13 15:00:00 | 0.52696 | 0.54769 | 0.6447 | 63.02 | -63.02 | 63.02 | 168.85 | -126.52 | 1000 | 1000 | -63.02 | 63.02 | 63.02 | 48 | 63.02
2016-12-13 16:00:00 | 0.52696 | 0.54769 | 0.65698 | 70.42 | -70.42 | 70.42 | 176.25 | -133.92 | 1000 | 1000 | -70.42 | 70.42 | 70.42 | 51.1 | 70.42
2016-12-13 17:00:00 | 0.52696 | 0.54769 | 0.76076 | 60.09 | -60.09 | 60.09 | 165.92 | -123.59 | 1000 | 1000 | -60.09 | 60.09 | 60.09 | 62.95 | 60.09
2016-12-13 18:00:00 | 0.52053 | 0.54154 | 0.8848 | 57.76 | -57.76 | 57.76 | 163.59 | -121.26 | 1000 | 1000 | -57.76 | 57.76 | 57.76 | 63 | 57.76
2016-12-13 19:00:00 | 0.54305 | 0.56308 | 0.92169 | 45.66 | -45.66 | 45.66 | 151.49 | -109.16 | 1000 | 1000 | -45.66 | 45.66 | 45.66 | 57.98 | 45.66
2016-12-13 20:00:00 | 0.54305 | 0.56308 | 0.81915 | 40.19 | -40.19 | 40.19 | 146.02 | -103.69 | 1000 | 1000 | -40.19 | 40.19 | 40.19 | 53.2 | 40.19
2016-12-13 21:00:00 | 0.53662 | 0.55692 | 0.69019 | 37.02 | -37.02 | 37.02 | 142.85 | -100.52 | 1000 | 1000 | -37.02 | 37.02 | 37.02 | 47.35 | 37.02
2016-12-13 22:00:00 | 0.52053 | 0.54154 | 0.57811 | 32.53 | -32.53 | 32.53 | 138.36 | -96.03 | 1000 | 1000 | -32.53 | 32.53 | 32.53 | 44.37 | 32.53
2016-12-13 23:00:00 | 0.51409 | 0.53538 | 0.44327 | 33.09 | -33.09 | 33.09 | 138.92 | -96.59 | 1000 | 1000 | -33.09 | 33.09 | 33.09 | 39.07 | 33.09
2016-12-14 00:00:00 | 0.51087 | 0.53231 | 0.31267 | 33.28 | -33.28 | 33.28 | 139.11 | -96.78 | 1000 | 1000 | -33.28 | 33.28 | 33.28 | 34.97 | 33.28
2016-12-14 01:00:00 | 0.50122 | 0.52308 | 0.2388 | 33 | -33 | 33 | 138.83 | -96.5 | 1000 | 1000 | -33 | 33 | 33 | 26.52 | 33
2016-12-14 02:00:00 | 0.49157 | 0.51385 | 0.2191 | 32.64 | -32.64 | 32.64 | 138.47 | -96.14 | 1000 | 1000 | -32.64 | 32.64 | 32.64 | 27.25 | 32.64
2016-12-14 03:00:00 | 0.4787 | 0.50154 | 0.21612 | 32.66 | -32.66 | 32.66 | 138.49 | -96.16 | 1000 | 1000 | -32.66 | 32.66 | 32.66 | 23.64 | 32.66
2016-12-14 04:00:00 | 0.46904 | 0.49231 | 0.22876 | 36.9 | -36.9 | 36.9 | 142.73 | -100.4 | 1000 | 1000 | -36.9 | 36.9 | 36.9 | 28.15 | 36.9
2016-12-14 05:00:00 | 0.47226 | 0.49538 | 0.26928 | 49.91 | -49.91 | 49.91 | 155.74 | -113.41 | 1000 | 1000 | -49.91 | 49.91 | 49.91 | 35.8 | 49.91
2016-12-14 06:00:00 | 0.46904 | 0.49231 | 0.46874 | 75.06 | -75.06 | 75.06 | 180.89 | -138.56 | 1000 | 1000 | -75.06 | 75.06 | 75.06 | 43.28 | 75.06
2016-12-14 07:00:00 | 0.46261 | 0.48615 | 0.67301 | 82.26 | -82.26 | 82.26 | 188.09 | -145.76 | 1000 | 1000 | -82.26 | 82.26 | 82.26 | 52.15 | 82.26
2016-12-14 08:00:00 | 0.45939 | 0.48308 | 0.76549 | 78.58 | -78.58 | 78.58 | 184.41 | -142.08 | 1000 | 1000 | -78.58 | 78.58 | 78.58 | 56.84 | 78.58
2016-12-14 09:00:00 | 0.44652 | 0.47077 | 0.7631 | 77.17 | -77.17 | 77.17 | 183 | -140.67 | 1000 | 1000 | -77.17 | 77.17 | 77.17 | 58.68 | 77.17
2016-12-14 10:00:00 | 0.43686 | 0.46154 | 0.73645 | 75.94 | -75.94 | 75.94 | 181.77 | -139.44 | 1000 | 1000 | -75.94 | 75.94 | 75.94 | 59.28 | 75.94
2016-12-14 11:00:00 | 0.42077 | 0.44615 | 0.75244 | 70.55 | -70.55 | 70.55 | 176.38 | -134.05 | 1000 | 1000 | -70.55 | 70.55 | 70.55 | 59.25 | 70.55
2016-12-14 12:00:00 | 0.40468 | 0.43077 | 0.78569 | 69.91 | -69.91 | 69.91 | 175.74 | -133.41 | 1000 | 1000 | -69.91 | 69.91 | 69.91 | 56.81 | 69.91
2016-12-14 13:00:00 | 0.42077 | 0.44615 | 0.74358 | 69.69 | -69.69 | 69.69 | 175.52 | -133.19 | 1000 | 1000 | -69.69 | 69.69 | 69.69 | 52.13 | 69.69
2016-12-14 14:00:00 | 0.43364 | 0.45846 | 0.6716 | 72.52 | -72.52 | 72.52 | 178.35 | -136.02 | 1000 | 1000 | -72.52 | 72.52 | 72.52 | 48.5 | 72.52
2016-12-14 15:00:00 | 0.48191 | 0.50462 | 0.6447 | 75.15 | -75.15 | 75.15 | 180.98 | -138.65 | 1000 | 1000 | -75.15 | 75.15 | 75.15 | 48.85 | 75.15
2016-12-14 16:00:00 | 0.498 | 0.52 | 0.65698 | 91.81 | -91.81 | 91.81 | 197.64 | -155.31 | 1000 | 1000 | -91.81 | 91.81 | 91.81 | 50.08 | 91.81
2016-12-14 17:00:00 | 0.52375 | 0.54462 | 0.76076 | 79.9 | -79.9 | 79.9 | 185.73 | -143.4 | 1000 | 1000 | -79.9 | 79.9 | 79.9 | 61.27 | 79.9
2016-12-14 18:00:00 | 0.54305 | 0.56308 | 0.8848 | 78.62 | -78.62 | 78.62 | 184.45 | -142.12 | 1000 | 1000 | -78.62 | 78.62 | 78.62 | 56.91 | 78.62
2016-12-14 19:00:00 | 0.56558 | 0.58462 | 0.92169 | 67.54 | -67.54 | 67.54 | 173.37 | -131.04 | 1000 | 1000 | -67.54 | 67.54 | 67.54 | 50.41 | 67.54
2016-12-14 20:00:00 | 0.54627 | 0.56615 | 0.81915 | 47.94 | -47.94 | 47.94 | 153.77 | -111.44 | 1000 | 1000 | -47.94 | 47.94 | 47.94 | 44.2 | 47.94
2016-12-14 21:00:00 | 0.54305 | 0.56308 | 0.69019 | 41.71 | -41.71 | 41.71 | 147.54 | -105.21 | 1000 | 1000 | -41.71 | 41.71 | 41.71 | 46.8 | 41.71
2016-12-14 22:00:00 | 0.52375 | 0.54462 | 0.57811 | 35.57 | -35.57 | 35.57 | 141.4 | -99.07 | 1000 | 1000 | -35.57 | 35.57 | 35.57 | 43.17 | 35.57
2016-12-14 23:00:00 | 0.50766 | 0.52923 | 0.44327 | 35.05 | -35.05 | 35.05 | 140.88 | -98.55 | 1000 | 1000 | -35.05 | 35.05 | 35.05 | 38.6 | 35.05
2016-12-15 00:00:00 | 0.49479 | 0.51692 | 0.31267 | 33.31 | -33.31 | 33.31 | 139.14 | -96.81 | 1000 | 1000 | -33.31 | 33.31 | 33.31 | 35.24 | 33.31
2016-12-15 01:00:00 | 0.49157 | 0.51385 | 0.2388 | 34.2 | -34.2 | 34.2 | 140.03 | -97.7 | 1000 | 1000 | -34.2 | 34.2 | 34.2 | 27.85 | 34.2
2016-12-15 02:00:00 | 0.48513 | 0.50769 | 0.2191 | 33.51 | -33.51 | 33.51 | 139.34 | -97.01 | 1000 | 1000 | -33.51 | 33.51 | 33.51 | 27.35 | 33.51
2016-12-15 03:00:00 | 0.47548 | 0.49846 | 0.21612 | 34.53 | -34.53 | 34.53 | 140.36 | -98.03 | 1000 | 1000 | -34.53 | 34.53 | 34.53 | 24.39 | 34.53
2016-12-15 04:00:00 | 0.4787 | 0.50154 | 0.22876 | 35.61 | -35.61 | 35.61 | 141.44 | -99.11 | 1000 | 1000 | -35.61 | 35.61 | 35.61 | 26.79 | 35.61
2016-12-15 05:00:00 | 0.47548 | 0.49846 | 0.26928 | 49.55 | -49.55 | 49.55 | 155.38 | -113.05 | 1000 | 1000 | -49.55 | 49.55 | 49.55 | 33.99 | 49.55
2016-12-15 06:00:00 | 0.48835 | 0.51077 | 0.46874 | 67.91 | -67.91 | 67.91 | 173.74 | -131.41 | 1000 | 1000 | -67.91 | 67.91 | 67.91 | 42.46 | 67.91
2016-12-15 07:00:00 | 0.48513 | 0.50769 | 0.67301 | 67.07 | -67.07 | 67.07 | 172.9 | -130.57 | 1000 | 1000 | -67.07 | 67.07 | 67.07 | 49.37 | 67.07
2016-12-15 08:00:00 | 0.48513 | 0.50769 | 0.76549 | 62.27 | -62.27 | 62.27 | 168.1 | -125.77 | 1000 | 1000 | -62.27 | 62.27 | 62.27 | 51.93 | 62.27
2016-12-15 09:00:00 | 0.47226 | 0.49538 | 0.7631 | 59.13 | -59.13 | 59.13 | 164.96 | -122.63 | 1000 | 1000 | -59.13 | 59.13 | 59.13 | 51.23 | 59.13
2016-12-15 10:00:00 | 0.46261 | 0.48615 | 0.73645 | 57.69 | -57.69 | 57.69 | 163.52 | -121.19 | 1000 | 1000 | -57.69 | 57.69 | 57.69 | 50.4 | 57.69
2016-12-15 11:00:00 | 0.45939 | 0.48308 | 0.75244 | 53.72 | -53.72 | 53.72 | 159.55 | -117.22 | 1000 | 1000 | -53.72 | 53.72 | 53.72 | 50.13 | 53.72
2016-12-15 12:00:00 | 0.45939 | 0.48308 | 0.78569 | 54.95 | -54.95 | 54.95 | 160.78 | -118.45 | 1000 | 1000 | -54.95 | 54.95 | 54.95 | 50.98 | 54.95
2016-12-15 13:00:00 | 0.46261 | 0.48615 | 0.74358 | 55 | -55 | 55 | 160.83 | -118.5 | 1000 | 1000 | -55 | 55 | 55 | 50.86 | 55
2016-12-15 14:00:00 | 0.47226 | 0.49538 | 0.6716 | 60.24 | -60.24 | 60.24 | 166.07 | -123.74 | 1000 | 1000 | -60.24 | 60.24 | 60.24 | 48.79 | 60.24
2016-12-15 15:00:00 | 0.48191 | 0.50462 | 0.6447 | 62.05 | -62.05 | 62.05 | 167.88 | -125.55 | 1000 | 1000 | -62.05 | 62.05 | 62.05 | 49.47 | 62.05
2016-12-15 16:00:00 | 0.49157 | 0.51385 | 0.65698 | 70.03 | -70.03 | 70.03 | 175.86 | -133.53 | 1000 | 1000 | -70.03 | 70.03 | 70.03 | 53.13 | 70.03
2016-12-15 17:00:00 | 0.49157 | 0.51385 | 0.76076 | 58.95 | -58.95 | 58.95 | 164.78 | -122.45 | 1000 | 1000 | -58.95 | 58.95 | 58.95 | 64.48 | 58.95
2016-12-15 18:00:00 | 0.49157 | 0.51385 | 0.8848 | 54.65 | -54.65 | 54.65 | 160.48 | -118.15 | 1000 | 1000 | -54.65 | 54.65 | 54.65 | 64.94 | 54.65
2016-12-15 19:00:00 | 0.498 | 0.52 | 0.92169 | 45.37 | -45.37 | 45.37 | 151.2 | -108.87 | 1000 | 1000 | -45.37 | 45.37 | 45.37 | 59.67 | 45.37
2016-12-15 20:00:00 | 0.50444 | 0.52615 | 0.81915 | 40 | -40 | 40 | 145.83 | -103.5 | 1000 | 1000 | -40 | 40 | 40 | 51.25 | 40
2016-12-15 21:00:00 | 0.51087 | 0.53231 | 0.69019 | 37.53 | -37.53 | 37.53 | 143.36 | -101.03 | 1000 | 1000 | -37.53 | 37.53 | 37.53 | 48.41 | 37.53
2016-12-15 22:00:00 | 0.51731 | 0.53846 | 0.57811 | 33.98 | -33.98 | 33.98 | 139.81 | -97.48 | 1000 | 1000 | -33.98 | 33.98 | 33.98 | 47.44 | 33.98
2016-12-15 23:00:00 | 0.52696 | 0.54769 | 0.44327 | 34.25 | -34.25 | 34.25 | 140.08 | -97.75 | 1000 | 1000 | -34.25 | 34.25 | 34.25 | 43.31 | 34.25
2016-12-16 00:00:00 | 0.52053 | 0.54154 | 0.31267 | 33.29 | -33.29 | 33.29 | 139.12 | -96.79 | 1000 | 1000 | -33.29 | 33.29 | 33.29 | 40.16 | 33.29
2016-12-16 01:00:00 | 0.52375 | 0.54462 | 0.2388 | 32 | -32 | 32 | 137.83 | -95.5 | 1000 | 1000 | -32 | 32 | 32 | 37.37 | 32
2016-12-16 02:00:00 | 0.52696 | 0.54769 | 0.2191 | 31.92 | -31.92 | 31.92 | 137.75 | -95.42 | 1000 | 1000 | -31.92 | 31.92 | 31.92 | 37.48 | 31.92
2016-12-16 03:00:00 | 0.53018 | 0.55077 | 0.21612 | 33.15 | -33.15 | 33.15 | 138.98 | -96.65 | 1000 | 1000 | -33.15 | 33.15 | 33.15 | 35.02 | 33.15
2016-12-16 04:00:00 | 0.53662 | 0.55692 | 0.22876 | 35.51 | -35.51 | 35.51 | 141.34 | -99.01 | 1000 | 1000 | -35.51 | 35.51 | 35.51 | 35.05 | 35.51
2016-12-16 05:00:00 | 0.5334 | 0.55385 | 0.26928 | 46.76 | -46.76 | 46.76 | 152.59 | -110.26 | 1000 | 1000 | -46.76 | 46.76 | 46.76 | 41.21 | 46.76
2016-12-16 06:00:00 | 0.53662 | 0.55692 | 0.46874 | 58.99 | -58.99 | 58.99 | 164.82 | -122.49 | 1000 | 1000 | -58.99 | 58.99 | 58.99 | 47.76 | 58.99
2016-12-16 07:00:00 | 0.54305 | 0.56308 | 0.67301 | 62.65 | -62.65 | 62.65 | 168.48 | -126.15 | 1000 | 1000 | -62.65 | 62.65 | 62.65 | 56.35 | 62.65
2016-12-16 08:00:00 | 0.53984 | 0.56 | 0.76549 | 59.99 | -59.99 | 59.99 | 165.82 | -123.49 | 1000 | 1000 | -59.99 | 59.99 | 59.99 | 61.12 | 59.99
2016-12-16 09:00:00 | 0.53662 | 0.55692 | 0.7631 | 59.04 | -59.04 | 59.04 | 164.87 | -122.54 | 1000 | 1000 | -59.04 | 59.04 | 59.04 | 61.14 | 59.04
2016-12-16 10:00:00 | 0.52696 | 0.54769 | 0.73645 | 59.56 | -59.56 | 59.56 | 165.39 | -123.06 | 1000 | 1000 | -59.56 | 59.56 | 59.56 | 61.63 | 59.56
2016-12-16 11:00:00 | 0.51731 | 0.53846 | 0.75244 | 56.96 | -56.96 | 56.96 | 162.79 | -120.46 | 1000 | 1000 | -56.96 | 56.96 | 56.96 | 59.89 | 56.96
2016-12-16 12:00:00 | 0.51409 | 0.53538 | 0.78569 | 57.98 | -57.98 | 57.98 | 163.81 | -121.48 | 1000 | 1000 | -57.98 | 57.98 | 57.98 | 57.9 | 57.98
2016-12-16 13:00:00 | 0.51409 | 0.53538 | 0.74358 | 64.88 | -64.88 | 64.88 | 170.71 | -128.38 | 1000 | 1000 | -64.88 | 64.88 | 64.88 | 51.37 | 64.88
2016-12-16 14:00:00 | 0.52696 | 0.54769 | 0.6716 | 65.1 | -65.1 | 65.1 | 170.93 | -128.6 | 1000 | 1000 | -65.1 | 65.1 | 65.1 | 46.69 | 65.1
2016-12-16 15:00:00 | 0.55271 | 0.57231 | 0.6447 | 69.46 | -69.46 | 69.46 | 175.29 | -132.96 | 1000 | 1000 | -69.46 | 69.46 | 69.46 | 44.75 | 69.46
2016-12-16 16:00:00 | 0.57523 | 0.59385 | 0.65698 | 80.99 | -80.99 | 80.99 | 186.82 | -144.49 | 1000 | 1000 | -80.99 | 80.99 | 80.99 | 48.48 | 80.99
2016-12-16 17:00:00 | 0.57845 | 0.59692 | 0.76076 | 68 | -68 | 68 | 173.83 | -131.5 | 1000 | 1000 | -68 | 68 | 68 | 56.74 | 68
2016-12-16 18:00:00 | 0.61385 | 0.63077 | 0.8848 | 71.71 | -71.71 | 71.71 | 177.54 | -135.21 | 1000 | 1000 | -71.71 | 71.71 | 71.71 | 54.71 | 71.71
2016-12-16 19:00:00 | 0.60419 | 0.62154 | 0.92169 | 63.6 | -63.6 | 63.6 | 169.43 | -127.1 | 1000 | 1000 | -63.6 | 63.6 | 63.6 | 48.5 | 63.6
2016-12-16 20:00:00 | 0.62672 | 0.64308 | 0.81915 | 48.09 | -48.09 | 48.09 | 153.92 | -111.59 | 1000 | 1000 | -48.09 | 48.09 | 48.09 | 47.92 | 48.09
2016-12-16 21:00:00 | 0.62028 | 0.63692 | 0.69019 | 42.49 | -42.49 | 42.49 | 148.32 | -105.99 | 1000 | 1000 | -42.49 | 42.49 | 42.49 | 44.58 | 42.49
2016-12-16 22:00:00 | 0.6235 | 0.64 | 0.57811 | 37.06 | -37.06 | 37.06 | 142.89 | -100.56 | 1000 | 1000 | -37.06 | 37.06 | 37.06 | 42.02 | 37.06
2016-12-16 23:00:00 | 0.63637 | 0.65231 | 0.44327 | 42.1 | -42.1 | 42.1 | 147.93 | -105.6 | 1000 | 1000 | -42.1 | 42.1 | 42.1 | 37.2 | 42.1
2016-12-17 00:00:00 | 0.65246 | 0.66769 | 0.36334 | 39.44 | -39.44 | 39.44 | 145.27 | -102.94 | 1000 | 1000 | -39.44 | 39.44 | 39.44 | 26.87 | 39.44
2016-12-17 01:00:00 | 0.66212 | 0.67692 | 0.30185 | 38.36 | -38.36 | 38.36 | 144.19 | -101.86 | 1000 | 1000 | -38.36 | 38.36 | 38.36 | 26 | 38.36
2016-12-17 02:00:00 | 0.69108 | 0.70462 | 0.247 | 38.28 | -38.28 | 38.28 | 144.11 | -101.78 | 1000 | 1000 | -38.28 | 38.28 | 38.28 | 18.41 | 38.28
2016-12-17 03:00:00 | 0.71039 | 0.72308 | 0.23565 | 39.07 | -39.07 | 39.07 | 144.9 | -102.57 | 1000 | 1000 | -39.07 | 39.07 | 39.07 | 15.65 | 39.07
2016-12-17 04:00:00 | 0.6943 | 0.70769 | 0.23258 | 39.01 | -39.01 | 39.01 | 144.84 | -102.51 | 1000 | 1000 | -39.01 | 39.01 | 39.01 | 17 | 39.01
2016-12-17 05:00:00 | 0.66534 | 0.68 | 0.24426 | 36 | -36 | 36 | 141.83 | -99.5 | 1000 | 1000 | -36 | 36 | 36 | 15.64 | 36
2016-12-17 06:00:00 | 0.65246 | 0.66769 | 0.30966 | 39.01 | -39.01 | 39.01 | 144.84 | -102.51 | 1000 | 1000 | -39.01 | 39.01 | 39.01 | 15.91 | 39.01
2016-12-17 07:00:00 | 0.63316 | 0.64923 | 0.47243 | 47.84 | -47.84 | 47.84 | 153.67 | -111.34 | 1000 | 1000 | -47.84 | 47.84 | 47.84 | 30.86 | 47.84
2016-12-17 08:00:00 | 0.63959 | 0.65538 | 0.68704 | 54.97 | -54.97 | 54.97 | 160.8 | -118.47 | 1000 | 1000 | -54.97 | 54.97 | 54.97 | 35.07 | 54.97
2016-12-17 09:00:00 | 0.64281 | 0.65846 | 0.80606 | 54.91 | -54.91 | 54.91 | 160.74 | -118.41 | 1000 | 1000 | -54.91 | 54.91 | 54.91 | 39.06 | 54.91
2016-12-17 10:00:00 | 0.63959 | 0.65538 | 0.84283 | 54.35 | -54.35 | 54.35 | 160.18 | -117.85 | 1000 | 1000 | -54.35 | 54.35 | 54.35 | 40.6 | 54.35
2016-12-17 11:00:00 | 0.63637 | 0.65231 | 0.87704 | 50.1 | -50.1 | 50.1 | 155.93 | -113.6 | 1000 | 1000 | -50.1 | 50.1 | 50.1 | 41.15 | 50.1
2016-12-17 12:00:00 | 0.62672 | 0.64308 | 0.91636 | 47.65 | -47.65 | 47.65 | 153.48 | -111.15 | 1000 | 1000 | -47.65 | 47.65 | 47.65 | 37.81 | 47.65
2016-12-17 13:00:00 | 0.6235 | 0.64 | 0.88755 | 49.68 | -49.68 | 49.68 | 155.51 | -113.18 | 1000 | 1000 | -49.68 | 49.68 | 49.68 | 36.83 | 49.68
2016-12-17 14:00:00 | 0.61707 | 0.63385 | 0.79022 | 50.68 | -50.68 | 50.68 | 156.51 | -114.18 | 1000 | 1000 | -50.68 | 50.68 | 50.68 | 37.76 | 50.68
2016-12-17 15:00:00 | 0.61063 | 0.62769 | 0.71445 | 54.8 | -54.8 | 54.8 | 160.63 | -118.3 | 1000 | 1000 | -54.8 | 54.8 | 54.8 | 39.99 | 54.8
2016-12-17 16:00:00 | 0.60098 | 0.61846 | 0.70607 | 61.01 | -61.01 | 61.01 | 166.84 | -124.51 | 1000 | 1000 | -61.01 | 61.01 | 61.01 | 42.63 | 61.01
2016-12-17 17:00:00 | 0.60098 | 0.61846 | 0.8672 | 63.53 | -63.53 | 63.53 | 169.36 | -127.03 | 1000 | 1000 | -63.53 | 63.53 | 63.53 | 48.08 | 63.53
2016-12-17 18:00:00 | 0.60419 | 0.62154 | 0.99703 | 54.98 | -54.98 | 54.98 | 160.81 | -118.48 | 1000 | 1000 | -54.98 | 54.98 | 54.98 | 45.85 | 54.98
2016-12-17 19:00:00 | 0.59454 | 0.61231 | 1 | 46.22 | -46.22 | 46.22 | 152.05 | -109.72 | 1000 | 1000 | -46.22 | 46.22 | 46.22 | 43.97 | 46.22
2016-12-17 20:00:00 | 0.58811 | 0.60615 | 0.83309 | 40.93 | -40.93 | 40.93 | 146.76 | -104.43 | 1000 | 1000 | -40.93 | 40.93 | 40.93 | 38.52 | 40.93
2016-12-17 21:00:00 | 0.58167 | 0.6 | 0.66229 | 40.98 | -40.98 | 40.98 | 146.81 | -104.48 | 1000 | 1000 | -40.98 | 40.98 | 40.98 | 34.25 | 40.98
2016-12-17 22:00:00 | 0.57202 | 0.59077 | 0.60399 | 39.1 | -39.1 | 39.1 | 144.93 | -102.6 | 1000 | 1000 | -39.1 | 39.1 | 39.1 | 37.35 | 39.1
2016-12-17 23:00:00 | 0.56236 | 0.58154 | 0.51572 | 35.78 | -35.78 | 35.78 | 141.61 | -99.28 | 1000 | 1000 | -35.78 | 35.78 | 35.78 | 31.63 | 35.78
2016-12-18 00:00:00 | 0.57523 | 0.59385 | 0.39659 | 35.23 | -35.23 | 35.23 | 141.06 | -98.73 | 1000 | 1000 | -35.23 | 35.23 | 35.23 | 30.51 | 35.23
2016-12-18 01:00:00 | 0.56558 | 0.58462 | 0.29555 | 33.96 | -33.96 | 33.96 | 139.79 | -97.46 | 1000 | 1000 | -33.96 | 33.96 | 33.96 | 24.7 | 33.96
2016-12-18 02:00:00 | 0.56558 | 0.58462 | 0.24054 | 34.32 | -34.32 | 34.32 | 140.15 | -97.82 | 1000 | 1000 | -34.32 | 34.32 | 34.32 | 21.18 | 34.32
2016-12-18 03:00:00 | 0.55914 | 0.57846 | 0.21979 | 33.96 | -33.96 | 33.96 | 139.79 | -97.46 | 1000 | 1000 | -33.96 | 33.96 | 33.96 | 18.32 | 33.96
2016-12-18 04:00:00 | 0.5334 | 0.55385 | 0.20895 | 33.93 | -33.93 | 33.93 | 139.76 | -97.43 | 1000 | 1000 | -33.93 | 33.93 | 33.93 | 15.14 | 33.93
2016-12-18 05:00:00 | 0.52375 | 0.54462 | 0.2107 | 34.36 | -34.36 | 34.36 | 140.19 | -97.86 | 1000 | 1000 | -34.36 | 34.36 | 34.36 | 18.32 | 34.36
2016-12-18 06:00:00 | 0.51087 | 0.53231 | 0.22636 | 38.37 | -38.37 | 38.37 | 144.2 | -101.87 | 1000 | 1000 | -38.37 | 38.37 | 38.37 | 11.98 | 38.37
2016-12-18 07:00:00 | 0.50444 | 0.52615 | 0.26686 | 36.88 | -36.88 | 36.88 | 142.71 | -100.38 | 1000 | 1000 | -36.88 | 36.88 | 36.88 | 18.47 | 36.88
2016-12-18 08:00:00 | 0.48835 | 0.51077 | 0.42994 | 44.72 | -44.72 | 44.72 | 150.55 | -108.22 | 1000 | 1000 | -44.72 | 44.72 | 44.72 | 28.03 | 44.72
2016-12-18 09:00:00 | 0.48191 | 0.50462 | 0.65048 | 45.94 | -45.94 | 45.94 | 151.77 | -109.44 | 1000 | 1000 | -45.94 | 45.94 | 45.94 | 36.61 | 45.94
2016-12-18 10:00:00 | 0.47226 | 0.49538 | 0.81425 | 52.29 | -52.29 | 52.29 | 158.12 | -115.79 | 1000 | 1000 | -52.29 | 52.29 | 52.29 | 41.04 | 52.29
2016-12-18 11:00:00 | 0.43364 | 0.45846 | 0.94383 | 52 | -52 | 52 | 157.83 | -115.5 | 1000 | 1000 | -52 | 52 | 52 | 46.62 | 52
2016-12-18 12:00:00 | 0.42077 | 0.44615 | 0.96576 | 49.78 | -49.78 | 49.78 | 155.61 | -113.28 | 1000 | 1000 | -49.78 | 49.78 | 49.78 | 42.12 | 49.78
2016-12-18 13:00:00 | 0.42077 | 0.44615 | 0.82374 | 45.82 | -45.82 | 45.82 | 151.65 | -109.32 | 1000 | 1000 | -45.82 | 45.82 | 45.82 | 35.22 | 45.82
2016-12-18 14:00:00 | 0.41755 | 0.44308 | 0.65983 | 47.43 | -47.43 | 47.43 | 153.26 | -110.93 | 1000 | 1000 | -47.43 | 47.43 | 47.43 | 37.04 | 47.43
2016-12-18 15:00:00 | 0.43364 | 0.45846 | 0.56761 | 49.98 | -49.98 | 49.98 | 155.81 | -113.48 | 1000 | 1000 | -49.98 | 49.98 | 49.98 | 39.05 | 49.98
2016-12-18 16:00:00 | 0.4433 | 0.46769 | 0.52133 | 54.92 | -54.92 | 54.92 | 160.75 | -118.42 | 1000 | 1000 | -54.92 | 54.92 | 54.92 | 41.84 | 54.92
2016-12-18 17:00:00 | 0.45295 | 0.47692 | 0.61979 | 53.98 | -53.98 | 53.98 | 159.81 | -117.48 | 1000 | 1000 | -53.98 | 53.98 | 53.98 | 48.02 | 53.98
2016-12-18 18:00:00 | 0.45617 | 0.48 | 0.76472 | 50.13 | -50.13 | 50.13 | 155.96 | -113.63 | 1000 | 1000 | -50.13 | 50.13 | 50.13 | 52.47 | 50.13
2016-12-18 19:00:00 | 0.47548 | 0.49846 | 0.85205 | 49.92 | -49.92 | 49.92 | 155.75 | -113.42 | 1000 | 1000 | -49.92 | 49.92 | 49.92 | 52.05 | 49.92
2016-12-18 20:00:00 | 0.50122 | 0.52308 | 0.77783 | 45.73 | -45.73 | 45.73 | 151.56 | -109.23 | 1000 | 1000 | -45.73 | 45.73 | 45.73 | 42.75 | 45.73
2016-12-18 21:00:00 | 0.50122 | 0.52308 | 0.66127 | 47.14 | -47.14 | 47.14 | 152.97 | -110.64 | 1000 | 1000 | -47.14 | 47.14 | 47.14 | 37.74 | 47.14
2016-12-18 22:00:00 | 0.52053 | 0.54154 | 0.5638 | 42.06 | -42.06 | 42.06 | 147.89 | -105.56 | 1000 | 1000 | -42.06 | 42.06 | 42.06 | 41.4 | 42.06
2016-12-18 23:00:00 | 0.58489 | 0.60308 | 0.42608 | 39.9 | -39.9 | 39.9 | 145.73 | -103.4 | 1000 | 1000 | -39.9 | 39.9 | 39.9 | 39.04 | 39.9
2016-12-19 00:00:00 | 0.58489 | 0.60308 | 0.31267 | 39.08 | -39.08 | 39.08 | 144.91 | -102.58 | 1000 | 1000 | -39.08 | 39.08 | 39.08 | 39.99 | 39.08
2016-12-19 01:00:00 | 0.57202 | 0.59077 | 0.2388 | 39.02 | -39.02 | 39.02 | 144.85 | -102.52 | 1000 | 1000 | -39.02 | 39.02 | 39.02 | 37.45 | 39.02
2016-12-19 02:00:00 | 0.55914 | 0.57846 | 0.2191 | 38.56 | -38.56 | 38.56 | 144.39 | -102.06 | 1000 | 1000 | -38.56 | 38.56 | 38.56 | 37.13 | 38.56
2016-12-19 03:00:00 | 0.53984 | 0.56 | 0.21612 | 39.01 | -39.01 | 39.01 | 144.84 | -102.51 | 1000 | 1000 | -39.01 | 39.01 | 39.01 | 36.62 | 39.01
2016-12-19 04:00:00 | 0.52053 | 0.54154 | 0.22876 | 39.05 | -39.05 | 39.05 | 144.88 | -102.55 | 1000 | 1000 | -39.05 | 39.05 | 39.05 | 35.07 | 39.05
2016-12-19 05:00:00 | 0.50766 | 0.52923 | 0.26928 | 54.11 | -54.11 | 54.11 | 159.94 | -117.61 | 1000 | 1000 | -54.11 | 54.11 | 54.11 | 35.22 | 54.11
2016-12-19 06:00:00 | 0.50444 | 0.52615 | 0.46874 | 66.7 | -66.7 | 66.7 | 172.53 | -130.2 | 1000 | 1000 | -66.7 | 66.7 | 66.7 | 42.07 | 66.7
2016-12-19 07:00:00 | 0.50122 | 0.52308 | 0.67301 | 65.38 | -65.38 | 65.38 | 171.21 | -128.88 | 1000 | 1000 | -65.38 | 65.38 | 65.38 | 54.36 | 65.38
2016-12-19 08:00:00 | 0.498 | 0.52 | 0.76549 | 75.1 | -75.1 | 75.1 | 180.93 | -138.6 | 1000 | 1000 | -75.1 | 75.1 | 75.1 | 56.93 | 75.1
2016-12-19 09:00:00 | 0.49157 | 0.51385 | 0.7631 | 74.99 | -74.99 | 74.99 | 180.82 | -138.49 | 1000 | 1000 | -74.99 | 74.99 | 74.99 | 56.31 | 74.99
2016-12-19 10:00:00 | 0.47548 | 0.49846 | 0.73645 | 72.19 | -72.19 | 72.19 | 178.02 | -135.69 | 1000 | 1000 | -72.19 | 72.19 | 72.19 | 58.63 | 72.19
2016-12-19 11:00:00 | 0.46582 | 0.48923 | 0.75244 | 70.8 | -70.8 | 70.8 | 176.63 | -134.3 | 1000 | 1000 | -70.8 | 70.8 | 70.8 | 55.92 | 70.8
2016-12-19 12:00:00 | 0.45939 | 0.48308 | 0.78569 | 71.48 | -71.48 | 71.48 | 177.31 | -134.98 | 1000 | 1000 | -71.48 | 71.48 | 71.48 | 54.9 | 71.48
2016-12-19 13:00:00 | 0.44652 | 0.47077 | 0.74358 | 70.82 | -70.82 | 70.82 | 176.65 | -134.32 | 1000 | 1000 | -70.82 | 70.82 | 70.82 | 55.99 | 70.82
2016-12-19 14:00:00 | 0.44652 | 0.47077 | 0.6716 | 72.99 | -72.99 | 72.99 | 178.82 | -136.49 | 1000 | 1000 | -72.99 | 72.99 | 72.99 | 55.6 | 72.99
2016-12-19 15:00:00 | 0.44652 | 0.47077 | 0.6447 | 69.24 | -69.24 | 69.24 | 175.07 | -132.74 | 1000 | 1000 | -69.24 | 69.24 | 69.24 | 55.75 | 69.24
2016-12-19 16:00:00 | 0.45939 | 0.48308 | 0.65698 | 79.46 | -79.46 | 79.46 | 185.29 | -142.96 | 1000 | 1000 | -79.46 | 79.46 | 79.46 | 58.07 | 79.46
2016-12-19 17:00:00 | 0.4433 | 0.46769 | 0.76076 | 66 | -66 | 66 | 171.83 | -129.5 | 1000 | 1000 | -66 | 66 | 66 | 64.89 | 66
2016-12-19 18:00:00 | 0.45617 | 0.48 | 0.8848 | 67 | -67 | 67 | 172.83 | -130.5 | 1000 | 1000 | -67 | 67 | 67 | 59.91 | 67
2016-12-19 19:00:00 | 0.45939 | 0.48308 | 0.92169 | 50.94 | -50.94 | 50.94 | 156.77 | -114.44 | 1000 | 1000 | -50.94 | 50.94 | 50.94 | 53.84 | 50.94
2016-12-19 20:00:00 | 0.45939 | 0.48308 | 0.81915 | 40.16 | -40.16 | 40.16 | 145.99 | -103.66 | 1000 | 1000 | -40.16 | 40.16 | 40.16 | 48.75 | 40.16
2016-12-19 21:00:00 | 0.47226 | 0.49538 | 0.69019 | 40.05 | -40.05 | 40.05 | 145.88 | -103.55 | 1000 | 1000 | -40.05 | 40.05 | 40.05 | 41.68 | 40.05
2016-12-19 22:00:00 | 0.47226 | 0.49538 | 0.57811 | 35.74 | -35.74 | 35.74 | 141.57 | -99.24 | 1000 | 1000 | -35.74 | 35.74 | 35.74 | 39.68 | 35.74
2016-12-19 23:00:00 | 0.47548 | 0.49846 | 0.44327 | 37.49 | -37.49 | 37.49 | 143.32 | -100.99 | 1000 | 1000 | -37.49 | 37.49 | 37.49 | 38.67 | 37.49
2016-12-20 00:00:00 | 0.47548 | 0.49846 | 0.31267 | 37.06 | -37.06 | 37.06 | 142.89 | -100.56 | 1000 | 1000 | -37.06 | 37.06 | 37.06 | 38.53 | 37.06
2016-12-20 01:00:00 | 0.48191 | 0.50462 | 0.2388 | 37.06 | -37.06 | 37.06 | 142.89 | -100.56 | 1000 | 1000 | -37.06 | 37.06 | 37.06 | 36.59 | 37.06
2016-12-20 02:00:00 | 0.51087 | 0.53231 | 0.2191 | 34.96 | -34.96 | 34.96 | 140.79 | -98.46 | 1000 | 1000 | -34.96 | 34.96 | 34.96 | 35.21 | 34.96
2016-12-20 03:00:00 | 0.57202 | 0.59077 | 0.21612 | 37 | -37 | 37 | 142.83 | -100.5 | 1000 | 1000 | -37 | 37 | 37 | 32.91 | 37
2016-12-20 04:00:00 | 0.61063 | 0.62769 | 0.22876 | 38.14 | -38.14 | 38.14 | 143.97 | -101.64 | 1000 | 1000 | -38.14 | 38.14 | 38.14 | 33.39 | 38.14
2016-12-20 05:00:00 | 0.60098 | 0.61846 | 0.26928 | 43.27 | -43.27 | 43.27 | 149.1 | -106.77 | 1000 | 1000 | -43.27 | 43.27 | 43.27 | 37.56 | 43.27
2016-12-20 06:00:00 | 0.60419 | 0.62154 | 0.46874 | 55.94 | -55.94 | 55.94 | 161.77 | -119.44 | 1000 | 1000 | -55.94 | 55.94 | 55.94 | 41.09 | 55.94
2016-12-20 07:00:00 | 0.60098 | 0.61846 | 0.67301 | 55.95 | -55.95 | 55.95 | 161.78 | -119.45 | 1000 | 1000 | -55.95 | 55.95 | 55.95 | 49.13 | 55.95
2016-12-20 08:00:00 | 0.59776 | 0.61538 | 0.76549 | 58.13 | -58.13 | 58.13 | 163.96 | -121.63 | 1000 | 1000 | -58.13 | 58.13 | 58.13 | 48.63 | 58.13
2016-12-20 09:00:00 | 0.57845 | 0.59692 | 0.7631 | 54.97 | -54.97 | 54.97 | 160.8 | -118.47 | 1000 | 1000 | -54.97 | 54.97 | 54.97 | 51.45 | 54.97
2016-12-20 10:00:00 | 0.57523 | 0.59385 | 0.73645 | 58.92 | -58.92 | 58.92 | 164.75 | -122.42 | 1000 | 1000 | -58.92 | 58.92 | 58.92 | 53.19 | 58.92
2016-12-20 11:00:00 | 0.57523 | 0.59385 | 0.75244 | 54.91 | -54.91 | 54.91 | 160.74 | -118.41 | 1000 | 1000 | -54.91 | 54.91 | 54.91 | 54.52 | 54.91
2016-12-20 12:00:00 | 0.5688 | 0.58769 | 0.78569 | 58.53 | -58.53 | 58.53 | 164.36 | -122.03 | 1000 | 1000 | -58.53 | 58.53 | 58.53 | 52.43 | 58.53
2016-12-20 13:00:00 | 0.57523 | 0.59385 | 0.74358 | 58.17 | -58.17 | 58.17 | 164 | -121.67 | 1000 | 1000 | -58.17 | 58.17 | 58.17 | 53.19 | 58.17
2016-12-20 14:00:00 | 0.57523 | 0.59385 | 0.6716 | 54.97 | -54.97 | 54.97 | 160.8 | -118.47 | 1000 | 1000 | -54.97 | 54.97 | 54.97 | 51.19 | 54.97
2016-12-20 15:00:00 | 0.57845 | 0.59692 | 0.6447 | 57.82 | -57.82 | 57.82 | 163.65 | -121.32 | 1000 | 1000 | -57.82 | 57.82 | 57.82 | 49.49 | 57.82
2016-12-20 16:00:00 | 0.57845 | 0.59692 | 0.65698 | 66.33 | -66.33 | 66.33 | 172.16 | -129.83 | 1000 | 1000 | -66.33 | 66.33 | 66.33 | 51.19 | 66.33
2016-12-20 17:00:00 | 0.58167 | 0.6 | 0.76076 | 58.91 | -58.91 | 58.91 | 164.74 | -122.41 | 1000 | 1000 | -58.91 | 58.91 | 58.91 | 61.19 | 58.91
2016-12-20 18:00:00 | 0.57845 | 0.59692 | 0.8848 | 55.09 | -55.09 | 55.09 | 160.92 | -118.59 | 1000 | 1000 | -55.09 | 55.09 | 55.09 | 59.81 | 55.09
2016-12-20 19:00:00 | 0.57202 | 0.59077 | 0.92169 | 43.53 | -43.53 | 43.53 | 149.36 | -107.03 | 1000 | 1000 | -43.53 | 43.53 | 43.53 | 59.24 | 43.53
2016-12-20 20:00:00 | 0.57523 | 0.59385 | 0.81915 | 39.27 | -39.27 | 39.27 | 145.1 | -102.77 | 1000 | 1000 | -39.27 | 39.27 | 39.27 | 53.02 | 39.27
2016-12-20 21:00:00 | 0.57523 | 0.59385 | 0.69019 | 39.04 | -39.04 | 39.04 | 144.87 | -102.54 | 1000 | 1000 | -39.04 | 39.04 | 39.04 | 47.75 | 39.04
2016-12-20 22:00:00 | 0.57523 | 0.59385 | 0.57811 | 36.34 | -36.34 | 36.34 | 142.17 | -99.84 | 1000 | 1000 | -36.34 | 36.34 | 36.34 | 47.11 | 36.34
2016-12-20 23:00:00 | 0.58167 | 0.6 | 0.44327 | 31.88 | -31.88 | 31.88 | 137.71 | -95.38 | 1000 | 1000 | -31.88 | 31.88 | 31.88 | 43.14 | 31.88
2016-12-21 00:00:00 | 0.58167 | 0.6 | 0.31267 | 31.35 | -31.35 | 31.35 | 137.18 | -94.85 | 1000 | 1000 | -31.35 | 31.35 | 31.35 | 42.05 | 31.35
2016-12-21 01:00:00 | 0.58167 | 0.6 | 0.2388 | 31.74 | -31.74 | 31.74 | 137.57 | -95.24 | 1000 | 1000 | -31.74 | 31.74 | 31.74 | 39.05 | 31.74
2016-12-21 02:00:00 | 0.58167 | 0.6 | 0.2191 | 31.35 | -31.35 | 31.35 | 137.18 | -94.85 | 1000 | 1000 | -31.35 | 31.35 | 31.35 | 38.23 | 31.35
2016-12-21 03:00:00 | 0.57523 | 0.59385 | 0.21612 | 31.34 | -31.34 | 31.34 | 137.17 | -94.84 | 1000 | 1000 | -31.34 | 31.34 | 31.34 | 35.03 | 31.34
2016-12-21 04:00:00 | 0.57202 | 0.59077 | 0.22876 | 31.34 | -31.34 | 31.34 | 137.17 | -94.84 | 1000 | 1000 | -31.34 | 31.34 | 31.34 | 36.11 | 31.34
2016-12-21 05:00:00 | 0.57523 | 0.59385 | 0.26928 | 36.09 | -36.09 | 36.09 | 141.92 | -99.59 | 1000 | 1000 | -36.09 | 36.09 | 36.09 | 38.17 | 36.09
2016-12-21 06:00:00 | 0.59454 | 0.61231 | 0.46874 | 46.97 | -46.97 | 46.97 | 152.8 | -110.47 | 1000 | 1000 | -46.97 | 46.97 | 46.97 | 42.85 | 46.97
2016-12-21 07:00:00 | 0.60741 | 0.62462 | 0.67301 | 49.97 | -49.97 | 49.97 | 155.8 | -113.47 | 1000 | 1000 | -49.97 | 49.97 | 49.97 | 49.08 | 49.97
2016-12-21 08:00:00 | 0.60741 | 0.62462 | 0.76549 | 46.27 | -46.27 | 46.27 | 152.1 | -109.77 | 1000 | 1000 | -46.27 | 46.27 | 46.27 | 53.22 | 46.27
2016-12-21 09:00:00 | 0.60741 | 0.62462 | 0.7631 | 46.9 | -46.9 | 46.9 | 152.73 | -110.4 | 1000 | 1000 | -46.9 | 46.9 | 46.9 | 54.42 | 46.9
2016-12-21 10:00:00 | 0.60419 | 0.62154 | 0.73645 | 43.96 | -43.96 | 43.96 | 149.79 | -107.46 | 1000 | 1000 | -43.96 | 43.96 | 43.96 | 53.27 | 43.96
2016-12-21 11:00:00 | 0.60098 | 0.61846 | 0.75244 | 39.53 | -39.53 | 39.53 | 145.36 | -103.03 | 1000 | 1000 | -39.53 | 39.53 | 39.53 | 55.5 | 39.53
2016-12-21 12:00:00 | 0.59776 | 0.61538 | 0.78569 | 39.38 | -39.38 | 39.38 | 145.21 | -102.88 | 1000 | 1000 | -39.38 | 39.38 | 39.38 | 56.4 | 39.38
2016-12-21 13:00:00 | 0.59776 | 0.61538 | 0.74358 | 41.97 | -41.97 | 41.97 | 147.8 | -105.47 | 1000 | 1000 | -41.97 | 41.97 | 41.97 | 54.91 | 41.97
2016-12-21 14:00:00 | 0.58811 | 0.60615 | 0.6716 | 47.95 | -47.95 | 47.95 | 153.78 | -111.45 | 1000 | 1000 | -47.95 | 47.95 | 47.95 | 54.49 | 47.95
2016-12-21 15:00:00 | 0.57523 | 0.59385 | 0.6447 | 47.95 | -47.95 | 47.95 | 153.78 | -111.45 | 1000 | 1000 | -47.95 | 47.95 | 47.95 | 54.45 | 47.95
2016-12-21 16:00:00 | 0.56236 | 0.58154 | 0.65698 | 48.95 | -48.95 | 48.95 | 154.78 | -112.45 | 1000 | 1000 | -48.95 | 48.95 | 48.95 | 55.46 | 48.95
2016-12-21 17:00:00 | 0.57845 | 0.59692 | 0.76076 | 47 | -47 | 47 | 152.83 | -110.5 | 1000 | 1000 | -47 | 47 | 47 | 62.4 | 47
2016-12-21 18:00:00 | 0.58167 | 0.6 | 0.8848 | 44.62 | -44.62 | 44.62 | 150.45 | -108.12 | 1000 | 1000 | -44.62 | 44.62 | 44.62 | 62.96 | 44.62
2016-12-21 19:00:00 | 0.57845 | 0.59692 | 0.92169 | 39.05 | -39.05 | 39.05 | 144.88 | -102.55 | 1000 | 1000 | -39.05 | 39.05 | 39.05 | 58.96 | 39.05
2016-12-21 20:00:00 | 0.58167 | 0.6 | 0.81915 | 37.22 | -37.22 | 37.22 | 143.05 | -100.72 | 1000 | 1000 | -37.22 | 37.22 | 37.22 | 54.91 | 37.22
2016-12-21 21:00:00 | 0.58489 | 0.60308 | 0.69019 | 34.57 | -34.57 | 34.57 | 140.4 | -98.07 | 1000 | 1000 | -34.57 | 34.57 | 34.57 | 49.59 | 34.57
2016-12-21 22:00:00 | 0.60098 | 0.61846 | 0.57811 | 33.94 | -33.94 | 33.94 | 139.77 | -97.44 | 1000 | 1000 | -33.94 | 33.94 | 33.94 | 48 | 33.94
2016-12-21 23:00:00 | 0.61385 | 0.63077 | 0.44327 | 34.34 | -34.34 | 34.34 | 140.17 | -97.84 | 1000 | 1000 | -34.34 | 34.34 | 34.34 | 46.36 | 34.34
2016-12-22 00:00:00 | 0.60741 | 0.62462 | 0.31267 | 32.72 | -32.72 | 32.72 | 138.55 | -96.22 | 1000 | 1000 | -32.72 | 32.72 | 32.72 | 42.87 | 32.72
2016-12-22 01:00:00 | 0.61707 | 0.63385 | 0.2388 | 33.34 | -33.34 | 33.34 | 139.17 | -96.84 | 1000 | 1000 | -33.34 | 33.34 | 33.34 | 39.94 | 33.34
2016-12-22 02:00:00 | 0.61385 | 0.63077 | 0.2191 | 34.42 | -34.42 | 34.42 | 140.25 | -97.92 | 1000 | 1000 | -34.42 | 34.42 | 34.42 | 36.98 | 34.42
2016-12-22 03:00:00 | 0.61707 | 0.63385 | 0.21612 | 34.9 | -34.9 | 34.9 | 140.73 | -98.4 | 1000 | 1000 | -34.9 | 34.9 | 34.9 | 33.22 | 34.9
2016-12-22 04:00:00 | 0.62672 | 0.64308 | 0.22876 | 36.03 | -36.03 | 36.03 | 141.86 | -99.53 | 1000 | 1000 | -36.03 | 36.03 | 36.03 | 33.53 | 36.03
2016-12-22 05:00:00 | 0.62672 | 0.64308 | 0.26928 | 41.88 | -41.88 | 41.88 | 147.71 | -105.38 | 1000 | 1000 | -41.88 | 41.88 | 41.88 | 37.62 | 41.88
2016-12-22 06:00:00 | 0.63316 | 0.64923 | 0.46874 | 51.84 | -51.84 | 51.84 | 157.67 | -115.34 | 1000 | 1000 | -51.84 | 51.84 | 51.84 | 44.4 | 51.84
2016-12-22 07:00:00 | 0.61707 | 0.63385 | 0.67301 | 51.78 | -51.78 | 51.78 | 157.61 | -115.28 | 1000 | 1000 | -51.78 | 51.78 | 51.78 | 54.41 | 51.78
2016-12-22 08:00:00 | 0.60419 | 0.62154 | 0.76549 | 50.99 | -50.99 | 50.99 | 156.82 | -114.49 | 1000 | 1000 | -50.99 | 50.99 | 50.99 | 55.81 | 50.99
2016-12-22 09:00:00 | 0.58811 | 0.60615 | 0.7631 | 55.62 | -55.62 | 55.62 | 161.45 | -119.12 | 1000 | 1000 | -55.62 | 55.62 | 55.62 | 56.08 | 55.62
2016-12-22 10:00:00 | 0.57202 | 0.59077 | 0.73645 | 54.26 | -54.26 | 54.26 | 160.09 | -117.76 | 1000 | 1000 | -54.26 | 54.26 | 54.26 | 57.44 | 54.26
2016-12-22 11:00:00 | 0.55593 | 0.57538 | 0.75244 | 51.4 | -51.4 | 51.4 | 157.23 | -114.9 | 1000 | 1000 | -51.4 | 51.4 | 51.4 | 56.35 | 51.4
2016-12-22 12:00:00 | 0.53662 | 0.55692 | 0.78569 | 50.94 | -50.94 | 50.94 | 156.77 | -114.44 | 1000 | 1000 | -50.94 | 50.94 | 50.94 | 54.48 | 50.94
2016-12-22 13:00:00 | 0.53018 | 0.55077 | 0.74358 | 50.93 | -50.93 | 50.93 | 156.76 | -114.43 | 1000 | 1000 | -50.93 | 50.93 | 50.93 | 55.14 | 50.93
2016-12-22 14:00:00 | 0.53018 | 0.55077 | 0.6716 | 51.97 | -51.97 | 51.97 | 157.8 | -115.47 | 1000 | 1000 | -51.97 | 51.97 | 51.97 | 53.91 | 51.97
2016-12-22 15:00:00 | 0.53662 | 0.55692 | 0.6447 | 56.7 | -56.7 | 56.7 | 162.53 | -120.2 | 1000 | 1000 | -56.7 | 56.7 | 56.7 | 51.39 | 56.7
2016-12-22 16:00:00 | 0.53984 | 0.56 | 0.65698 | 54.46 | -54.46 | 54.46 | 160.29 | -117.96 | 1000 | 1000 | -54.46 | 54.46 | 54.46 | 54.95 | 54.46
2016-12-22 17:00:00 | 0.53662 | 0.55692 | 0.76076 | 54.92 | -54.92 | 54.92 | 160.75 | -118.42 | 1000 | 1000 | -54.92 | 54.92 | 54.92 | 59.6 | 54.92
2016-12-22 18:00:00 | 0.5334 | 0.55385 | 0.8848 | 51 | -51 | 51 | 156.83 | -114.5 | 1000 | 1000 | -51 | 51 | 51 | 61.19 | 51
2016-12-22 19:00:00 | 0.52053 | 0.54154 | 0.92169 | 39.94 | -39.94 | 39.94 | 145.77 | -103.44 | 1000 | 1000 | -39.94 | 39.94 | 39.94 | 59.06 | 39.94
2016-12-22 20:00:00 | 0.52375 | 0.54462 | 0.81915 | 37.66 | -37.66 | 37.66 | 143.49 | -101.16 | 1000 | 1000 | -37.66 | 37.66 | 37.66 | 53.2 | 37.66
2016-12-22 21:00:00 | 0.51087 | 0.53231 | 0.69019 | 38.62 | -38.62 | 38.62 | 144.45 | -102.12 | 1000 | 1000 | -38.62 | 38.62 | 38.62 | 49.5 | 38.62
2016-12-22 22:00:00 | 0.50766 | 0.52923 | 0.57811 | 34.95 | -34.95 | 34.95 | 140.78 | -98.45 | 1000 | 1000 | -34.95 | 34.95 | 34.95 | 47.5 | 34.95
2016-12-22 23:00:00 | 0.51087 | 0.53231 | 0.44327 | 29.02 | -29.02 | 29.02 | 134.85 | -92.52 | 1000 | 1000 | -29.02 | 29.02 | 29.02 | 43.07 | 29.02
2016-12-23 00:00:00 | 0.50444 | 0.52615 | 0.31267 | 29.58 | -29.58 | 29.58 | 135.41 | -93.08 | 1000 | 1000 | -29.58 | 29.58 | 29.58 | 41.85 | 29.58
2016-12-23 01:00:00 | 0.50444 | 0.52615 | 0.2388 | 27.58 | -27.58 | 27.58 | 133.41 | -91.08 | 1000 | 1000 | -27.58 | 27.58 | 27.58 | 40.46 | 27.58
2016-12-23 02:00:00 | 0.50122 | 0.52308 | 0.2191 | 26.78 | -26.78 | 26.78 | 132.61 | -90.28 | 1000 | 1000 | -26.78 | 26.78 | 26.78 | 37.75 | 26.78
2016-12-23 03:00:00 | 0.49479 | 0.51692 | 0.21612 | 29.02 | -29.02 | 29.02 | 134.85 | -92.52 | 1000 | 1000 | -29.02 | 29.02 | 29.02 | 35.13 | 29.02
2016-12-23 04:00:00 | 0.4787 | 0.50154 | 0.22876 | 30 | -30 | 30 | 135.83 | -93.5 | 1000 | 1000 | -30 | 30 | 30 | 34.03 | 30
2016-12-23 05:00:00 | 0.46904 | 0.49231 | 0.26928 | 36.3 | -36.3 | 36.3 | 142.13 | -99.8 | 1000 | 1000 | -36.3 | 36.3 | 36.3 | 37.44 | 36.3
2016-12-23 06:00:00 | 0.46261 | 0.48615 | 0.46874 | 45.91 | -45.91 | 45.91 | 151.74 | -109.41 | 1000 | 1000 | -45.91 | 45.91 | 45.91 | 42.74 | 45.91
2016-12-23 07:00:00 | 0.45939 | 0.48308 | 0.67301 | 50.91 | -50.91 | 50.91 | 156.74 | -114.41 | 1000 | 1000 | -50.91 | 50.91 | 50.91 | 49.63 | 50.91
2016-12-23 08:00:00 | 0.45939 | 0.48308 | 0.76549 | 51.15 | -51.15 | 51.15 | 156.98 | -114.65 | 1000 | 1000 | -51.15 | 51.15 | 51.15 | 53.34 | 51.15
2016-12-23 09:00:00 | 0.45939 | 0.48308 | 0.7631 | 50.98 | -50.98 | 50.98 | 156.81 | -114.48 | 1000 | 1000 | -50.98 | 50.98 | 50.98 | 54.31 | 50.98
2016-12-23 10:00:00 | 0.4433 | 0.46769 | 0.73645 | 48.89 | -48.89 | 48.89 | 154.72 | -112.39 | 1000 | 1000 | -48.89 | 48.89 | 48.89 | 53.31 | 48.89
2016-12-23 11:00:00 | 0.43686 | 0.46154 | 0.75244 | 45.91 | -45.91 | 45.91 | 151.74 | -109.41 | 1000 | 1000 | -45.91 | 45.91 | 45.91 | 54.45 | 45.91
2016-12-23 12:00:00 | 0.43364 | 0.45846 | 0.78569 | 45.12 | -45.12 | 45.12 | 150.95 | -108.62 | 1000 | 1000 | -45.12 | 45.12 | 45.12 | 54.26 | 45.12
2016-12-23 13:00:00 | 0.43364 | 0.45846 | 0.74358 | 44.95 | -44.95 | 44.95 | 150.78 | -108.45 | 1000 | 1000 | -44.95 | 44.95 | 44.95 | 50.46 | 44.95
2016-12-23 14:00:00 | 0.44008 | 0.46462 | 0.6716 | 44.96 | -44.96 | 44.96 | 150.79 | -108.46 | 1000 | 1000 | -44.96 | 44.96 | 44.96 | 45.35 | 44.96
2016-12-23 15:00:00 | 0.44652 | 0.47077 | 0.6447 | 46.96 | -46.96 | 46.96 | 152.79 | -110.46 | 1000 | 1000 | -46.96 | 46.96 | 46.96 | 42.67 | 46.96
2016-12-23 16:00:00 | 0.4433 | 0.46769 | 0.65698 | 48.39 | -48.39 | 48.39 | 154.22 | -111.89 | 1000 | 1000 | -48.39 | 48.39 | 48.39 | 46.67 | 48.39
2016-12-23 17:00:00 | 0.44973 | 0.47385 | 0.76076 | 40.84 | -40.84 | 40.84 | 146.67 | -104.34 | 1000 | 1000 | -40.84 | 40.84 | 40.84 | 53.95 | 40.84
2016-12-23 18:00:00 | 0.44973 | 0.47385 | 0.8848 | 38.15 | -38.15 | 38.15 | 143.98 | -101.65 | 1000 | 1000 | -38.15 | 38.15 | 38.15 | 54.18 | 38.15
2016-12-23 19:00:00 | 0.4433 | 0.46769 | 0.92169 | 36.28 | -36.28 | 36.28 | 142.11 | -99.78 | 1000 | 1000 | -36.28 | 36.28 | 36.28 | 53.19 | 36.28
2016-12-23 20:00:00 | 0.4433 | 0.46769 | 0.81915 | 33 | -33 | 33 | 138.83 | -96.5 | 1000 | 1000 | -33 | 33 | 33 | 49.83 | 33
2016-12-23 21:00:00 | 0.44973 | 0.47385 | 0.69019 | 27.57 | -27.57 | 27.57 | 133.4 | -91.07 | 1000 | 1000 | -27.57 | 27.57 | 27.57 | 44 | 27.57
2016-12-23 22:00:00 | 0.4787 | 0.50154 | 0.57811 | 7.82 | -7.82 | 7.82 | 113.65 | -71.32 | 1000 | 1000 | -7.82 | 7.82 | 7.82 | 45.1 | 7.82
2016-12-23 23:00:00 | 0.49157 | 0.51385 | 0.44327 | 10.38 | -10.38 | 10.38 | 116.21 | -73.88 | 1000 | 1000 | -10.38 | 10.38 | 10.38 | 41.6 | 10.38
2016-12-24 00:00:00 | 0.498 | 0.52 | 0.36334 | 3.71 | -3.71 | 3.71 | 109.54 | -67.21 | 1000 | 1000 | -3.71 | 3.71 | 3.71 | 24.3 | 3.71
2016-12-24 01:00:00 | 0.49157 | 0.51385 | 0.30185 | -7.62 | 7.62 | -7.62 | 98.21 | -55.88 | -7.62 | -7.62 | 7.62 | -7.62 | -7.62 | 19.14 | -7.62
2016-12-24 02:00:00 | 0.50766 | 0.52923 | 0.247 | -2.57 | 2.57 | -2.57 | 103.26 | -60.93 | -2.57 | -2.57 | 2.57 | -2.57 | -2.57 | 17.16 | -2.57
2016-12-24 03:00:00 | 0.50766 | 0.52923 | 0.23565 | 8.47 | -8.47 | 8.47 | 114.3 | -71.97 | 1000 | 1000 | -8.47 | 8.47 | 8.47 | 12.96 | 8.47
2016-12-24 04:00:00 | 0.50444 | 0.52615 | 0.23258 | 8.59 | -8.59 | 8.59 | 114.42 | -72.09 | 1000 | 1000 | -8.59 | 8.59 | 8.59 | 12.96 | 8.59
2016-12-24 05:00:00 | 0.50122 | 0.52308 | 0.24426 | 3.97 | -3.97 | 3.97 | 109.8 | -67.47 | 1000 | 1000 | -3.97 | 3.97 | 3.97 | 12.23 | 3.97
2016-12-24 06:00:00 | 0.49157 | 0.51385 | 0.30966 | 8.69 | -8.69 | 8.69 | 114.52 | -72.19 | 1000 | 1000 | -8.69 | 8.69 | 8.69 | 12.91 | 8.69
2016-12-24 07:00:00 | 0.4787 | 0.50154 | 0.47243 | 15.99 | -15.99 | 15.99 | 121.82 | -79.49 | 1000 | 1000 | -15.99 | 15.99 | 15.99 | 18.37 | 15.99
2016-12-24 08:00:00 | 0.45617 | 0.48 | 0.68704 | 20.36 | -20.36 | 20.36 | 126.19 | -83.86 | 1000 | 1000 | -20.36 | 20.36 | 20.36 | 26.73 | 20.36
2016-12-24 09:00:00 | 0.43686 | 0.46154 | 0.80606 | 21 | -21 | 21 | 126.83 | -84.5 | 1000 | 1000 | -21 | 21 | 21 | 32.11 | 21
2016-12-24 10:00:00 | 0.41434 | 0.44 | 0.84283 | 20.02 | -20.02 | 20.02 | 125.85 | -83.52 | 1000 | 1000 | -20.02 | 20.02 | 20.02 | 33.9 | 20.02
2016-12-24 11:00:00 | 0.39825 | 0.42462 | 0.87704 | 18.04 | -18.04 | 18.04 | 123.87 | -81.54 | 1000 | 1000 | -18.04 | 18.04 | 18.04 | 35.88 | 18.04
2016-12-24 12:00:00 | 0.39181 | 0.41846 | 0.91636 | 15.3 | -15.3 | 15.3 | 121.13 | -78.8 | 1000 | 1000 | -15.3 | 15.3 | 15.3 | 35.44 | 15.3
2016-12-24 13:00:00 | 0.38538 | 0.41231 | 0.88755 | 10.41 | -10.41 | 10.41 | 116.24 | -73.91 | 1000 | 1000 | -10.41 | 10.41 | 10.41 | 33.08 | 10.41
2016-12-24 14:00:00 | 0.38216 | 0.40923 | 0.79022 | 10.51 | -10.51 | 10.51 | 116.34 | -74.01 | 1000 | 1000 | -10.51 | 10.51 | 10.51 | 31.65 | 10.51
2016-12-24 15:00:00 | 0.37894 | 0.40615 | 0.71445 | 13.79 | -13.79 | 13.79 | 119.62 | -77.29 | 1000 | 1000 | -13.79 | 13.79 | 13.79 | 31.59 | 13.79
2016-12-24 16:00:00 | 0.38538 | 0.41231 | 0.70607 | 13.69 | -13.69 | 13.69 | 119.52 | -77.19 | 1000 | 1000 | -13.69 | 13.69 | 13.69 | 32.92 | 13.69
2016-12-24 17:00:00 | 0.39503 | 0.42154 | 0.8672 | 8.67 | -8.67 | 8.67 | 114.5 | -72.17 | 1000 | 1000 | -8.67 | 8.67 | 8.67 | 42.31 | 8.67
2016-12-24 18:00:00 | 0.43043 | 0.45538 | 0.99703 | 2.16 | -2.16 | 2.16 | 107.99 | -65.66 | 1000 | 1000 | -2.16 | 2.16 | 2.16 | 44.08 | 2.16
2016-12-24 19:00:00 | 0.4433 | 0.46769 | 1 | 2.93 | -2.93 | 2.93 | 108.76 | -66.43 | 1000 | 1000 | -2.93 | 2.93 | 2.93 | 35.31 | 2.93
2016-12-24 20:00:00 | 0.42721 | 0.45231 | 0.83309 | 0.11 | -0.10999 | 0.11 | 105.94 | -63.61 | 1000 | 1000 | -0.11 | 0.11 | 0.11 | 32.95 | 0.11
2016-12-24 21:00:00 | 0.41434 | 0.44 | 0.66229 | 8.31 | -8.31 | 8.31 | 114.14 | -71.81 | 1000 | 1000 | -8.31 | 8.31 | 8.31 | 30.75 | 8.31
2016-12-24 22:00:00 | 0.40147 | 0.42769 | 0.60399 | -12.05 | 12.05 | -12.05 | 93.78 | -51.45 | -12.05 | -12.05 | 12.05 | -12.05 | -12.05 | 35.88 | -12.05
2016-12-24 23:00:00 | 0.39825 | 0.42462 | 0.51572 | -18.07 | 18.07 | -18.07 | 87.76 | -45.43 | -18.07 | -18.07 | 18.07 | -18.07 | -18.07 | 31.11 | -18.07
2016-12-25 00:00:00 | 0.4079 | 0.43385 | 0.39659 | -36.1 | 36.1 | -36.1 | 69.73 | -27.4 | -36.1 | -36.1 | 36.1 | -36.1 | -36.1 | 19.66 | -36.1
2016-12-25 01:00:00 | 0.44008 | 0.46462 | 0.29555 | -38.78 | 38.78 | -38.78 | 67.05 | -24.72 | -38.78 | -38.78 | 38.78 | -38.78 | -38.78 | 13.15 | -38.78
2016-12-25 02:00:00 | 0.43043 | 0.45538 | 0.24054 | -26.87 | 26.87 | -26.87 | 78.96 | -36.63 | -26.87 | -26.87 | 26.87 | -26.87 | -26.87 | 7.81 | -26.87
2016-12-25 03:00:00 | 0.42721 | 0.45231 | 0.21979 | -15.06 | 15.06 | -15.06 | 90.77 | -48.44 | -15.06 | -15.06 | 15.06 | -15.06 | -15.06 | -0.1 | -15.06
2016-12-25 04:00:00 | 0.42721 | 0.45231 | 0.20895 | -12.1 | 12.1 | -12.1 | 93.73 | -51.4 | -12.1 | -12.1 | 12.1 | -12.1 | -12.1 | 0.06 | -12.1
2016-12-25 05:00:00 | 0.44652 | 0.47077 | 0.2107 | -30.07 | 30.07 | -30.07 | 75.76 | -33.43 | -30.07 | -30.07 | 30.07 | -30.07 | -30.07 | -0.04 | -30.07
2016-12-25 06:00:00 | 0.45295 | 0.47692 | 0.22636 | -4.02 | 4.02 | -4.02 | 101.81 | -59.48 | -4.02 | -4.02 | 4.02 | -4.02 | -4.02 | -10.1 | -4.02
2016-12-25 07:00:00 | 0.44008 | 0.46462 | 0.26686 | 0.1 | -0.09999 | 0.1 | 105.93 | -63.6 | 1000 | 1000 | -0.1 | 0.1 | 0.1 | 0.93 | 0.1
2016-12-25 08:00:00 | 0.43686 | 0.46154 | 0.42994 | 10.6 | -10.6 | 10.6 | 116.43 | -74.1 | 1000 | 1000 | -10.6 | 10.6 | 10.6 | 13.61 | 10.6
2016-12-25 09:00:00 | 0.42399 | 0.44923 | 0.65048 | 13.49 | -13.49 | 13.49 | 119.32 | -76.99 | 1000 | 1000 | -13.49 | 13.49 | 13.49 | 16.94 | 13.49
2016-12-25 10:00:00 | 0.39181 | 0.41846 | 0.81425 | 13.67 | -13.67 | 13.67 | 119.5 | -77.17 | 1000 | 1000 | -13.67 | 13.67 | 13.67 | 22.81 | 13.67
2016-12-25 11:00:00 | 0.35963 | 0.38769 | 0.94383 | 8.76 | -8.76 | 8.76 | 114.59 | -72.26 | 1000 | 1000 | -8.76 | 8.76 | 8.76 | 26.22 | 8.76
2016-12-25 12:00:00 | 0.33389 | 0.36308 | 0.96576 | 0.13 | -0.12999 | 0.13 | 105.96 | -63.63 | 1000 | 1000 | -0.13 | 0.13 | 0.13 | 24.87 | 0.13
2016-12-25 13:00:00 | 0.33067 | 0.36 | 0.82374 | -0.1 | 0.10001 | -0.1 | 105.73 | -63.4 | -0.1 | -0.1 | 0.1 | -0.1 | -0.1 | 22.33 | -0.1
2016-12-25 14:00:00 | 0.33067 | 0.36 | 0.65983 | 0.08 | -0.07999 | 0.08 | 105.91 | -63.58 | 1000 | 1000 | -0.08 | 0.08 | 0.08 | 19.62 | 0.08
2016-12-25 15:00:00 | 0.32424 | 0.35385 | 0.56761 | 8.67 | -8.67 | 8.67 | 114.5 | -72.17 | 1000 | 1000 | -8.67 | 8.67 | 8.67 | 18.89 | 8.67
2016-12-25 16:00:00 | 0.29849 | 0.32923 | 0.52133 | 13.63 | -13.63 | 13.63 | 119.46 | -77.13 | 1000 | 1000 | -13.63 | 13.63 | 13.63 | 22.49 | 13.63
2016-12-25 17:00:00 | 0.28562 | 0.31692 | 0.61979 | 10.7 | -10.7 | 10.7 | 116.53 | -74.2 | 1000 | 1000 | -10.7 | 10.7 | 10.7 | 30.09 | 10.7
2016-12-25 18:00:00 | 0.27275 | 0.30462 | 0.76472 | 8.98 | -8.98 | 8.98 | 114.81 | -72.48 | 1000 | 1000 | -8.98 | 8.98 | 8.98 | 33.97 | 8.98
2016-12-25 19:00:00 | 0.26953 | 0.30154 | 0.85205 | 10.67 | -10.67 | 10.67 | 116.5 | -74.17 | 1000 | 1000 | -10.67 | 10.67 | 10.67 | 26 | 10.67
2016-12-25 20:00:00 | 0.27275 | 0.30462 | 0.77783 | 9.94 | -9.94 | 9.94 | 115.77 | -73.44 | 1000 | 1000 | -9.94 | 9.94 | 9.94 | 22.43 | 9.94
2016-12-25 21:00:00 | 0.27597 | 0.30769 | 0.66127 | 10.02 | -10.02 | 10.02 | 115.85 | -73.52 | 1000 | 1000 | -10.02 | 10.02 | 10.02 | 21.48 | 10.02
2016-12-25 22:00:00 | 0.27275 | 0.30462 | 0.5638 | -2.95 | 2.95 | -2.95 | 102.88 | -60.55 | -2.95 | -2.95 | 2.95 | -2.95 | -2.95 | 16.99 | -2.95
2016-12-25 23:00:00 | 0.26953 | 0.30154 | 0.42608 | 0.04 | -0.03999 | 0.04 | 105.87 | -63.54 | 1000 | 1000 | -0.04 | 0.04 | 0.04 | 6.37 | 0.04
2016-12-26 00:00:00 | 0.25344 | 0.28615 | 0.39659 | -9.92 | 9.92 | -9.92 | 95.91 | -53.58 | -9.92 | -9.92 | 9.92 | -9.92 | -9.92 | 3.03 | -9.92
2016-12-26 01:00:00 | 0.26309 | 0.29538 | 0.29555 | -14.9 | 14.9 | -14.9 | 90.93 | -48.6 | -14.9 | -14.9 | 14.9 | -14.9 | -14.9 | -10.02 | -14.9
2016-12-26 02:00:00 | 0.26309 | 0.29538 | 0.24054 | -16.09 | 16.09 | -16.09 | 89.74 | -47.41 | -16.09 | -16.09 | 16.09 | -16.09 | -16.09 | -10.04 | -16.09
2016-12-26 03:00:00 | 0.25666 | 0.28923 | 0.21979 | -15.05 | 15.05 | -15.05 | 90.78 | -48.45 | -15.05 | -15.05 | 15.05 | -15.05 | -15.05 | 1.2 | -15.05
2016-12-26 04:00:00 | 0.25988 | 0.29231 | 0.20895 | -51.49 | 51.49 | -51.49 | 54.34 | -12.01 | -51.49 | -51.49 | 51.49 | -51.49 | -51.49 | 3.77 | -51.49
2016-12-26 05:00:00 | 0.27275 | 0.30462 | 0.2107 | -67.07 | 67.07 | -67.07 | 38.76 | 3.57 | -67.07 | -67.07 | 67.07 | -67.07 | -67.07 | 6.99 | -67.07
2016-12-26 06:00:00 | 0.26631 | 0.29846 | 0.22636 | -67.09 | 67.09 | -67.09 | 38.74 | 3.59 | -67.09 | -67.09 | 67.09 | -67.09 | -67.09 | 3.83 | -67.09
2016-12-26 07:00:00 | 0.26309 | 0.29538 | 0.26686 | -54.2 | 54.2 | -54.2 | 51.63 | -9.3 | -54.2 | -54.2 | 54.2 | -54.2 | -54.2 | 12.03 | -54.2
2016-12-26 08:00:00 | 0.25988 | 0.29231 | 0.42994 | -3.08 | 3.08 | -3.08 | 102.75 | -60.42 | -3.08 | -3.08 | 3.08 | -3.08 | -3.08 | 12.5 | -3.08
2016-12-26 09:00:00 | 0.25344 | 0.28615 | 0.65048 | 0.11 | -0.10999 | 0.11 | 105.94 | -63.61 | 1000 | 1000 | -0.11 | 0.11 | 0.11 | 19.53 | 0.11
2016-12-26 10:00:00 | 0.25344 | 0.28615 | 0.81425 | 5.87 | -5.87 | 5.87 | 111.7 | -69.37 | 1000 | 1000 | -5.87 | 5.87 | 5.87 | 41.84 | 5.87
2016-12-26 11:00:00 | 0.25344 | 0.28615 | 0.94383 | 1.05 | -1.05 | 1.05 | 106.88 | -64.55 | 1000 | 1000 | -1.05 | 1.05 | 1.05 | 46 | 1.05
2016-12-26 12:00:00 | 0.32102 | 0.35077 | 0.96576 | -6.71 | 6.71 | -6.71 | 99.12 | -56.79 | -6.71 | -6.71 | 6.71 | -6.71 | -6.71 | 44.44 | -6.71
2016-12-26 13:00:00 | 0.33067 | 0.36 | 0.82374 | -13.31 | 13.31 | -13.31 | 92.52 | -50.19 | -13.31 | -13.31 | 13.31 | -13.31 | -13.31 | 38.2 | -13.31
2016-12-26 14:00:00 | 0.34676 | 0.37538 | 0.65983 | -6.74 | 6.74 | -6.74 | 99.09 | -56.76 | -6.74 | -6.74 | 6.74 | -6.74 | -6.74 | 31.95 | -6.74
2016-12-26 15:00:00 | 0.38538 | 0.41231 | 0.56761 | -2.98 | 2.98 | -2.98 | 102.85 | -60.52 | -2.98 | -2.98 | 2.98 | -2.98 | -2.98 | 35.25 | -2.98
2016-12-26 16:00:00 | 0.42077 | 0.44615 | 0.52133 | 8.78 | -8.78 | 8.78 | 114.61 | -72.28 | 1000 | 1000 | -8.78 | 8.78 | 8.78 | 38 | 8.78
2016-12-26 17:00:00 | 0.42077 | 0.44615 | 0.61979 | 9.68 | -9.68 | 9.68 | 115.51 | -73.18 | 1000 | 1000 | -9.68 | 9.68 | 9.68 | 53.57 | 9.68
2016-12-26 18:00:00 | 0.4433 | 0.46769 | 0.76472 | 10.69 | -10.69 | 10.69 | 116.52 | -74.19 | 1000 | 1000 | -10.69 | 10.69 | 10.69 | 53.95 | 10.69
2016-12-26 19:00:00 | 0.48191 | 0.50462 | 0.85205 | 8.32 | -8.32 | 8.32 | 114.15 | -71.82 | 1000 | 1000 | -8.32 | 8.32 | 8.32 | 54.94 | 8.32
2016-12-26 20:00:00 | 0.46261 | 0.48615 | 0.77783 | -0.91 | 0.91001 | -0.91 | 104.92 | -62.59 | -0.91 | -0.91 | 0.91 | -0.91 | -0.91 | 50.76 | -0.91
2016-12-26 21:00:00 | 0.46582 | 0.48923 | 0.66127 | 4.39 | -4.39 | 4.39 | 110.22 | -67.89 | 1000 | 1000 | -4.39 | 4.39 | 4.39 | 44.74 | 4.39
2016-12-26 22:00:00 | 0.49157 | 0.51385 | 0.5638 | -13.34 | 13.34 | -13.34 | 92.49 | -50.16 | -13.34 | -13.34 | 13.34 | -13.34 | -13.34 | 46.92 | -13.34
2016-12-26 23:00:00 | 0.44652 | 0.47077 | 0.42608 | -13 | 13 | -13 | 92.83 | -50.5 | -13 | -13 | 13 | -13 | -13 | 40.64 | -13
2016-12-27 00:00:00 | 0.43686 | 0.46154 | 0.31267 | -24.92 | 24.92 | -24.92 | 80.91 | -38.58 | -24.92 | -24.92 | 24.92 | -24.92 | -24.92 | 19.56 | -24.92
2016-12-27 01:00:00 | 0.41755 | 0.44308 | 0.2388 | -49.98 | 49.98 | -49.98 | 55.85 | -13.52 | -49.98 | -49.98 | 49.98 | -49.98 | -49.98 | 15.65 | -49.98
2016-12-27 02:00:00 | 0.39181 | 0.41846 | 0.2191 | -53.62 | 53.62 | -53.62 | 52.21 | -9.88 | -53.62 | -53.62 | 53.62 | -53.62 | -53.62 | 12.47 | -53.62
2016-12-27 03:00:00 | 0.4079 | 0.43385 | 0.21612 | -50.19 | 50.19 | -50.19 | 55.64 | -13.31 | -50.19 | -50.19 | 50.19 | -50.19 | -50.19 | 13.19 | -50.19
2016-12-27 04:00:00 | 0.39503 | 0.42154 | 0.22876 | -23.36 | 23.36 | -23.36 | 82.47 | -40.14 | -23.36 | -23.36 | 23.36 | -23.36 | -23.36 | 15.63 | -23.36
2016-12-27 05:00:00 | 0.40468 | 0.43077 | 0.26928 | -12.15 | 12.15 | -12.15 | 93.68 | -51.35 | -12.15 | -12.15 | 12.15 | -12.15 | -12.15 | 21.82 | -12.15
2016-12-27 06:00:00 | 0.3725 | 0.4 | 0.46874 | 8.77 | -8.77 | 8.77 | 114.6 | -72.27 | 1000 | 1000 | -8.77 | 8.77 | 8.77 | 33.69 | 8.77
2016-12-27 07:00:00 | 0.3532 | 0.38154 | 0.67301 | 13.7 | -13.7 | 13.7 | 119.53 | -77.2 | 1000 | 1000 | -13.7 | 13.7 | 13.7 | 39.91 | 13.7
2016-12-27 08:00:00 | 0.35641 | 0.38462 | 0.76549 | 12.17 | -12.17 | 12.17 | 118 | -75.67 | 1000 | 1000 | -12.17 | 12.17 | 12.17 | 44.9 | 12.17
2016-12-27 09:00:00 | 0.35963 | 0.38769 | 0.7631 | 10.63 | -10.63 | 10.63 | 116.46 | -74.13 | 1000 | 1000 | -10.63 | 10.63 | 10.63 | 51.8 | 10.63
2016-12-27 10:00:00 | 0.3532 | 0.38154 | 0.73645 | 10.64 | -10.64 | 10.64 | 116.47 | -74.14 | 1000 | 1000 | -10.64 | 10.64 | 10.64 | 51.65 | 10.64
2016-12-27 11:00:00 | 0.35641 | 0.38462 | 0.75244 | 10.68 | -10.68 | 10.68 | 116.51 | -74.18 | 1000 | 1000 | -10.68 | 10.68 | 10.68 | 52.08 | 10.68
2016-12-27 12:00:00 | 0.36285 | 0.39077 | 0.78569 | 13.75 | -13.75 | 13.75 | 119.58 | -77.25 | 1000 | 1000 | -13.75 | 13.75 | 13.75 | 53.18 | 13.75
2016-12-27 13:00:00 | 0.36929 | 0.39692 | 0.74358 | 13.76 | -13.76 | 13.76 | 119.59 | -77.26 | 1000 | 1000 | -13.76 | 13.76 | 13.76 | 52.04 | 13.76
2016-12-27 14:00:00 | 0.38538 | 0.41231 | 0.6716 | 21.04 | -21.04 | 21.04 | 126.87 | -84.54 | 1000 | 1000 | -21.04 | 21.04 | 21.04 | 50.18 | 21.04
2016-12-27 15:00:00 | 0.41112 | 0.43692 | 0.6447 | 29.58 | -29.58 | 29.58 | 135.41 | -93.08 | 1000 | 1000 | -29.58 | 29.58 | 29.58 | 49.96 | 29.58
2016-12-27 16:00:00 | 0.43686 | 0.46154 | 0.65698 | 29.76 | -29.76 | 29.76 | 135.59 | -93.26 | 1000 | 1000 | -29.76 | 29.76 | 29.76 | 52.39 | 29.76
2016-12-27 17:00:00 | 0.44652 | 0.47077 | 0.76076 | 29.69 | -29.69 | 29.69 | 135.52 | -93.19 | 1000 | 1000 | -29.69 | 29.69 | 29.69 | 63.57 | 29.69
2016-12-27 18:00:00 | 0.48191 | 0.50462 | 0.8848 | 29.45 | -29.45 | 29.45 | 135.28 | -92.95 | 1000 | 1000 | -29.45 | 29.45 | 29.45 | 68.61 | 29.45
2016-12-27 19:00:00 | 0.47226 | 0.49538 | 0.92169 | 31.91 | -31.91 | 31.91 | 137.74 | -95.41 | 1000 | 1000 | -31.91 | 31.91 | 31.91 | 64.2 | 31.91
2016-12-27 20:00:00 | 0.45939 | 0.48308 | 0.81915 | 28.5 | -28.5 | 28.5 | 134.33 | -92 | 1000 | 1000 | -28.5 | 28.5 | 28.5 | 53.91 | 28.5
2016-12-27 21:00:00 | 0.48835 | 0.51077 | 0.69019 | 27.01 | -27.01 | 27.01 | 132.84 | -90.51 | 1000 | 1000 | -27.01 | 27.01 | 27.01 | 46.25 | 27.01
2016-12-27 22:00:00 | 0.48191 | 0.50462 | 0.57811 | 13.71 | -13.71 | 13.71 | 119.54 | -77.21 | 1000 | 1000 | -13.71 | 13.71 | 13.71 | 49.35 | 13.71
2016-12-27 23:00:00 | 0.48835 | 0.51077 | 0.44327 | 21.8 | -21.8 | 21.8 | 127.63 | -85.3 | 1000 | 1000 | -21.8 | 21.8 | 21.8 | 48.02 | 21.8
2016-12-28 00:00:00 | 0.48835 | 0.51077 | 0.31267 | 21.28 | -21.28 | 21.28 | 127.11 | -84.78 | 1000 | 1000 | -21.28 | 21.28 | 21.28 | 44.25 | 21.28
2016-12-28 01:00:00 | 0.49479 | 0.51692 | 0.2388 | 22.1 | -22.1 | 22.1 | 127.93 | -85.6 | 1000 | 1000 | -22.1 | 22.1 | 22.1 | 39.99 | 22.1
2016-12-28 02:00:00 | 0.48191 | 0.50462 | 0.2191 | 20.28 | -20.28 | 20.28 | 126.11 | -83.78 | 1000 | 1000 | -20.28 | 20.28 | 20.28 | 37.6 | 20.28
2016-12-28 03:00:00 | 0.50444 | 0.52615 | 0.21612 | 23.01 | -23.01 | 23.01 | 128.84 | -86.51 | 1000 | 1000 | -23.01 | 23.01 | 23.01 | 34.21 | 23.01
2016-12-28 04:00:00 | 0.51409 | 0.53538 | 0.22876 | 28.09 | -28.09 | 28.09 | 133.92 | -91.59 | 1000 | 1000 | -28.09 | 28.09 | 28.09 | 30.42 | 28.09
2016-12-28 05:00:00 | 0.53018 | 0.55077 | 0.26928 | 30 | -30 | 30 | 135.83 | -93.5 | 1000 | 1000 | -30 | 30 | 30 | 37 | 30
2016-12-28 06:00:00 | 0.53018 | 0.55077 | 0.46874 | 32.07 | -32.07 | 32.07 | 137.9 | -95.57 | 1000 | 1000 | -32.07 | 32.07 | 32.07 | 40.56 | 32.07
2016-12-28 07:00:00 | 0.53018 | 0.55077 | 0.67301 | 40.06 | -40.06 | 40.06 | 145.89 | -103.56 | 1000 | 1000 | -40.06 | 40.06 | 40.06 | 46.13 | 40.06
2016-12-28 08:00:00 | 0.53984 | 0.56 | 0.76549 | 45.57 | -45.57 | 45.57 | 151.4 | -109.07 | 1000 | 1000 | -45.57 | 45.57 | 45.57 | 47.86 | 45.57
2016-12-28 09:00:00 | 0.51731 | 0.53846 | 0.7631 | 45.46 | -45.46 | 45.46 | 151.29 | -108.96 | 1000 | 1000 | -45.46 | 45.46 | 45.46 | 47.63 | 45.46
2016-12-28 10:00:00 | 0.44008 | 0.46462 | 0.73645 | 43.93 | -43.93 | 43.93 | 149.76 | -107.43 | 1000 | 1000 | -43.93 | 43.93 | 43.93 | 49.29 | 43.93
2016-12-28 11:00:00 | 0.41434 | 0.44 | 0.75244 | 44.4 | -44.4 | 44.4 | 150.23 | -107.9 | 1000 | 1000 | -44.4 | 44.4 | 44.4 | 48.85 | 44.4
2016-12-28 12:00:00 | 0.41434 | 0.44 | 0.78569 | 45.82 | -45.82 | 45.82 | 151.65 | -109.32 | 1000 | 1000 | -45.82 | 45.82 | 45.82 | 50.27 | 45.82
2016-12-28 13:00:00 | 0.41112 | 0.43692 | 0.74358 | 50.77 | -50.77 | 50.77 | 156.6 | -114.27 | 1000 | 1000 | -50.77 | 50.77 | 50.77 | 46.89 | 50.77
2016-12-28 14:00:00 | 0.43364 | 0.45846 | 0.6716 | 51.6 | -51.6 | 51.6 | 157.43 | -115.1 | 1000 | 1000 | -51.6 | 51.6 | 51.6 | 43.98 | 51.6
2016-12-28 15:00:00 | 0.49479 | 0.51692 | 0.6447 | 55.2 | -55.2 | 55.2 | 161.03 | -118.7 | 1000 | 1000 | -55.2 | 55.2 | 55.2 | 43.2 | 55.2
2016-12-28 16:00:00 | 0.50444 | 0.52615 | 0.65698 | 62.8 | -62.8 | 62.8 | 168.63 | -126.3 | 1000 | 1000 | -62.8 | 62.8 | 62.8 | 48.97 | 62.8
2016-12-28 17:00:00 | 0.50444 | 0.52615 | 0.76076 | 63.7 | -63.7 | 63.7 | 169.53 | -127.2 | 1000 | 1000 | -63.7 | 63.7 | 63.7 | 53.96 | 63.7
2016-12-28 18:00:00 | 0.55593 | 0.57538 | 0.8848 | 59.82 | -59.82 | 59.82 | 165.65 | -123.32 | 1000 | 1000 | -59.82 | 59.82 | 59.82 | 56.2 | 59.82
2016-12-28 19:00:00 | 0.55914 | 0.57846 | 0.92169 | 49.95 | -49.95 | 49.95 | 155.78 | -113.45 | 1000 | 1000 | -49.95 | 49.95 | 49.95 | 52.12 | 49.95
2016-12-28 20:00:00 | 0.52375 | 0.54462 | 0.81915 | 50 | -50 | 50 | 155.83 | -113.5 | 1000 | 1000 | -50 | 50 | 50 | 49 | 50
2016-12-28 21:00:00 | 0.52375 | 0.54462 | 0.69019 | 45.64 | -45.64 | 45.64 | 151.47 | -109.14 | 1000 | 1000 | -45.64 | 45.64 | 45.64 | 41.81 | 45.64
2016-12-28 22:00:00 | 0.51731 | 0.53846 | 0.57811 | 37.92 | -37.92 | 37.92 | 143.75 | -101.42 | 1000 | 1000 | -37.92 | 37.92 | 37.92 | 39.79 | 37.92
2016-12-28 23:00:00 | 0.49157 | 0.51385 | 0.44327 | 42.28 | -42.28 | 42.28 | 148.11 | -105.78 | 1000 | 1000 | -42.28 | 42.28 | 42.28 | 33.87 | 42.28
2016-12-29 00:00:00 | 0.46904 | 0.49231 | 0.31267 | 39.3 | -39.3 | 39.3 | 145.13 | -102.8 | 1000 | 1000 | -39.3 | 39.3 | 39.3 | 19.49 | 39.3
2016-12-29 01:00:00 | 0.4787 | 0.50154 | 0.2388 | 36.83 | -36.83 | 36.83 | 142.66 | -100.33 | 1000 | 1000 | -36.83 | 36.83 | 36.83 | 15.69 | 36.83
2016-12-29 02:00:00 | 0.46904 | 0.49231 | 0.2191 | 34.11 | -34.11 | 34.11 | 139.94 | -97.61 | 1000 | 1000 | -34.11 | 34.11 | 34.11 | 13.12 | 34.11
2016-12-29 03:00:00 | 0.46261 | 0.48615 | 0.21612 | 34.99 | -34.99 | 34.99 | 140.82 | -98.49 | 1000 | 1000 | -34.99 | 34.99 | 34.99 | 12.18 | 34.99
2016-12-29 04:00:00 | 0.46261 | 0.48615 | 0.22876 | 37.64 | -37.64 | 37.64 | 143.47 | -101.14 | 1000 | 1000 | -37.64 | 37.64 | 37.64 | 12.47 | 37.64
2016-12-29 05:00:00 | 0.45939 | 0.48308 | 0.26928 | 41.05 | -41.05 | 41.05 | 146.88 | -104.55 | 1000 | 1000 | -41.05 | 41.05 | 41.05 | 13.11 | 41.05
2016-12-29 06:00:00 | 0.45939 | 0.48308 | 0.46874 | 49.3 | -49.3 | 49.3 | 155.13 | -112.8 | 1000 | 1000 | -49.3 | 49.3 | 49.3 | 19.1 | 49.3
2016-12-29 07:00:00 | 0.45617 | 0.48 | 0.67301 | 53.38 | -53.38 | 53.38 | 159.21 | -116.88 | 1000 | 1000 | -53.38 | 53.38 | 53.38 | 31.52 | 53.38
2016-12-29 08:00:00 | 0.45295 | 0.47692 | 0.76549 | 54.01 | -54.01 | 54.01 | 159.84 | -117.51 | 1000 | 1000 | -54.01 | 54.01 | 54.01 | 39.2 | 54.01
2016-12-29 09:00:00 | 0.45617 | 0.48 | 0.7631 | 51.14 | -51.14 | 51.14 | 156.97 | -114.64 | 1000 | 1000 | -51.14 | 51.14 | 51.14 | 44.94 | 51.14
2016-12-29 10:00:00 | 0.44652 | 0.47077 | 0.73645 | 50.96 | -50.96 | 50.96 | 156.79 | -114.46 | 1000 | 1000 | -50.96 | 50.96 | 50.96 | 46.09 | 50.96
2016-12-29 11:00:00 | 0.43686 | 0.46154 | 0.75244 | 47.09 | -47.09 | 47.09 | 152.92 | -110.59 | 1000 | 1000 | -47.09 | 47.09 | 47.09 | 43.43 | 47.09
2016-12-29 12:00:00 | 0.43364 | 0.45846 | 0.78569 | 46.62 | -46.62 | 46.62 | 152.45 | -110.12 | 1000 | 1000 | -46.62 | 46.62 | 46.62 | 41.96 | 46.62
2016-12-29 13:00:00 | 0.44652 | 0.47077 | 0.74358 | 49.6 | -49.6 | 49.6 | 155.43 | -113.1 | 1000 | 1000 | -49.6 | 49.6 | 49.6 | 42.69 | 49.6
2016-12-29 14:00:00 | 0.45617 | 0.48 | 0.6716 | 51.63 | -51.63 | 51.63 | 157.46 | -115.13 | 1000 | 1000 | -51.63 | 51.63 | 51.63 | 42.76 | 51.63
2016-12-29 15:00:00 | 0.46904 | 0.49231 | 0.6447 | 54.43 | -54.43 | 54.43 | 160.26 | -117.93 | 1000 | 1000 | -54.43 | 54.43 | 54.43 | 42.42 | 54.43
2016-12-29 16:00:00 | 0.48513 | 0.50769 | 0.65698 | 63.95 | -63.95 | 63.95 | 169.78 | -127.45 | 1000 | 1000 | -63.95 | 63.95 | 63.95 | 45 | 63.95
2016-12-29 17:00:00 | 0.52696 | 0.54769 | 0.76076 | 57.2 | -57.2 | 57.2 | 163.03 | -120.7 | 1000 | 1000 | -57.2 | 57.2 | 57.2 | 53.1 | 57.2
2016-12-29 18:00:00 | 0.54627 | 0.56615 | 0.8848 | 54.02 | -54.02 | 54.02 | 159.85 | -117.52 | 1000 | 1000 | -54.02 | 54.02 | 54.02 | 54.93 | 54.02
2016-12-29 19:00:00 | 0.55914 | 0.57846 | 0.92169 | 47.98 | -47.98 | 47.98 | 153.81 | -111.48 | 1000 | 1000 | -47.98 | 47.98 | 47.98 | 49.88 | 47.98
2016-12-29 20:00:00 | 0.57202 | 0.59077 | 0.81915 | 42.93 | -42.93 | 42.93 | 148.76 | -106.43 | 1000 | 1000 | -42.93 | 42.93 | 42.93 | 39.89 | 42.93
2016-12-29 21:00:00 | 0.56558 | 0.58462 | 0.69019 | 38.04 | -38.04 | 38.04 | 143.87 | -101.54 | 1000 | 1000 | -38.04 | 38.04 | 38.04 | 35.39 | 38.04
2016-12-29 22:00:00 | 0.57845 | 0.59692 | 0.57811 | 36.03 | -36.03 | 36.03 | 141.86 | -99.53 | 1000 | 1000 | -36.03 | 36.03 | 36.03 | 28.51 | 36.03
2016-12-29 23:00:00 | 0.57845 | 0.59692 | 0.44327 | 36.01 | -36.01 | 36.01 | 141.84 | -99.51 | 1000 | 1000 | -36.01 | 36.01 | 36.01 | 24.88 | 36.01
2016-12-30 00:00:00 | 0.59132 | 0.60923 | 0.31267 | 35.96 | -35.96 | 35.96 | 141.79 | -99.46 | 1000 | 1000 | -35.96 | 35.96 | 35.96 | 20.32 | 35.96
2016-12-30 01:00:00 | 0.58811 | 0.60615 | 0.2388 | 32.06 | -32.06 | 32.06 | 137.89 | -95.56 | 1000 | 1000 | -32.06 | 32.06 | 32.06 | 12.65 | 32.06
2016-12-30 02:00:00 | 0.59454 | 0.61231 | 0.2191 | 32.54 | -32.54 | 32.54 | 138.37 | -96.04 | 1000 | 1000 | -32.54 | 32.54 | 32.54 | 14.27 | 32.54
2016-12-30 03:00:00 | 0.60419 | 0.62154 | 0.21612 | 33.09 | -33.09 | 33.09 | 138.92 | -96.59 | 1000 | 1000 | -33.09 | 33.09 | 33.09 | 17.7 | 33.09
2016-12-30 04:00:00 | 0.61063 | 0.62769 | 0.22876 | 33.09 | -33.09 | 33.09 | 138.92 | -96.59 | 1000 | 1000 | -33.09 | 33.09 | 33.09 | 18.75 | 33.09
2016-12-30 05:00:00 | 0.61707 | 0.63385 | 0.26928 | 33.94 | -33.94 | 33.94 | 139.77 | -97.44 | 1000 | 1000 | -33.94 | 33.94 | 33.94 | 25.18 | 33.94
2016-12-30 06:00:00 | 0.62994 | 0.64615 | 0.46874 | 46 | -46 | 46 | 151.83 | -109.5 | 1000 | 1000 | -46 | 46 | 46 | 31 | 46
2016-12-30 07:00:00 | 0.63316 | 0.64923 | 0.67301 | 49.96 | -49.96 | 49.96 | 155.79 | -113.46 | 1000 | 1000 | -49.96 | 49.96 | 49.96 | 38.5 | 49.96
2016-12-30 08:00:00 | 0.61063 | 0.62769 | 0.76549 | 47.19 | -47.19 | 47.19 | 153.02 | -110.69 | 1000 | 1000 | -47.19 | 47.19 | 47.19 | 40.63 | 47.19
2016-12-30 09:00:00 | 0.57845 | 0.59692 | 0.7631 | 43 | -43 | 43 | 148.83 | -106.5 | 1000 | 1000 | -43 | 43 | 43 | 42.9 | 43
2016-12-30 10:00:00 | 0.55914 | 0.57846 | 0.73645 | 37.27 | -37.27 | 37.27 | 143.1 | -100.77 | 1000 | 1000 | -37.27 | 37.27 | 37.27 | 43.8 | 37.27
2016-12-30 11:00:00 | 0.52696 | 0.54769 | 0.75244 | 36.3 | -36.3 | 36.3 | 142.13 | -99.8 | 1000 | 1000 | -36.3 | 36.3 | 36.3 | 46.5 | 36.3
2016-12-30 12:00:00 | 0.49479 | 0.51692 | 0.78569 | 36.72 | -36.72 | 36.72 | 142.55 | -100.22 | 1000 | 1000 | -36.72 | 36.72 | 36.72 | 48.76 | 36.72
2016-12-30 13:00:00 | 0.48191 | 0.50462 | 0.74358 | 47.19 | -47.19 | 47.19 | 153.02 | -110.69 | 1000 | 1000 | -47.19 | 47.19 | 47.19 | 44.5 | 47.19
2016-12-30 14:00:00 | 0.48513 | 0.50769 | 0.6716 | 52.78 | -52.78 | 52.78 | 158.61 | -116.28 | 1000 | 1000 | -52.78 | 52.78 | 52.78 | 42.77 | 52.78
2016-12-30 15:00:00 | 0.52375 | 0.54462 | 0.6447 | 54.99 | -54.99 | 54.99 | 160.82 | -118.49 | 1000 | 1000 | -54.99 | 54.99 | 54.99 | 42.78 | 54.99
2016-12-30 16:00:00 | 0.54305 | 0.56308 | 0.65698 | 56.04 | -56.04 | 56.04 | 161.87 | -119.54 | 1000 | 1000 | -56.04 | 56.04 | 56.04 | 46 | 56.04
2016-12-30 17:00:00 | 0.55914 | 0.57846 | 0.76076 | 52.92 | -52.92 | 52.92 | 158.75 | -116.42 | 1000 | 1000 | -52.92 | 52.92 | 52.92 | 57.93 | 52.92
2016-12-30 18:00:00 | 0.57202 | 0.59077 | 0.8848 | 52.82 | -52.82 | 52.82 | 158.65 | -116.32 | 1000 | 1000 | -52.82 | 52.82 | 52.82 | 63.22 | 52.82
2016-12-30 19:00:00 | 0.58167 | 0.6 | 0.92169 | 43.32 | -43.32 | 43.32 | 149.15 | -106.82 | 1000 | 1000 | -43.32 | 43.32 | 43.32 | 55.76 | 43.32
2016-12-30 20:00:00 | 0.58489 | 0.60308 | 0.81915 | 41.03 | -41.03 | 41.03 | 146.86 | -104.53 | 1000 | 1000 | -41.03 | 41.03 | 41.03 | 51.39 | 41.03
2016-12-30 21:00:00 | 0.59776 | 0.61538 | 0.69019 | 40.55 | -40.55 | 40.55 | 146.38 | -104.05 | 1000 | 1000 | -40.55 | 40.55 | 40.55 | 43.13 | 40.55
2016-12-30 22:00:00 | 0.59132 | 0.60923 | 0.57811 | 33.06 | -33.06 | 33.06 | 138.89 | -96.56 | 1000 | 1000 | -33.06 | 33.06 | 33.06 | 46.62 | 33.06
2016-12-30 23:00:00 | 0.59776 | 0.61538 | 0.44327 | 36.1 | -36.1 | 36.1 | 141.93 | -99.6 | 1000 | 1000 | -36.1 | 36.1 | 36.1 | 41.15 | 36.1
2016-12-31 00:00:00 | 0.61385 | 0.63077 | 0.36334 | 33.04 | -33.04 | 33.04 | 138.87 | -96.54 | 1000 | 1000 | -33.04 | 33.04 | 33.04 | 33.23 | 33.04
2016-12-31 01:00:00 | 0.60419 | 0.62154 | 0.30185 | 29.9 | -29.9 | 29.9 | 135.73 | -93.4 | 1000 | 1000 | -29.9 | 29.9 | 29.9 | 30.78 | 29.9
2016-12-31 02:00:00 | 0.59776 | 0.61538 | 0.247 | 27.63 | -27.63 | 27.63 | 133.46 | -91.13 | 1000 | 1000 | -27.63 | 27.63 | 27.63 | 28.28 | 27.63
2016-12-31 03:00:00 | 0.60419 | 0.62154 | 0.23565 | 27.52 | -27.52 | 27.52 | 133.35 | -91.02 | 1000 | 1000 | -27.52 | 27.52 | 27.52 | 24.52 | 27.52
2016-12-31 04:00:00 | 0.61063 | 0.62769 | 0.23258 | 27.28 | -27.28 | 27.28 | 133.11 | -90.78 | 1000 | 1000 | -27.28 | 27.28 | 27.28 | 25.79 | 27.28
2016-12-31 05:00:00 | 0.59132 | 0.60923 | 0.24426 | 21.43 | -21.43 | 21.43 | 127.26 | -84.93 | 1000 | 1000 | -21.43 | 21.43 | 21.43 | 27.98 | 21.43
2016-12-31 06:00:00 | 0.59454 | 0.61231 | 0.30966 | 31.68 | -31.68 | 31.68 | 137.51 | -95.18 | 1000 | 1000 | -31.68 | 31.68 | 31.68 | 24.96 | 31.68
2016-12-31 07:00:00 | 0.60098 | 0.61846 | 0.47243 | 35.02 | -35.02 | 35.02 | 140.85 | -98.52 | 1000 | 1000 | -35.02 | 35.02 | 35.02 | 33.14 | 35.02
2016-12-31 08:00:00 | 0.60419 | 0.62154 | 0.68704 | 41.88 | -41.88 | 41.88 | 147.71 | -105.38 | 1000 | 1000 | -41.88 | 41.88 | 41.88 | 30.94 | 41.88
2016-12-31 09:00:00 | 0.58167 | 0.6 | 0.80606 | 39.94 | -39.94 | 39.94 | 145.77 | -103.44 | 1000 | 1000 | -39.94 | 39.94 | 39.94 | 44.96 | 39.94
2016-12-31 10:00:00 | 0.56558 | 0.58462 | 0.84283 | 39.96 | -39.96 | 39.96 | 145.79 | -103.46 | 1000 | 1000 | -39.96 | 39.96 | 39.96 | 51.83 | 39.96
2016-12-31 11:00:00 | 0.54627 | 0.56615 | 0.87704 | 38.86 | -38.86 | 38.86 | 144.69 | -102.36 | 1000 | 1000 | -38.86 | 38.86 | 38.86 | 53.97 | 38.86
2016-12-31 12:00:00 | 0.5334 | 0.55385 | 0.91636 | 35.04 | -35.04 | 35.04 | 140.87 | -98.54 | 1000 | 1000 | -35.04 | 35.04 | 35.04 | 51.94 | 35.04
2016-12-31 13:00:00 | 0.53018 | 0.55077 | 0.88755 | 37.5 | -37.5 | 37.5 | 143.33 | -101 | 1000 | 1000 | -37.5 | 37.5 | 37.5 | 47.2 | 37.5
2016-12-31 14:00:00 | 0.55593 | 0.57538 | 0.79022 | 43.81 | -43.81 | 43.81 | 149.64 | -107.31 | 1000 | 1000 | -43.81 | 43.81 | 43.81 | 42.44 | 43.81
2016-12-31 15:00:00 | 0.56236 | 0.58154 | 0.71445 | 49.76 | -49.76 | 49.76 | 155.59 | -113.26 | 1000 | 1000 | -49.76 | 49.76 | 49.76 | 40.56 | 49.76
2016-12-31 16:00:00 | 0.56236 | 0.58154 | 0.70607 | 53.98 | -53.98 | 53.98 | 159.81 | -117.48 | 1000 | 1000 | -53.98 | 53.98 | 53.98 | 49.55 | 53.98
2016-12-31 17:00:00 | 0.5688 | 0.58769 | 0.8672 | 49.76 | -49.76 | 49.76 | 155.59 | -113.26 | 1000 | 1000 | -49.76 | 49.76 | 49.76 | 56.91 | 49.76
2016-12-31 18:00:00 | 0.55914 | 0.57846 | 0.99703 | 40.84 | -40.84 | 40.84 | 146.67 | -104.34 | 1000 | 1000 | -40.84 | 40.84 | 40.84 | 53.81 | 40.84
2016-12-31 19:00:00 | 0.54627 | 0.56615 | 1 | 35.05 | -35.05 | 35.05 | 140.88 | -98.55 | 1000 | 1000 | -35.05 | 35.05 | 35.05 | 40.24 | 35.05
2016-12-31 20:00:00 | 0.5334 | 0.55385 | 0.83309 | 33.02 | -33.02 | 33.02 | 138.85 | -96.52 | 1000 | 1000 | -33.02 | 33.02 | 33.02 | 39.5 | 33.02
2016-12-31 21:00:00 | 0.51731 | 0.53846 | 0.66229 | 33.71 | -33.71 | 33.71 | 139.54 | -97.21 | 1000 | 1000 | -33.71 | 33.71 | 33.71 | 37.06 | 33.71
2016-12-31 22:00:00 | 0.50766 | 0.52923 | 0.60399 | 20.9 | -20.9 | 20.9 | 126.73 | -84.4 | 1000 | 1000 | -20.9 | 20.9 | 20.9 | 39.47 | 20.9
2016-12-31 23:00:00 | 0.50765 | 0.52923 | 0.51572 | 20.9 | -20.9 | 20.9 | 126.73 | -84.4 | 1000 | 1000 | -20.9 | 20.9 | 20.9 | 31.46 | 20.9
Note on B1: Values in MW th ABSOLUTE VALUE!! (Do not multiply by the nominal value) Taken from the district heating demand profile. Methodology described in: Electricity, Heat, and Gas Sector Data for Modeling the German Systemhttps://www.diw.de/documents/publikationen/73/diw_01.c.574130.de/diw_datadoc_2017-092.pdf
Note on C1: Values in MW th ABSOLUTE VALUE!! (Do not multiply by the nominal value)
Note on E1: Values in EUR/MWh Values are negative, because that means that the windfarm is earning money from the sale of the electricity. 2016 day ahead auction on the Spot market in Germany. Source: https://www.epexspot.com/en/market-data/dayaheadauction
Note on F1: Values in EUR/MWh Positive values are very high to force the system to send the electricity with negative prices through the nevative_spot transformer
Note on G1: Values in EUR/MWh Positive values are very high to force the system to send the electricity with negative prices through the nevative_spot transformer
Note on H1: spotpreis + Umlagen
Note on I1: -eeg -spotpreis
Note on Q9: Values in MW th ABSOLUTE VALUE!! (Do not multiply by the nominal value)
Note on P10: Values in MW th ABSOLUTE VALUE!! (Do not multiply by the nominal value) Taken from the district heating demand profile. Methodology described in: Electricity, Heat, and Gas Sector Data for Modeling the German Systemhttps://www.diw.de/documents/publikationen/73/diw_01.c.574130.de/diw_datadoc_2017-092.pdf
Note on U10: Values in EUR/MWh Values are negative, because that means that the windfarm is earning money from the sale of the electricity. 2016 day ahead auction on the Spot market in Germany. Source: https://www.epexspot.com/en/market-data/dayaheadauction
Note on V10: Values in EUR/MWh Positive values are very high to force the system to send the electricity with negative prices through the nevative_spot transformer
Note on W10: Values in EUR/MWh Positive values are very high to force the system to send the electricity with negative prices through the nevative_spot transformer
Note on X10: spotpreis + Umlagen
Note on Y10: -eeg -spotpreis